## Intro
Background
This spreadsheet is developed as a part of the Port Electrification Handbook.
It is designed to facilitate ports to estimate and generate the load profiles needed as input data to run analyses in the Energy Storage Evaluation Tool (ESET) and specifically the Microgrid Asset Sizing considering Cost and Resilience (MASCORE) tool within ESET. This workbook allows the user to select choose the count and some basic properties of common port loads, and will generate an annual load profile that can be exported into a CSV file or copied into another program that needs that type of information.
ESET | https://eset.pnnl.gov/
MASCORE | https://eset.pnnl.gov/#/ourproducts/MASCORE
Sample CSV files can be found within MASCORE to download (note: you will need to create an account to access the load downloads)
Layout
This spreadsheet has five primary tab types (color coded):
Intro |  | This tab, which contains the overall background and instructions.
Load Profile |  | Main data tab. This will be where the user selects the number/size of each load and how much is considered critical load. This is also where the final load profile is produced/plotted.
Individual Loads |  | Tabs for the individual load types on the "Load Profile" tab. These tabs have annual load profiles (at 1-hour resolution) and details on the assumptions/model of each load for understanding. They can also be used to substitute meter data from actual loads at the ports, if available. Note that these sheets are "protected" by default - if you wish to change the base profile, you will need to "Unprotect" the tab first.
Others |  | An empty "Individual Load" tab, where a unique or other type of load profile can be pasted, or meter data for specific devices included. This data is accessible via the table on the "Load Profile" tab to include.
Solar Generation Profile |  | This tab contains the hourly solar output for a year, as generated from the NREL PVWatts Tool (https://pvwatts.nrel.gov/). This tab is primarily to paste those results for plotting/examination, or to include them for a consultant/third-party data need.
Expected Usage
1. Go to the "Load Profile" tab/sheet
2. Select and scale individual loads in total load and critical load categories, respectively.
3. Copy the output load profiles for total and critical load to the appropriate output format. If using ESET and MASCORE, copy the total load and critical load into the the corresponding template/default CSV files downloaded from ESET. More details are provided on the "Load Profile" tab
Usage Disclaimer
The load profiles in this spreadsheet are derived from available port data, including actual measurements and simulations based on typical duty cycles. These are meant to provide a generalized load profile for ports to use to evaluate load characteristics (magnitude and shape) during high-level planning and sizing purposes. Ports are encouraged to improve the load profiles using any actual meter data they may have, by using external software to generate new profile information, or by obtaining data directly from equipment manufacturers as available. The information provided in this spreadsheet is generalized from the input of many ports and may not represent a particular port or business/industry focus.
Contact
Please feel free to contact Dexin Wang at dexin.wang@pnnl.gov for any questions or troubles using the spreadsheet.
Legal Disclaimer
This document was prepared as an account of work sponsored by an agency of the United States Government. Neither the United States Government nor any agency thereof, nor Battelle Memorial Institute, nor any of their employees, makes any warranty, express or implied, or assumes any legal liability or responsibility for the accuracy, completeness, or usefulness of any information, apparatus, product, or process disclosed, or represents that its use would not infringe privately owned rights. Reference herein to any specific commercial product, process, or service by trade name, trademark, manufacturer, or otherwise does not necessarily constitute or imply its endorsement, recommendation, or favoring by the United States Government or any agency thereof, or Battelle Memorial Institute. The views and opinions of authors expressed herein do not necessarily state or reflect those of the United States Government or any agency thereof.
This spreadsheet was produced by the Pacific Northwest National Laboratory operated by Battelle for the U.S. Department of Energy under Contract DE-AC05-76RL01830.

## Load Profile
Input |  |  |  |  | Output
|  | Unit | Total | Critical | Time | Total_Load_kW | Critical_Load_kW
Cargo Handling Equipment | STS Cranes | Single-Berth Terminal | 2 | 1 | 2018-01-01 01:00 | 4927.2251 | 877.2424
|  | Two-Berth Terminal | 1 | 0 | 2018-01-01 02:00 | 4858.9379 | 908.553
|  | Three-Berth Terminal | 0 | 0 | 2018-01-01 03:00 | 4559.4099 | 885.8493
| Forklift | One vehicle | 8 | 0 | 2018-01-01 04:00 | 4652.693 | 859.0459
| Generic Rolling CHE | One vehicle | 3 | 0 | 2018-01-01 05:00 | 4633.8802 | 868.6606
Exterior Lighting |  | Acre | 800 | 600 | 2018-01-01 06:00 | 4760.4633 | 858.2124
Switch Locomotive Charging |  | One Locomotive | 2 | 1 | 2018-01-01 07:00 | 3377.9312 | 539.2316
EV Charging | LDV | 4-Bay Charging Station | 0 | 0 | 2018-01-01 08:00 | 3409.8832 | 516.9998
| MDV/HDV | 4-Bay Charging Station | 2 | 1 | 2018-01-01 09:00 | 3423.0993 | 513.0468
Shorepower | Container | Single-Berth Terminal | 2 | 0 | 2018-01-01 10:00 | 3983.1735 | 775.9814
|  | Two-Berth Terminal |  | 0 | 2018-01-01 11:00 | 3489.6877 | 636.0834
|  | Three-Berth Terminal | 0 | 0 | 2018-01-01 12:00 | 3576.9286 | 527.6682
| Cruise | Single-berth Terminal | 1 | 0 | 2018-01-01 13:00 | 3245.1022 | 466.5766
Buildings | LargeOffice | One building | 2 |  | 2018-01-01 14:00 | 3650.8029 | 608.0242
| MediumOffice | One building | 3 | 2 | 2018-01-01 15:00 | 3338.9649 | 451.241
| SmallOffice | One building |  |  | 2018-01-01 16:00 | 3161.9497 | 353.412
| LargeHotel | One building |  | 0 | 2018-01-01 17:00 | 3430.706 | 529.9056
| SmallHotel | One building |  | 0 | 2018-01-01 18:00 | 3889.4023 | 618.4668
| Warehouse | One building | 5 | 2 | 2018-01-01 19:00 | 3315.0374 | 339.6642
| FullServiceRestaurant | One building |  |  | 2018-01-01 20:00 | 3118.8183 | 387.7317 | Annual Consumption | Total Load (MWh) | Critical Load (MWh)
| QuickServiceRestaurant | One building |  |  | 2018-01-01 21:00 | 3814.8044 | 538.5656 |  | 26904.0871 | 4322.1013
Other 1 |  |  |  |  | 2018-01-01 22:00 | 3311.3881 | 520.3918
Other 2 |  |  |  |  | 2018-01-01 23:00 | 3251.7259 | 515.3301
[5 empty] | 2018-01-02 | 3536.2082 | 536.5768 | Monthly Consumption | Total Load |  | Critical Load
Instructions/Notes: |  |  |  |  | 2018-01-02 01:00 | 4939.2038 | 865.8597 |  | Volumetric (MWh) | Peak Power (MW) | Volumetric (MWh) | Peak Power (MW)
[5 empty] | 2018-01-02 02:00 | 4368.1009 | 860.505 | January | 2856.1815 | 13.9768 | 368.8304 | 1.0842
[5 empty] | 2018-01-02 03:00 | 4665.1105 | 874.6596 | February | 2166.1216 | 13.7674 | 267.0115 | 1.0943
[5 empty] | 2018-01-02 04:00 | 4368.7449 | 851.1662 | March | 2366.3241 | 13.6773 | 361.1172 | 1.202
[5 empty] | 2018-01-02 05:00 | 5004.0222 | 1079.9525 | April | 2404.1873 | 13.2948 | 330.3463 | 1.1783
[5 empty] | 2018-01-02 06:00 | 4807.2368 | 1041.1415 | May | 1955.1887 | 13.7615 | 316.502 | 1.1874
[5 empty] | 2018-01-02 07:00 | 3340.7284 | 534.2856 | June | 2321.2414 | 12.5419 | 436.7448 | 1.4541
[5 empty] | 2018-01-02 08:00 | 4070.4011 | 861.9755 | July | 2335.2021 | 13.4975 | 438.0432 | 1.444
[5 empty] | 2018-01-02 09:00 | 3408.6008 | 605.607 | August | 1944.5976 | 11.5872 | 425.0167 | 1.4415
[5 empty] | 2018-01-02 10:00 | 3760.6379 | 735.2937 | September | 2090.4595 | 11.2492 | 372.6836 | 1.2514
[5 empty] | 2018-01-02 11:00 | 3875.1955 | 670.3882 | October | 1886.7791 | 10.5224 | 329.6939 | 1.0033
[5 empty] | 2018-01-02 12:00 | 3512.5199 | 507.8768 | November | 2662.6255 | 13.4608 | 382.7474 | 1.2731
[5 empty] | 2018-01-02 13:00 | 3581.5803 | 513.4779 | December | 1915.1787 | 13.5664 | 293.3641 | 1.1118
[5 empty] | 2018-01-02 14:00 | 3111.2411 | 360.5714
[5 empty] | 2018-01-02 15:00 | 3434.3191 | 453.7282
[5 empty] | 2018-01-02 16:00 | 3418.7144 | 574.8415
[5 empty] | 2018-01-02 17:00 | 3228.5124 | 386.7581
[5 empty] | 2018-01-02 18:00 | 3202.0029 | 333.5985
[5 empty] | 2018-01-02 19:00 | 3570.4491 | 361.6307
[5 empty] | 2018-01-02 20:00 | 3369.8516 | 392.0379
[5 empty] | 2018-01-02 21:00 | 3522.1987 | 549.0157
[5 empty] | 2018-01-02 22:00 | 3389.4973 | 545.435
[5 empty] | 2018-01-02 23:00 | 3751.2988 | 520.906
[5 empty] | 2018-01-03 | 3374.3234 | 514.947
[5 empty] | 2018-01-03 01:00 | 4739.7927 | 869.5372
[5 empty] | 2018-01-03 02:00 | 4762.8895 | 880.2516
[5 empty] | 2018-01-03 03:00 | 4406.2503 | 873.3699
[5 empty] | 2018-01-03 04:00 | 4399.1312 | 858.657
[5 empty] | 2018-01-03 05:00 | 4709.5663 | 1062.6685
[5 empty] | 2018-01-03 06:00 | 5071.3908 | 1056.7891
[5 empty] | 2018-01-03 07:00 | 3447.3773 | 543.4559
[5 empty] | 2018-01-03 08:00 | 4041.6892 | 842.0618
[5 empty] | 2018-01-03 09:00 | 3598.2679 | 611.0966
[5 empty] | 2018-01-03 10:00 | 3790.2201 | 716.2898
[5 empty] | 2018-01-03 11:00 | 4188.584 | 660.4902
[5 empty] | 2018-01-03 12:00 | 3069.9758 | 470.0232
[5 empty] | 2018-01-03 13:00 | 3306.8017 | 495.2791
[5 empty] | 2018-01-03 14:00 | 3205.6598 | 332.6368
[5 empty] | 2018-01-03 15:00 | 3280.5607 | 444.9051
[5 empty] | 2018-01-03 16:00 | 3549.6966 | 549.3098
[5 empty] | 2018-01-03 17:00 | 3124.2633 | 376.475
[5 empty] | 2018-01-03 18:00 | 3225.0354 | 327.6523
[5 empty] | 2018-01-03 19:00 | 2951.9203 | 318.4244
[5 empty] | 2018-01-03 20:00 | 3313.9619 | 397.3151
[5 empty] | 2018-01-03 21:00 | 3350.3352 | 526.1909
[5 empty] | 2018-01-03 22:00 | 3210.2211 | 507.6212
[5 empty] | 2018-01-03 23:00 | 3129.5665 | 532.521
[5 empty] | 2018-01-04 | 3443.8948 | 520.6442
[5 empty] | 2018-01-04 01:00 | 5137.0191 | 862.6376
[5 empty] | 2018-01-04 02:00 | 4550.8054 | 843.2362
[5 empty] | 2018-01-04 03:00 | 4973.7651 | 866.3251
[5 empty] | 2018-01-04 04:00 | 4454.5139 | 865.821
[5 empty] | 2018-01-04 05:00 | 5017.2287 | 1075.5708
[5 empty] | 2018-01-04 06:00 | 4711.5102 | 1030.3081
[5 empty] | 2018-01-04 07:00 | 3595.418 | 549.8685
[5 empty] | 2018-01-04 08:00 | 4040.2484 | 837.5938
[5 empty] | 2018-01-04 09:00 | 3552.7197 | 612.4372
[5 empty] | 2018-01-04 10:00 | 3781.0918 | 705.6479
[5 empty] | 2018-01-04 11:00 | 3613.9887 | 658.6282
[5 empty] | 2018-01-04 12:00 | 3447.2571 | 488.1109
[5 empty] | 2018-01-04 13:00 | 3386.7008 | 509.53
[5 empty] | 2018-01-04 14:00 | 3312.7039 | 360.8177
[5 empty] | 2018-01-04 15:00 | 3240.4269 | 461.9544
[5 empty] | 2018-01-04 16:00 | 3771.2424 | 580.567
[5 empty] | 2018-01-04 17:00 | 2980.6902 | 317.1167
[5 empty] | 2018-01-04 18:00 | 3858.3485 | 267.7355
[5 empty] | 2018-01-04 19:00 | 3281.5692 | 367.392
[5 empty] | 2018-01-04 20:00 | 3804.4031 | 420.133
[5 empty] | 2018-01-04 21:00 | 3457.5285 | 531.3915
[5 empty] | 2018-01-04 22:00 | 3479.0327 | 524.6706
[5 empty] | 2018-01-04 23:00 | 3479.1864 | 536.7369
[5 empty] | 2018-01-05 | 3921.5281 | 549.2887
[5 empty] | 2018-01-05 01:00 | 4686.6696 | 848.7333
[5 empty] | 2018-01-05 02:00 | 4677.625 | 863.4807
[5 empty] | 2018-01-05 03:00 | 4833.2641 | 862.6691
[5 empty] | 2018-01-05 04:00 | 4439.3127 | 832.019
[5 empty] | 2018-01-05 05:00 | 4774.9152 | 1064.5517
[5 empty] | 2018-01-05 06:00 | 4996.8053 | 1035.8124
[5 empty] | 2018-01-05 07:00 | 3396.6413 | 529.0103
[5 empty] | 2018-01-05 08:00 | 4016.8658 | 819.5019
[5 empty] | 2018-01-05 09:00 | 3387.1409 | 595.3068
[5 empty] | 2018-01-05 10:00 | 3498.6903 | 692.3542
[5 empty] | 2018-01-05 11:00 | 3879.4993 | 687.3764
[5 empty] | 2018-01-05 12:00 | 3474.3275 | 503.1168
[5 empty] | 2018-01-05 13:00 | 3306.2899 | 510.3568
[5 empty] | 2018-01-05 14:00 | 3257.4567 | 364.9016
[5 empty] | 2018-01-05 15:00 | 3313.4695 | 458.8078
[5 empty] | 2018-01-05 16:00 | 3567.5751 | 586.6124
[5 empty] | 2018-01-05 17:00 | 3171.4765 | 422.0892
[5 empty] | 2018-01-05 18:00 | 3426.6491 | 350.2018
[5 empty] | 2018-01-05 19:00 | 3218.3461 | 335.1451
[5 empty] | 2018-01-05 20:00 | 3422.4748 | 380.0963
[5 empty] | 2018-01-05 21:00 | 3393.1808 | 550.1898
[5 empty] | 2018-01-05 22:00 | 3404.0431 | 530.0278
[5 empty] | 2018-01-05 23:00 | 3499.1116 | 529.0652
[5 empty] | 2018-01-06 | 3229.2165 | 515.5661
[5 empty] | 2018-01-06 01:00 | 4653.0861 | 867.3427
[5 empty] | 2018-01-06 02:00 | 4916.6587 | 873.7761
[5 empty] | 2018-01-06 03:00 | 4653.9901 | 865.5764
[5 empty] | 2018-01-06 04:00 | 12701.9343 | 869.678
[5 empty] | 2018-01-06 05:00 | 13220.0863 | 1046.5404
[5 empty] | 2018-01-06 06:00 | 13507.3972 | 1042.3863
[5 empty] | 2018-01-06 07:00 | 11782.9696 | 526.9653
[5 empty] | 2018-01-06 08:00 | 11969.8328 | 819.6944
[5 empty] | 2018-01-06 09:00 | 11563.4228 | 604.3985
[5 empty] | 2018-01-06 10:00 | 11474.0239 | 684.845
[5 empty] | 2018-01-06 11:00 | 11145.4245 | 664.0708
[5 empty] | 2018-01-06 12:00 | 10584.5992 | 478.4762
[5 empty] | 2018-01-06 13:00 | 3432.5272 | 478.4587
[5 empty] | 2018-01-06 14:00 | 3078.7504 | 323.2131
[5 empty] | 2018-01-06 15:00 | 3202.8683 | 402.7752
[5 empty] | 2018-01-06 16:00 | 3559.3635 | 544.9008
[5 empty] | 2018-01-06 17:00 | 3349.4419 | 368.6876
[5 empty] | 2018-01-06 18:00 | 2820.3851 | 303.1182
[5 empty] | 2018-01-06 19:00 | 3183.7485 | 339.3151
[5 empty] | 2018-01-06 20:00 | 3127.8621 | 375.0254
[5 empty] | 2018-01-06 21:00 | 3500.5525 | 524.3956
[5 empty] | 2018-01-06 22:00 | 3430.5206 | 510.033
[5 empty] | 2018-01-06 23:00 | 3291.2815 | 525.7989
[5 empty] | 2018-01-07 | 3380.7127 | 519.3259
[5 empty] | 2018-01-07 01:00 | 4835.5183 | 856.8096
[5 empty] | 2018-01-07 02:00 | 4430.8589 | 854.0359
[5 empty] | 2018-01-07 03:00 | 4619.0074 | 867.9389
[5 empty] | 2018-01-07 04:00 | 4360.192 | 864.6644
[5 empty] | 2018-01-07 05:00 | 4468.1205 | 838.2961
[5 empty] | 2018-01-07 06:00 | 4698.8762 | 853.3133
[5 empty] | 2018-01-07 07:00 | 3670.3875 | 537.1298
[5 empty] | 2018-01-07 08:00 | 3558.227 | 523.2422
[5 empty] | 2018-01-07 09:00 | 11725.8663 | 529.2401
[5 empty] | 2018-01-07 10:00 | 12449.6652 | 786.3014
[5 empty] | 2018-01-07 11:00 | 11360.1882 | 578.7959
[5 empty] | 2018-01-07 12:00 | 10823.0465 | 524.7229
[5 empty] | 2018-01-07 13:00 | 10146.8847 | 446.5659
[5 empty] | 2018-01-07 14:00 | 9976.2617 | 598.0771
[5 empty] | 2018-01-07 15:00 | 9427.5893 | 405.463
[5 empty] | 2018-01-07 16:00 | 8719.2968 | 323.1256
[5 empty] | 2018-01-07 17:00 | 8924.0026 | 516.3084
[5 empty] | 2018-01-07 18:00 | 8805.1446 | 574.4547
[5 empty] | 2018-01-07 19:00 | 3199.0639 | 322.1676
[5 empty] | 2018-01-07 20:00 | 3522.5104 | 367.1749
[5 empty] | 2018-01-07 21:00 | 3219.2234 | 519.9125
[5 empty] | 2018-01-07 22:00 | 3732.484 | 501.2865
[5 empty] | 2018-01-07 23:00 | 3342.0292 | 530.6194
[5 empty] | 2018-01-08 | 3436.0889 | 557.7908
[5 empty] | 2018-01-08 01:00 | 4968.6125 | 860.0744
[5 empty] | 2018-01-08 02:00 | 4608.757 | 866.3547
[5 empty] | 2018-01-08 03:00 | 4919.0363 | 863.2489
[5 empty] | 2018-01-08 04:00 | 4658.1316 | 861.2786
[5 empty] | 2018-01-08 05:00 | 4615.5961 | 845.6269
[5 empty] | 2018-01-08 06:00 | 4431.6852 | 849.4312
[5 empty] | 2018-01-08 07:00 | 3267.1718 | 512.0728
[5 empty] | 2018-01-08 08:00 | 3347.9992 | 523.0837
[5 empty] | 2018-01-08 09:00 | 3450.9853 | 517.309
[5 empty] | 2018-01-08 10:00 | 3991.4857 | 765.1414
[5 empty] | 2018-01-08 11:00 | 3760.6285 | 595.6336
[5 empty] | 2018-01-08 12:00 | 3461.3877 | 553.3472
[5 empty] | 2018-01-08 13:00 | 3242.7275 | 484.8767
[5 empty] | 2018-01-08 14:00 | 3484.1686 | 629.664
[5 empty] | 2018-01-08 15:00 | 3064.9155 | 446.3712
[5 empty] | 2018-01-08 16:00 | 2970.3654 | 341.5622
[5 empty] | 2018-01-08 17:00 | 3519.5682 | 558.6912
[5 empty] | 2018-01-08 18:00 | 3362.5853 | 616.027
[5 empty] | 2018-01-08 19:00 | 3059.3209 | 329.8885
[5 empty] | 2018-01-08 20:00 | 2962.9767 | 370.4788
[5 empty] | 2018-01-08 21:00 | 3124.3753 | 521.13
[5 empty] | 2018-01-08 22:00 | 3222.906 | 534.8182
[5 empty] | 2018-01-08 23:00 | 3021.2028 | 553.7501
[5 empty] | 2018-01-09 | 3142.6032 | 504.3257
[5 empty] | 2018-01-09 01:00 | 4325.1843 | 891.0988
[5 empty] | 2018-01-09 02:00 | 4254.164 | 868.0343
[5 empty] | 2018-01-09 03:00 | 4568.6631 | 888.0934
[5 empty] | 2018-01-09 04:00 | 4330.6891 | 868.5879
[5 empty] | 2018-01-09 05:00 | 4814.2828 | 1063.3296
[5 empty] | 2018-01-09 06:00 | 4646.1584 | 1056.6915
[5 empty] | 2018-01-09 07:00 | 3228.0749 | 520.7956
[5 empty] | 2018-01-09 08:00 | 3822.8088 | 852.2661
[5 empty] | 2018-01-09 09:00 | 3354.8866 | 603.3591
[5 empty] | 2018-01-09 10:00 | 3498.8525 | 699.9597
[5 empty] | 2018-01-09 11:00 | 3824.601 | 677.697
[5 empty] | 2018-01-09 12:00 | 3056.1053 | 513.2306
[5 empty] | 2018-01-09 13:00 | 3185.3876 | 498.8359
[5 empty] | 2018-01-09 14:00 | 2745.4146 | 352.3552
[5 empty] | 2018-01-09 15:00 | 3118.1348 | 468.4568
[5 empty] | 2018-01-09 16:00 | 3428.8444 | 572.2185
[5 empty] | 2018-01-09 17:00 | 2921.7403 | 381.1803
[5 empty] | 2018-01-09 18:00 | 2840.8142 | 350.7033
[5 empty] | 2018-01-09 19:00 | 3192.6682 | 348.2676
[5 empty] | 2018-01-09 20:00 | 3188.0277 | 378.8316
[5 empty] | 2018-01-09 21:00 | 3104.2408 | 518.3961
[5 empty] | 2018-01-09 22:00 | 10062.3049 | 546.8378
[5 empty] | 2018-01-09 23:00 | 10048.0967 | 551.3888
[5 empty] | 2018-01-10 | 10121.8573 | 531.3161
[5 empty] | 2018-01-10 01:00 | 12188.8707 | 858.9526
[5 empty] | 2018-01-10 02:00 | 12953.0156 | 889.3851
[5 empty] | 2018-01-10 03:00 | 13236.3478 | 877.9877
[5 empty] | 2018-01-10 04:00 | 13383.1388 | 840.8247
[5 empty] | 2018-01-10 05:00 | 13976.8218 | 1052.0814
[5 empty] | 2018-01-10 06:00 | 13956.9512 | 1049.06
[5 empty] | 2018-01-10 07:00 | 12199.7323 | 522.0852
[5 empty] | 2018-01-10 08:00 | 3994.6761 | 829.0154
[5 empty] | 2018-01-10 09:00 | 3106.5708 | 586.7664
[5 empty] | 2018-01-10 10:00 | 3676.5415 | 700.2696
[5 empty] | 2018-01-10 11:00 | 3625.6268 | 699.6808
[5 empty] | 2018-01-10 12:00 | 3329.0413 | 499.9539
[5 empty] | 2018-01-10 13:00 | 3104.1135 | 492.5685
[5 empty] | 2018-01-10 14:00 | 2750.5945 | 335.2335
[5 empty] | 2018-01-10 15:00 | 3143.124 | 443.9165
[5 empty] | 2018-01-10 16:00 | 3445.3101 | 541.2922
[5 empty] | 2018-01-10 17:00 | 2860.4104 | 389.557
[5 empty] | 2018-01-10 18:00 | 2806.529 | 308.7609
[5 empty] | 2018-01-10 19:00 | 2880.648 | 347.9805
[5 empty] | 2018-01-10 20:00 | 2922.7612 | 368.8764
[5 empty] | 2018-01-10 21:00 | 3443.3711 | 523.4107
[5 empty] | 2018-01-10 22:00 | 3107.4704 | 516.6051
[5 empty] | 2018-01-10 23:00 | 3005.0332 | 526.6083
[5 empty] | 2018-01-11 | 3086.605 | 536.4582
[5 empty] | 2018-01-11 01:00 | 4411.7941 | 881.4321
[5 empty] | 2018-01-11 02:00 | 4302.7512 | 861.3428
[5 empty] | 2018-01-11 03:00 | 4516.1662 | 881.8781
[5 empty] | 2018-01-11 04:00 | 4484.801 | 852.1564
[5 empty] | 2018-01-11 05:00 | 4888.5 | 1070.5455
[5 empty] | 2018-01-11 06:00 | 4945.058 | 1053.7129
[5 empty] | 2018-01-11 07:00 | 2976.5516 | 549.7694
[5 empty] | 2018-01-11 08:00 | 3489.9324 | 830.0839
[5 empty] | 2018-01-11 09:00 | 3347.6192 | 634.9341
[5 empty] | 2018-01-11 10:00 | 3453.1861 | 711.1636
[5 empty] | 2018-01-11 11:00 | 3713.5439 | 684.3729
[5 empty] | 2018-01-11 12:00 | 3168.7047 | 517.2662
[5 empty] | 2018-01-11 13:00 | 3078.9175 | 523.7138
[5 empty] | 2018-01-11 14:00 | 2844.5258 | 360.5205
[5 empty] | 2018-01-11 15:00 | 2974.5156 | 476.1362
[5 empty] | 2018-01-11 16:00 | 3400.4203 | 543.5825
[5 empty] | 2018-01-11 17:00 | 3246.7112 | 394.2463
[5 empty] | 2018-01-11 18:00 | 3118.7341 | 347.7053
[5 empty] | 2018-01-11 19:00 | 3332.5248 | 338.4547
[5 empty] | 2018-01-11 20:00 | 3196.7909 | 394.6672
[5 empty] | 2018-01-11 21:00 | 3479.3171 | 528.429
[5 empty] | 2018-01-11 22:00 | 3361.0691 | 525.5838
[5 empty] | 2018-01-11 23:00 | 3093.3599 | 524.4016
[5 empty] | 2018-01-12 | 2990.0928 | 516.0147
[5 empty] | 2018-01-12 01:00 | 4363.2423 | 860.0193
[5 empty] | 2018-01-12 02:00 | 4277.5679 | 845.7517
[5 empty] | 2018-01-12 03:00 | 4276.3915 | 880.2209
[5 empty] | 2018-01-12 04:00 | 4137.7038 | 851.2834
[5 empty] | 2018-01-12 05:00 | 5013.0693 | 1084.2362
[5 empty] | 2018-01-12 06:00 | 4864.0221 | 1034.6428
[5 empty] | 2018-01-12 07:00 | 3445.382 | 538.644
[5 empty] | 2018-01-12 08:00 | 3699.8823 | 835.9008
[5 empty] | 2018-01-12 09:00 | 3290.511 | 614.1158
[5 empty] | 2018-01-12 10:00 | 3316.041 | 717.0447
[5 empty] | 2018-01-12 11:00 | 3707.7239 | 666.7314
[5 empty] | 2018-01-12 12:00 | 3094.4172 | 504.2607
[5 empty] | 2018-01-12 13:00 | 2959.5618 | 503.0475
[5 empty] | 2018-01-12 14:00 | 3137.3184 | 333.0066
[5 empty] | 2018-01-12 15:00 | 3304.8728 | 437.4629
[5 empty] | 2018-01-12 16:00 | 3633.425 | 576.4862
[5 empty] | 2018-01-12 17:00 | 2994.6474 | 404.738
[5 empty] | 2018-01-12 18:00 | 3148.0013 | 361.9243
[5 empty] | 2018-01-12 19:00 | 3059.0472 | 343.5531
[5 empty] | 2018-01-12 20:00 | 3139.8421 | 369.2883
[5 empty] | 2018-01-12 21:00 | 3251.2261 | 535.4659
[5 empty] | 2018-01-12 22:00 | 3118.2079 | 522.5913
[5 empty] | 2018-01-12 23:00 | 3017.4926 | 536.1276
[5 empty] | 2018-01-13 | 3165.5064 | 536.4188
[5 empty] | 2018-01-13 01:00 | 4223.101 | 855.5575
[5 empty] | 2018-01-13 02:00 | 4772.1909 | 866.9062
[5 empty] | 2018-01-13 03:00 | 4354.2306 | 865.2197
[5 empty] | 2018-01-13 04:00 | 4336.1608 | 853.93
[5 empty] | 2018-01-13 05:00 | 4694.1807 | 1066.1568
[5 empty] | 2018-01-13 06:00 | 4496.5493 | 1038.8357
[5 empty] | 2018-01-13 07:00 | 3029.5988 | 495.9947
[5 empty] | 2018-01-13 08:00 | 2502.4686 | 608.0304
[5 empty] | 2018-01-13 09:00 | 909.2019 | 360.6162
[5 empty] | 2018-01-13 10:00 | 1096.4347 | 436.2741
[5 empty] | 2018-01-13 11:00 | 1147.3236 | 413.6201
[5 empty] | 2018-01-13 12:00 | 790.3221 | 232.6336
[5 empty] | 2018-01-13 13:00 | 765.3975 | 227.2617
[5 empty] | 2018-01-13 14:00 | 477.128 | 71.6294
[5 empty] | 2018-01-13 15:00 | 7047.8329 | 182.3091
[5 empty] | 2018-01-13 16:00 | 6984.4366 | 299.9092
[5 empty] | 2018-01-13 17:00 | 6340.4445 | 122.1165
[5 empty] | 2018-01-13 18:00 | 6028.5659 | 76.7936
[5 empty] | 2018-01-13 19:00 | 5876.3495 | 75.8806
[5 empty] | 2018-01-13 20:00 | 5636.5811 | 108.0067
[5 empty] | 2018-01-13 21:00 | 6100.9904 | 269.4063
[5 empty] | 2018-01-13 22:00 | 6472.2769 | 268.6201
[5 empty] | 2018-01-13 23:00 | 6950.9895 | 269.2084
[5 empty] | 2018-01-14 | 7449.535 | 270.4377
[5 empty] | 2018-01-14 01:00 | 1925.6848 | 607.4276
[5 empty] | 2018-01-14 02:00 | 1923.4683 | 608.5485
[5 empty] | 2018-01-14 03:00 | 1913.5893 | 607.6544
[5 empty] | 2018-01-14 04:00 | 1889.8876 | 599.5915
[5 empty] | 2018-01-14 05:00 | 1917.3356 | 600.1782
[5 empty] | 2018-01-14 06:00 | 1919.0387 | 601.1269
[5 empty] | 2018-01-14 07:00 | 742.8983 | 266.5282
[5 empty] | 2018-01-14 08:00 | 739.3713 | 267.4958
[5 empty] | 2018-01-14 09:00 | 744.3172 | 268.3588
[5 empty] | 2018-01-14 10:00 | 1225.4402 | 507.8232
[5 empty] | 2018-01-14 11:00 | 8730.602 | 325.0911
[5 empty] | 2018-01-14 12:00 | 8193.7635 | 279.912
[5 empty] | 2018-01-14 13:00 | 7657.2267 | 203.9427
[5 empty] | 2018-01-14 14:00 | 7566.9657 | 340.9017
[5 empty] | 2018-01-14 15:00 | 6897.2506 | 157.2247
[5 empty] | 2018-01-14 16:00 | 6330.725 | 71.3662
[5 empty] | 2018-01-14 17:00 | 6354.4558 | 267.5511
[5 empty] | 2018-01-14 18:00 | 6125.8775 | 330.0319
[5 empty] | 2018-01-14 19:00 | 5517.4993 | 70.1487
[5 empty] | 2018-01-14 20:00 | 498.671 | 102.2109
[5 empty] | 2018-01-14 21:00 | 716.9953 | 267.2861
[5 empty] | 2018-01-14 22:00 | 748.2607 | 266.3208
[5 empty] | 2018-01-14 23:00 | 716.0504 | 267.1978
[5 empty] | 2018-01-15 | 730.3804 | 268.7757
[5 empty] | 2018-01-15 01:00 | 1910.8631 | 606.3975
[5 empty] | 2018-01-15 02:00 | 1920.8182 | 607.2718
[5 empty] | 2018-01-15 03:00 | 1919.0219 | 606.6697
[5 empty] | 2018-01-15 04:00 | 1922.4249 | 602.3079
[5 empty] | 2018-01-15 05:00 | 1922.1923 | 603.4532
[5 empty] | 2018-01-15 06:00 | 1919.2252 | 604.8944
[5 empty] | 2018-01-15 07:00 | 766.6675 | 271.0692
[5 empty] | 2018-01-15 08:00 | 763.7769 | 273.8127
[5 empty] | 2018-01-15 09:00 | 743.7443 | 253.3409
[5 empty] | 2018-01-15 10:00 | 1286.3816 | 523.4135
[5 empty] | 2018-01-15 11:00 | 1079.0766 | 360.7959
[5 empty] | 2018-01-15 12:00 | 953.8955 | 293.2492
[5 empty] | 2018-01-15 13:00 | 806.2087 | 224.5674
[5 empty] | 2018-01-15 14:00 | 1111.9611 | 364.8729
[5 empty] | 2018-01-15 15:00 | 733.1475 | 183.5721
[5 empty] | 2018-01-15 16:00 | 548.8051 | 98.7186
[5 empty] | 2018-01-15 17:00 | 958.1243 | 293.5515
[5 empty] | 2018-01-15 18:00 | 1069.3344 | 352.488
[5 empty] | 2018-01-15 19:00 | 552.285 | 86.8981
[5 empty] | 2018-01-15 20:00 | 568.3684 | 107.0854
[5 empty] | 2018-01-15 21:00 | 769.0951 | 277.3625
[5 empty] | 2018-01-15 22:00 | 774.4458 | 274.4482
[5 empty] | 2018-01-15 23:00 | 752.7229 | 272.9556
[5 empty] | 2018-01-16 | 754.3396 | 271.5992
[5 empty] | 2018-01-16 01:00 | 1953.6275 | 608.2699
[5 empty] | 2018-01-16 02:00 | 1910.121 | 608.5057
[5 empty] | 2018-01-16 03:00 | 1913.7552 | 609.5205
[5 empty] | 2018-01-16 04:00 | 1910.3507 | 600.3999
[5 empty] | 2018-01-16 05:00 | 2344.0765 | 814.071
[5 empty] | 2018-01-16 06:00 | 2293.1169 | 791.0187
[5 empty] | 2018-01-16 07:00 | 785.8165 | 282.7058
[5 empty] | 2018-01-16 08:00 | 1381.3203 | 584.1546
[5 empty] | 2018-01-16 09:00 | 950.1445 | 356.5412
[5 empty] | 2018-01-16 10:00 | 1080.8061 | 436.841
[5 empty] | 2018-01-16 11:00 | 1200.5654 | 422.978
[5 empty] | 2018-01-16 12:00 | 872.7795 | 249.7609
[5 empty] | 2018-01-16 13:00 | 893.7821 | 249.2473
[5 empty] | 2018-01-16 14:00 | 547.1487 | 95.4695
[5 empty] | 2018-01-16 15:00 | 767.6605 | 207.042
[5 empty] | 2018-01-16 16:00 | 1023.6659 | 325.0178
[5 empty] | 2018-01-16 17:00 | 687.4117 | 144.6684
[5 empty] | 2018-01-16 18:00 | 535.3214 | 94.3783
[5 empty] | 2018-01-16 19:00 | 535.1208 | 87.5474
[5 empty] | 2018-01-16 20:00 | 558.81 | 90.9601
[5 empty] | 2018-01-16 21:00 | 770.7598 | 278.8567
[5 empty] | 2018-01-16 22:00 | 786.3294 | 275.9961
[5 empty] | 2018-01-16 23:00 | 767.6505 | 274.3164
[5 empty] | 2018-01-17 | 7251.3367 | 272.717
[5 empty] | 2018-01-17 01:00 | 8988.9504 | 607.8932
[5 empty] | 2018-01-17 02:00 | 9593.7485 | 608.0016
[5 empty] | 2018-01-17 03:00 | 9978.5924 | 608.5841
[5 empty] | 2018-01-17 04:00 | 10219.0558 | 597.8013
[5 empty] | 2018-01-17 05:00 | 10903.305 | 812.518
[5 empty] | 2018-01-17 06:00 | 10934.1008 | 789.5183
[5 empty] | 2018-01-17 07:00 | 9323.5015 | 281.0486
[5 empty] | 2018-01-17 08:00 | 9865.2057 | 583.0197
[5 empty] | 2018-01-17 09:00 | 9326.3813 | 352.3817
[5 empty] | 2018-01-17 10:00 | 9350.4503 | 432.248
[5 empty] | 2018-01-17 11:00 | 8789.7961 | 412.5916
[5 empty] | 2018-01-17 12:00 | 7921.8049 | 233.9371
[5 empty] | 2018-01-17 13:00 | 777.0342 | 230.2236
[5 empty] | 2018-01-17 14:00 | 466.7116 | 75.1977
[5 empty] | 2018-01-17 15:00 | 715.411 | 185.5479
[5 empty] | 2018-01-17 16:00 | 6676.6331 | 303.0905
[5 empty] | 2018-01-17 17:00 | 6078.7624 | 125.1418
[5 empty] | 2018-01-17 18:00 | 5743.7769 | 79.1121
[5 empty] | 2018-01-17 19:00 | 5637.23 | 77.1191
[5 empty] | 2018-01-17 20:00 | 5417.6059 | 79.555
[5 empty] | 2018-01-17 21:00 | 6001.4813 | 270.9473
[5 empty] | 2018-01-17 22:00 | 6338.1393 | 268.6421
[5 empty] | 2018-01-17 23:00 | 6748.7866 | 268.2139
[5 empty] | 2018-01-18 | 7274.8445 | 268.9825
[5 empty] | 2018-01-18 01:00 | 9036.8654 | 605.9653
[5 empty] | 2018-01-18 02:00 | 1910.5927 | 606.553
[5 empty] | 2018-01-18 03:00 | 1919.8079 | 606.2096
[5 empty] | 2018-01-18 04:00 | 1924.9604 | 600.5697
[5 empty] | 2018-01-18 05:00 | 2328.0318 | 813.8369
[5 empty] | 2018-01-18 06:00 | 2298.8935 | 791.0115
[5 empty] | 2018-01-18 07:00 | 788.4062 | 283.3491
[5 empty] | 2018-01-18 08:00 | 1392.2227 | 586.172
[5 empty] | 2018-01-18 09:00 | 916.7056 | 357.0075
[5 empty] | 2018-01-18 10:00 | 1122.6846 | 441.1025
[5 empty] | 2018-01-18 11:00 | 1195.2886 | 421.6738
[5 empty] | 2018-01-18 12:00 | 853.7247 | 249.1399
[5 empty] | 2018-01-18 13:00 | 852.2832 | 249.5283
[5 empty] | 2018-01-18 14:00 | 555.8084 | 97.846
[5 empty] | 2018-01-18 15:00 | 797.1938 | 210.3989
[5 empty] | 2018-01-18 16:00 | 1035.5861 | 328.7455
[5 empty] | 2018-01-18 17:00 | 688.2004 | 148.9483
[5 empty] | 2018-01-18 18:00 | 586.4201 | 99.1812
[5 empty] | 2018-01-18 19:00 | 552.2809 | 92.2294
[5 empty] | 2018-01-18 20:00 | 542.0808 | 90.505
[5 empty] | 2018-01-18 21:00 | 803.3486 | 280.5253
[5 empty] | 2018-01-18 22:00 | 763.3947 | 277.0398
[5 empty] | 2018-01-18 23:00 | 747.9366 | 274.87
[5 empty] | 2018-01-19 | 761.1592 | 273.3566
[5 empty] | 2018-01-19 01:00 | 1943.8345 | 608.0233
[5 empty] | 2018-01-19 02:00 | 1924.7138 | 607.8487
[5 empty] | 2018-01-19 03:00 | 1925.5539 | 608.6434
[5 empty] | 2018-01-19 04:00 | 1915.5303 | 599.643
[5 empty] | 2018-01-19 05:00 | 2358.0304 | 813.1278
[5 empty] | 2018-01-19 06:00 | 2296.3412 | 789.9162
[5 empty] | 2018-01-19 07:00 | 774.9457 | 282.1525
[5 empty] | 2018-01-19 08:00 | 1383.5036 | 584.5686
[5 empty] | 2018-01-19 09:00 | 906.6469 | 357.1598
[5 empty] | 2018-01-19 10:00 | 1111.1967 | 435.9667
[5 empty] | 2018-01-19 11:00 | 1167.6424 | 420.239
[5 empty] | 2018-01-19 12:00 | 864.1173 | 250.6543
[5 empty] | 2018-01-19 13:00 | 885.6812 | 251.5069
[5 empty] | 2018-01-19 14:00 | 567.0747 | 96.401
[5 empty] | 2018-01-19 15:00 | 797.1607 | 206.1042
[5 empty] | 2018-01-19 16:00 | 6486.9402 | 322.6781
[5 empty] | 2018-01-19 17:00 | 5762.8211 | 142.2041
[5 empty] | 2018-01-19 18:00 | 5509.9879 | 94.047
[5 empty] | 2018-01-19 19:00 | 5584.4754 | 91.7482
[5 empty] | 2018-01-19 20:00 | 5672.5071 | 92.6619
[5 empty] | 2018-01-19 21:00 | 6577.0351 | 287.0964
[5 empty] | 2018-01-19 22:00 | 7008.345 | 286.5264
[5 empty] | 2018-01-19 23:00 | 7592.7553 | 288.4046
[5 empty] | 2018-01-20 | 8220.0123 | 290.1161
[5 empty] | 2018-01-20 01:00 | 9968.7275 | 625.3859
[5 empty] | 2018-01-20 02:00 | 10535.6116 | 625.6119
[5 empty] | 2018-01-20 03:00 | 10916.4369 | 625.2686
[5 empty] | 2018-01-20 04:00 | 11009.1564 | 611.8595
[5 empty] | 2018-01-20 05:00 | 11779.5255 | 826.7779
[5 empty] | 2018-01-20 06:00 | 11743.3209 | 802.7623
[5 empty] | 2018-01-20 07:00 | 10115.5193 | 294.1922
[5 empty] | 2018-01-20 08:00 | 10611.1132 | 594.9123
[5 empty] | 2018-01-20 09:00 | 9987.3784 | 356.6352
[5 empty] | 2018-01-20 10:00 | 10159.362 | 447.3354
[5 empty] | 2018-01-20 11:00 | 9542.6514 | 424.4901
[5 empty] | 2018-01-20 12:00 | 822.4844 | 244.2547
[5 empty] | 2018-01-20 13:00 | 830.8025 | 237.7433
[5 empty] | 2018-01-20 14:00 | 454.1515 | 78.86
[5 empty] | 2018-01-20 15:00 | 714.9538 | 188.0795
[5 empty] | 2018-01-20 16:00 | 946.1349 | 303.8149
[5 empty] | 2018-01-20 17:00 | 569.5381 | 122.0787
[5 empty] | 2018-01-20 18:00 | 496.1421 | 76.6893
[5 empty] | 2018-01-20 19:00 | 495.7863 | 76.8377
[5 empty] | 2018-01-20 20:00 | 484.2933 | 79.523
[5 empty] | 2018-01-20 21:00 | 745.9172 | 279.6215
[5 empty] | 2018-01-20 22:00 | 736.9017 | 279.5217
[5 empty] | 2018-01-20 23:00 | 770.0836 | 279.4373
[5 empty] | 2018-01-21 | 753.8424 | 278.4869
[5 empty] | 2018-01-21 01:00 | 1933.0017 | 614.9573
[5 empty] | 2018-01-21 02:00 | 1941.1558 | 617.3971
[5 empty] | 2018-01-21 03:00 | 1948.5815 | 619.8102
[5 empty] | 2018-01-21 04:00 | 1938.84 | 615.5238
[5 empty] | 2018-01-21 05:00 | 1956.4242 | 617.4979
[5 empty] | 2018-01-21 06:00 | 1982.8242 | 619.0092
[5 empty] | 2018-01-21 07:00 | 777.3197 | 285.8451
[5 empty] | 2018-01-21 08:00 | 791.7368 | 289.1874
[5 empty] | 2018-01-21 09:00 | 799.275 | 290.0625
[5 empty] | 2018-01-21 10:00 | 1280.1676 | 526.1329
[5 empty] | 2018-01-21 11:00 | 1016.9786 | 344.7694
[5 empty] | 2018-01-21 12:00 | 941.2746 | 291.3977
[5 empty] | 2018-01-21 13:00 | 7913.1114 | 209.9563
[5 empty] | 2018-01-21 14:00 | 7538.0386 | 341.5821
[5 empty] | 2018-01-21 15:00 | 6700.5791 | 153.6721
[5 empty] | 2018-01-21 16:00 | 6107.9704 | 65.77
[5 empty] | 2018-01-21 17:00 | 6109.8151 | 261.1144
[5 empty] | 2018-01-21 18:00 | 5991.9232 | 323.9566
[5 empty] | 2018-01-21 19:00 | 5294.5891 | 64.6361
[5 empty] | 2018-01-21 20:00 | 5264.1244 | 69.8546
[5 empty] | 2018-01-21 21:00 | 6053.2247 | 266.2725
[5 empty] | 2018-01-21 22:00 | 6594.5315 | 270.3912
[5 empty] | 2018-01-21 23:00 | 7168.6408 | 272.9923
[5 empty] | 2018-01-22 | 750.7397 | 275.2829
[5 empty] | 2018-01-22 01:00 | 1921.2081 | 613.4061
[5 empty] | 2018-01-22 02:00 | 1936.9804 | 614.777
[5 empty] | 2018-01-22 03:00 | 1945.2105 | 615.6332
[5 empty] | 2018-01-22 04:00 | 1959.7311 | 612.214
[5 empty] | 2018-01-22 05:00 | 1956.9444 | 613.6939
[5 empty] | 2018-01-22 06:00 | 1950.714 | 614.6398
[5 empty] | 2018-01-22 07:00 | 798.687 | 282.3003
[5 empty] | 2018-01-22 08:00 | 821.7119 | 287.2152
[5 empty] | 2018-01-22 09:00 | 765.6331 | 275.4975
[5 empty] | 2018-01-22 10:00 | 1330.7845 | 534.5239
[5 empty] | 2018-01-22 11:00 | 1114.7595 | 369.6435
[5 empty] | 2018-01-22 12:00 | 962.0539 | 300.9609
[5 empty] | 2018-01-22 13:00 | 820.1552 | 229.4978
[5 empty] | 2018-01-22 14:00 | 1090.3792 | 367.9547
[5 empty] | 2018-01-22 15:00 | 738.2406 | 183.7837
[5 empty] | 2018-01-22 16:00 | 561.4155 | 96.7912
[5 empty] | 2018-01-22 17:00 | 943.1575 | 291.6886
[5 empty] | 2018-01-22 18:00 | 1064.9649 | 351.354
[5 empty] | 2018-01-22 19:00 | 524.7544 | 86.1729
[5 empty] | 2018-01-22 20:00 | 5418.2215 | 79.4996
[5 empty] | 2018-01-22 21:00 | 6076.4912 | 271.185
[5 empty] | 2018-01-22 22:00 | 6557.9436 | 275.4013
[5 empty] | 2018-01-22 23:00 | 7084.0929 | 275.9641
[5 empty] | 2018-01-23 | 7668.0447 | 276.614
[5 empty] | 2018-01-23 01:00 | 9450.136 | 613.5337
[5 empty] | 2018-01-23 02:00 | 10094.3199 | 614.9122
[5 empty] | 2018-01-23 03:00 | 10718.0962 | 618.5992
[5 empty] | 2018-01-23 04:00 | 11059.8714 | 611.0569
[5 empty] | 2018-01-23 05:00 | 11793.5947 | 826.5979
[5 empty] | 2018-01-23 06:00 | 11902.2184 | 804.634
[5 empty] | 2018-01-23 07:00 | 10299.3368 | 295.9465
[5 empty] | 2018-01-23 08:00 | 11001.102 | 599.9109
[5 empty] | 2018-01-23 09:00 | 980.1069 | 372.5652
[5 empty] | 2018-01-23 10:00 | 1136.2472 | 450.846
[5 empty] | 2018-01-23 11:00 | 1217.4988 | 433.0465
[5 empty] | 2018-01-23 12:00 | 869.6884 | 256.3359
[5 empty] | 2018-01-23 13:00 | 889.7106 | 252.0726
[5 empty] | 2018-01-23 14:00 | 557.9701 | 97.24
[5 empty] | 2018-01-23 15:00 | 797.5125 | 207.1417
[5 empty] | 2018-01-23 16:00 | 1022.6655 | 324.341
[5 empty] | 2018-01-23 17:00 | 653.5884 | 144.8217
[5 empty] | 2018-01-23 18:00 | 577.9933 | 95.7034
[5 empty] | 2018-01-23 19:00 | 539.2651 | 89.3621
[5 empty] | 2018-01-23 20:00 | 511.9489 | 81.3744
[5 empty] | 2018-01-23 21:00 | 758.9068 | 269.4555
[5 empty] | 2018-01-23 22:00 | 765.806 | 274.9865
[5 empty] | 2018-01-23 23:00 | 771.4667 | 274.8088
[5 empty] | 2018-01-24 | 768.1116 | 275.6547
[5 empty] | 2018-01-24 01:00 | 1923.5156 | 613.2359
[5 empty] | 2018-01-24 02:00 | 1927.3493 | 615.6176
[5 empty] | 2018-01-24 03:00 | 1948.1717 | 617.9441
[5 empty] | 2018-01-24 04:00 | 1953.6622 | 609.4211
[5 empty] | 2018-01-24 05:00 | 2364.7226 | 825.3192
[5 empty] | 2018-01-24 06:00 | 2327.1962 | 803.1066
[5 empty] | 2018-01-24 07:00 | 812.8526 | 295.2617
[5 empty] | 2018-01-24 08:00 | 1390.8889 | 596.955
[5 empty] | 2018-01-24 09:00 | 924.292 | 371.6058
[5 empty] | 2018-01-24 10:00 | 1119.5244 | 441.9923
[5 empty] | 2018-01-24 11:00 | 1168.9638 | 421.8087
[5 empty] | 2018-01-24 12:00 | 854.5629 | 242.257
[5 empty] | 2018-01-24 13:00 | 820.0171 | 235.4725
[5 empty] | 2018-01-24 14:00 | 483.7353 | 78.0075
[5 empty] | 2018-01-24 15:00 | 725.6401 | 187.0289
[5 empty] | 2018-01-24 16:00 | 958.8143 | 304.0693
[5 empty] | 2018-01-24 17:00 | 598.8786 | 125.6068
[5 empty] | 2018-01-24 18:00 | 523.3501 | 79.7232
[5 empty] | 2018-01-24 19:00 | 496.9764 | 76.9282
[5 empty] | 2018-01-24 20:00 | 476.1094 | 72.0926
[5 empty] | 2018-01-24 21:00 | 747.1149 | 263.0019
[5 empty] | 2018-01-24 22:00 | 716.5118 | 272.2344
[5 empty] | 2018-01-24 23:00 | 758.5556 | 273.4949
[5 empty] | 2018-01-25 | 735.249 | 274.261
[5 empty] | 2018-01-25 01:00 | 1929.3838 | 611.0617
[5 empty] | 2018-01-25 02:00 | 1947.4172 | 611.52
[5 empty] | 2018-01-25 03:00 | 1941.6767 | 610.7798
[5 empty] | 2018-01-25 04:00 | 1907.0135 | 606.1626
[5 empty] | 2018-01-25 05:00 | 2367.4351 | 821.2337
[5 empty] | 2018-01-25 06:00 | 2320.44 | 800.0999
[5 empty] | 2018-01-25 07:00 | 793.9797 | 292.5914
[5 empty] | 2018-01-25 08:00 | 1305.2963 | 593.9737
[5 empty] | 2018-01-25 09:00 | 941.816 | 364.6297
[5 empty] | 2018-01-25 10:00 | 1126.9423 | 440.7693
[5 empty] | 2018-01-25 11:00 | 1215.9886 | 427.4121
[5 empty] | 2018-01-25 12:00 | 865.65 | 254.8865
[5 empty] | 2018-01-25 13:00 | 859.1927 | 251.9518
[5 empty] | 2018-01-25 14:00 | 583.8222 | 97.8899
[5 empty] | 2018-01-25 15:00 | 811.1879 | 210.0481
[5 empty] | 2018-01-25 16:00 | 1022.0597 | 329.1232
[5 empty] | 2018-01-25 17:00 | 680.604 | 148.5972
[5 empty] | 2018-01-25 18:00 | 554.0012 | 98.0289
[5 empty] | 2018-01-25 19:00 | 533.8801 | 93.8434
[5 empty] | 2018-01-25 20:00 | 527.2678 | 88.4516
[5 empty] | 2018-01-25 21:00 | 774.5401 | 279.8596
[5 empty] | 2018-01-25 22:00 | 814.4252 | 288.1749
[5 empty] | 2018-01-25 23:00 | 793.3123 | 286.4669
[5 empty] | 2018-01-26 | 783.3987 | 284.5077
[5 empty] | 2018-01-26 01:00 | 1935.1349 | 620.222
[5 empty] | 2018-01-26 02:00 | 1944.0834 | 624.0882
[5 empty] | 2018-01-26 03:00 | 1992.2784 | 626.4097
[5 empty] | 2018-01-26 04:00 | 1956.3471 | 614.7465
[5 empty] | 2018-01-26 05:00 | 2384.4721 | 828.0011
[5 empty] | 2018-01-26 06:00 | 2325.2062 | 805.3615
[5 empty] | 2018-01-26 07:00 | 845.2259 | 297.1498
[5 empty] | 2018-01-26 08:00 | 1412.8588 | 599.9805
[5 empty] | 2018-01-26 09:00 | 978.3227 | 376.3389
[5 empty] | 2018-01-26 10:00 | 1142.9177 | 451.411
[5 empty] | 2018-01-26 11:00 | 1235.6293 | 434.6705
[5 empty] | 2018-01-26 12:00 | 885.7405 | 258.5185
[5 empty] | 2018-01-26 13:00 | 878.2573 | 253.9973
[5 empty] | 2018-01-26 14:00 | 574.7588 | 97.2345
[5 empty] | 2018-01-26 15:00 | 776.3472 | 205.8066
[5 empty] | 2018-01-26 16:00 | 1009.0997 | 321.7762
[5 empty] | 2018-01-26 17:00 | 650.4422 | 141.2308
[5 empty] | 2018-01-26 18:00 | 567.7618 | 91.4523
[5 empty] | 2018-01-26 19:00 | 533.21 | 85.4967
[5 empty] | 2018-01-26 20:00 | 519.8638 | 79.1804
[5 empty] | 2018-01-26 21:00 | 759.3022 | 265.3125
[5 empty] | 2018-01-26 22:00 | 749.5148 | 277.5989
[5 empty] | 2018-01-26 23:00 | 779.0048 | 279.3132
[5 empty] | 2018-01-27 | 746.8007 | 278.9997
[5 empty] | 2018-01-27 01:00 | 1952.555 | 614.9776
[5 empty] | 2018-01-27 02:00 | 1947.3623 | 616.6983
[5 empty] | 2018-01-27 03:00 | 1962.465 | 619.8664
[5 empty] | 2018-01-27 04:00 | 1925.7023 | 610.8918
[5 empty] | 2018-01-27 05:00 | 2363.6961 | 826.7136
[5 empty] | 2018-01-27 06:00 | 2324.7255 | 804.906
[5 empty] | 2018-01-27 07:00 | 801.0274 | 296.8407
[5 empty] | 2018-01-27 08:00 | 1413.2563 | 599.0447
[5 empty] | 2018-01-27 09:00 | 955.2713 | 372.4989
[5 empty] | 2018-01-27 10:00 | 1086.534 | 429.2529
[5 empty] | 2018-01-27 11:00 | 1178.9987 | 421.5342
[5 empty] | 2018-01-27 12:00 | 813.2368 | 241.2079
[5 empty] | 2018-01-27 13:00 | 789.4443 | 230.8359
[5 empty] | 2018-01-27 14:00 | 468.8265 | 70.5466
[5 empty] | 2018-01-27 15:00 | 680.4803 | 177.6694
[5 empty] | 2018-01-27 16:00 | 1406.8948 | 356.0512
[5 empty] | 2018-01-27 17:00 | 2912.1632 | 384.1273
[5 empty] | 2018-01-27 18:00 | 3049.9103 | 303.4869
[5 empty] | 2018-01-27 19:00 | 2868.7451 | 316.2623
[5 empty] | 2018-01-27 20:00 | 3144.9203 | 316.4682
[5 empty] | 2018-01-27 21:00 | 3345.3416 | 498.3011
[5 empty] | 2018-01-27 22:00 | 8931.2336 | 504.8366
[5 empty] | 2018-01-27 23:00 | 8989.0147 | 526.2193
[5 empty] | 2018-01-28 | 9946.928 | 521.3607
[5 empty] | 2018-01-28 01:00 | 12052.1336 | 888.6216
[5 empty] | 2018-01-28 02:00 | 12733.4992 | 873.8402
[5 empty] | 2018-01-28 03:00 | 12768.1601 | 864.5128
[5 empty] | 2018-01-28 04:00 | 12882.1437 | 855.2645
[5 empty] | 2018-01-28 05:00 | 13105.1139 | 868.1329
[5 empty] | 2018-01-28 06:00 | 13236.2109 | 845.4799
[5 empty] | 2018-01-28 07:00 | 3006.6831 | 520.3482
[5 empty] | 2018-01-28 08:00 | 2961.3406 | 531.2828
[5 empty] | 2018-01-28 09:00 | 11957.5368 | 524.6696
[5 empty] | 2018-01-28 10:00 | 12136.3781 | 761.6928
[5 empty] | 2018-01-28 11:00 | 11297.9934 | 575.1893
[5 empty] | 2018-01-28 12:00 | 10837.1 | 540.6908
[5 empty] | 2018-01-28 13:00 | 10198.9901 | 460.0023
[5 empty] | 2018-01-28 14:00 | 10027.7825 | 589.2818
[5 empty] | 2018-01-28 15:00 | 9415.7037 | 413.2819
[5 empty] | 2018-01-28 16:00 | 8936.8383 | 322.8201
[5 empty] | 2018-01-28 17:00 | 3064.3402 | 529.092
[5 empty] | 2018-01-28 18:00 | 3142.446 | 592.558
[5 empty] | 2018-01-28 19:00 | 2817.5757 | 314.5168
[5 empty] | 2018-01-28 20:00 | 2678.6605 | 330.3114
[5 empty] | 2018-01-28 21:00 | 3476.1404 | 509.0779
[5 empty] | 2018-01-28 22:00 | 3362.5073 | 535.1599
[5 empty] | 2018-01-28 23:00 | 2946.5469 | 527.6399
[5 empty] | 2018-01-29 | 3056.0308 | 501.1971
[5 empty] | 2018-01-29 01:00 | 4738.5198 | 862.8101
[5 empty] | 2018-01-29 02:00 | 4589.9815 | 855.7536
[5 empty] | 2018-01-29 03:00 | 4407.8705 | 852.2157
[5 empty] | 2018-01-29 04:00 | 4478.9751 | 853.067
[5 empty] | 2018-01-29 05:00 | 4079.2631 | 863.6586
[5 empty] | 2018-01-29 06:00 | 4324.3205 | 851.1987
[5 empty] | 2018-01-29 07:00 | 3293.7623 | 534.9457
[5 empty] | 2018-01-29 08:00 | 2870.0479 | 531.3288
[5 empty] | 2018-01-29 09:00 | 3247.72 | 510.2733
[5 empty] | 2018-01-29 10:00 | 3771.3979 | 750.8079
[5 empty] | 2018-01-29 11:00 | 3395.1971 | 608.8872
[5 empty] | 2018-01-29 12:00 | 3416.6203 | 565.4071
[5 empty] | 2018-01-29 13:00 | 3207.6453 | 501.1879
[5 empty] | 2018-01-29 14:00 | 3332.7359 | 612.8704
[5 empty] | 2018-01-29 15:00 | 2923.2596 | 444.8068
[5 empty] | 2018-01-29 16:00 | 2778.7499 | 378.6065
[5 empty] | 2018-01-29 17:00 | 3422.8868 | 559.6075
[5 empty] | 2018-01-29 18:00 | 3420.8103 | 602.1224
[5 empty] | 2018-01-29 19:00 | 2896.6813 | 334.6682
[5 empty] | 2018-01-29 20:00 | 2983.5374 | 348.5408
[5 empty] | 2018-01-29 21:00 | 3289.1488 | 507.1088
[5 empty] | 2018-01-29 22:00 | 3499.7874 | 534.7642
[5 empty] | 2018-01-29 23:00 | 3350.7931 | 514.1992
[5 empty] | 2018-01-30 | 3363.1665 | 530.4105
[5 empty] | 2018-01-30 01:00 | 4349.5718 | 851.953
[5 empty] | 2018-01-30 02:00 | 4215.313 | 851.945
[5 empty] | 2018-01-30 03:00 | 4259.5447 | 857.915
[5 empty] | 2018-01-30 04:00 | 4133.4135 | 852.6319
[5 empty] | 2018-01-30 05:00 | 4966.2521 | 1066.0982
[5 empty] | 2018-01-30 06:00 | 4550.9267 | 1038.6712
[5 empty] | 2018-01-30 07:00 | 3226.5162 | 544.0368
[5 empty] | 2018-01-30 08:00 | 3991.0467 | 846.3259
[5 empty] | 2018-01-30 09:00 | 3141.8207 | 611.4216
[5 empty] | 2018-01-30 10:00 | 3655.607 | 684.4945
[5 empty] | 2018-01-30 11:00 | 3794.2477 | 695.519
[5 empty] | 2018-01-30 12:00 | 10368.734 | 502.7549
[5 empty] | 2018-01-30 13:00 | 10158.8234 | 510.2926
[5 empty] | 2018-01-30 14:00 | 9879.6229 | 367.9464
[5 empty] | 2018-01-30 15:00 | 9395.661 | 441.7237
[5 empty] | 2018-01-30 16:00 | 9588.8773 | 569.4572
[5 empty] | 2018-01-30 17:00 | 9081.7895 | 437.8279
[5 empty] | 2018-01-30 18:00 | 8764.2089 | 343.1928
[5 empty] | 2018-01-30 19:00 | 8424.9809 | 359.9494
[5 empty] | 2018-01-30 20:00 | 8356.5036 | 352.0715
[5 empty] | 2018-01-30 21:00 | 8736.3736 | 528.6672
[5 empty] | 2018-01-30 22:00 | 3476.1233 | 539.5882
[5 empty] | 2018-01-30 23:00 | 3517.3045 | 517.7721
[5 empty] | 2018-01-31 | 3427.1441 | 538.309
[5 empty] | 2018-01-31 01:00 | 4915.7279 | 857.7733
[5 empty] | 2018-01-31 02:00 | 4928.1495 | 869.3129
[5 empty] | 2018-01-31 03:00 | 4821.718 | 864.7431
[5 empty] | 2018-01-31 04:00 | 4601.5545 | 863.2292
[5 empty] | 2018-01-31 05:00 | 4865.5213 | 1064.0913
[5 empty] | 2018-01-31 06:00 | 5179.3947 | 1040.8645
[5 empty] | 2018-01-31 07:00 | 3509.6735 | 527.1231
[5 empty] | 2018-01-31 08:00 | 4181.6802 | 814.9355
[5 empty] | 2018-01-31 09:00 | 3625.7855 | 626.244
[5 empty] | 2018-01-31 10:00 | 3727.0197 | 673.2747
[5 empty] | 2018-01-31 11:00 | 3972.046 | 669.1972
[5 empty] | 2018-01-31 12:00 | 3359.4485 | 496.4274
[5 empty] | 2018-01-31 13:00 | 3496.7792 | 475.4479
[5 empty] | 2018-01-31 14:00 | 2962.9624 | 325.8376
[5 empty] | 2018-01-31 15:00 | 3488.9917 | 446.8932
[5 empty] | 2018-01-31 16:00 | 3624.1899 | 572.9097
[5 empty] | 2018-01-31 17:00 | 3079.2665 | 367.238
[5 empty] | 2018-01-31 18:00 | 3149.9496 | 321.8192
[5 empty] | 2018-01-31 19:00 | 3304.9841 | 342.8249
[5 empty] | 2018-01-31 20:00 | 3651.5527 | 359.4841
[5 empty] | 2018-01-31 21:00 | 3331.034 | 481.8574
[5 empty] | 2018-01-31 22:00 | 3904.7642 | 508.0416
[5 empty] | 2018-01-31 23:00 | 3391.9305 | 512.5978
[5 empty] | 2018-02-01 | 3509.4343 | 525.6662
[5 empty] | 2018-02-01 01:00 | 4922.6667 | 850.6535
[5 empty] | 2018-02-01 02:00 | 4937.7645 | 866.7202
[5 empty] | 2018-02-01 03:00 | 4939.2001 | 861.4929
[5 empty] | 2018-02-01 04:00 | 4911.9458 | 866.8843
[5 empty] | 2018-02-01 05:00 | 5478.1418 | 1094.337
[5 empty] | 2018-02-01 06:00 | 5504.8729 | 1042.8217
[5 empty] | 2018-02-01 07:00 | 3804.9652 | 520.3658
[5 empty] | 2018-02-01 08:00 | 4217.8096 | 852.5805
[5 empty] | 2018-02-01 09:00 | 3886.3834 | 616.9147
[5 empty] | 2018-02-01 10:00 | 3945.8126 | 652.502
[5 empty] | 2018-02-01 11:00 | 4220.0436 | 656.5799
[5 empty] | 2018-02-01 12:00 | 3853.3333 | 491.848
[5 empty] | 2018-02-01 13:00 | 3875.798 | 511.946
[5 empty] | 2018-02-01 14:00 | 3511.8156 | 345.5189
[5 empty] | 2018-02-01 15:00 | 3724.8248 | 476.9251
[5 empty] | 2018-02-01 16:00 | 4093.6401 | 564.2382
[5 empty] | 2018-02-01 17:00 | 3685.2628 | 397.4896
[5 empty] | 2018-02-01 18:00 | 3622.3088 | 357.5064
[5 empty] | 2018-02-01 19:00 | 3668.9985 | 344.1389
[5 empty] | 2018-02-01 20:00 | 3678.3579 | 353.9274
[5 empty] | 2018-02-01 21:00 | 3755.5141 | 463.1385
[5 empty] | 2018-02-01 22:00 | 3762.043 | 506.0034
[5 empty] | 2018-02-01 23:00 | 3907.8899 | 531.5328
[5 empty] | 2018-02-02 | 3733.1761 | 510.1703
[5 empty] | 2018-02-02 01:00 | 4845.4283 | 836.2816
[5 empty] | 2018-02-02 02:00 | 4922.0124 | 863.3326
[5 empty] | 2018-02-02 03:00 | 4992.0948 | 835.2585
[5 empty] | 2018-02-02 04:00 | 5042.037 | 856.2782
[5 empty] | 2018-02-02 05:00 | 5285.1505 | 1071.904
[5 empty] | 2018-02-02 06:00 | 5500.472 | 1044.3547
[5 empty] | 2018-02-02 07:00 | 3936.478 | 556.326
[5 empty] | 2018-02-02 08:00 | 4374.4029 | 822.3634
[5 empty] | 2018-02-02 09:00 | 3823.3679 | 620.971
[5 empty] | 2018-02-02 10:00 | 4204.7169 | 677.6429
[5 empty] | 2018-02-02 11:00 | 4078.9028 | 660.3417
[5 empty] | 2018-02-02 12:00 | 3878.7757 | 501.2022
[5 empty] | 2018-02-02 13:00 | 3912.6246 | 517.765
[5 empty] | 2018-02-02 14:00 | 3573.6532 | 358.0174
[5 empty] | 2018-02-02 15:00 | 3785.5543 | 478.9327
[5 empty] | 2018-02-02 16:00 | 4081.9232 | 583.5269
[5 empty] | 2018-02-02 17:00 | 3757.9685 | 414.9278
[5 empty] | 2018-02-02 18:00 | 3581.446 | 348.0594
[5 empty] | 2018-02-02 19:00 | 3683.0262 | 384.9878
[5 empty] | 2018-02-02 20:00 | 3631.0903 | 359.3916
[5 empty] | 2018-02-02 21:00 | 3794.311 | 495.6829
[5 empty] | 2018-02-02 22:00 | 3735.6101 | 533.66
[5 empty] | 2018-02-02 23:00 | 3879.799 | 519.104
[5 empty] | 2018-02-03 | 3883.4402 | 523.3814
[5 empty] | 2018-02-03 01:00 | 11890.3179 | 845.7322
[5 empty] | 2018-02-03 02:00 | 12441.9835 | 853.2477
[5 empty] | 2018-02-03 03:00 | 12850.3902 | 840.2463
[5 empty] | 2018-02-03 04:00 | 13019.4283 | 833.6694
[5 empty] | 2018-02-03 05:00 | 13738.1243 | 1051.8304
[5 empty] | 2018-02-03 06:00 | 13767.4175 | 1047.3543
[5 empty] | 2018-02-03 07:00 | 12307.1784 | 521.6263
[5 empty] | 2018-02-03 08:00 | 12764.1084 | 822.9221
[5 empty] | 2018-02-03 09:00 | 12240.8511 | 606.0325
[5 empty] | 2018-02-03 10:00 | 12070.6377 | 640.1845
[5 empty] | 2018-02-03 11:00 | 4158.9169 | 656.19
[5 empty] | 2018-02-03 12:00 | 3754.3259 | 477.935
[5 empty] | 2018-02-03 13:00 | 3645.4097 | 474.3254
[5 empty] | 2018-02-03 14:00 | 3457.6976 | 354.1266
[5 empty] | 2018-02-03 15:00 | 3808.8194 | 431.0082
[5 empty] | 2018-02-03 16:00 | 4009.311 | 569.0271
[5 empty] | 2018-02-03 17:00 | 3622.5408 | 369.6762
[5 empty] | 2018-02-03 18:00 | 3509.2405 | 309.5079
[5 empty] | 2018-02-03 19:00 | 3638.9265 | 345.2112
[5 empty] | 2018-02-03 20:00 | 3488.4924 | 352.2673
[5 empty] | 2018-02-03 21:00 | 3663.3426 | 477.1682
[5 empty] | 2018-02-03 22:00 | 3791.6855 | 520.6264
[5 empty] | 2018-02-03 23:00 | 3943.6827 | 548.9013
[5 empty] | 2018-02-04 | 3775.0548 | 525.7306
[5 empty] | 2018-02-04 01:00 | 5066.4308 | 846.4241
[5 empty] | 2018-02-04 02:00 | 4941.699 | 858.5942
[5 empty] | 2018-02-04 03:00 | 4933.8964 | 852.3015
[5 empty] | 2018-02-04 04:00 | 13018.6474 | 854.2782
[5 empty] | 2018-02-04 05:00 | 13225.688 | 851.5807
[5 empty] | 2018-02-04 06:00 | 13252.549 | 832.1892
[5 empty] | 2018-02-04 07:00 | 12170.5217 | 551.4442
[5 empty] | 2018-02-04 08:00 | 12020.3015 | 526.3538
[5 empty] | 2018-02-04 09:00 | 11974.6048 | 516.4825
[5 empty] | 2018-02-04 10:00 | 12334.1576 | 715.1462
[5 empty] | 2018-02-04 11:00 | 11212.0892 | 551.1263
[5 empty] | 2018-02-04 12:00 | 10920.2537 | 523.8182
[5 empty] | 2018-02-04 13:00 | 10383.6311 | 455.0795
[5 empty] | 2018-02-04 14:00 | 10561.087 | 590.5452
[5 empty] | 2018-02-04 15:00 | 10303.0359 | 437.4355
[5 empty] | 2018-02-04 16:00 | 10015.4337 | 330.5588
[5 empty] | 2018-02-04 17:00 | 10083.3723 | 516.6704
[5 empty] | 2018-02-04 18:00 | 4039.1049 | 588.9112
[5 empty] | 2018-02-04 19:00 | 3600.6983 | 340.1311
[5 empty] | 2018-02-04 20:00 | 3623.2747 | 339.5163
[5 empty] | 2018-02-04 21:00 | 3724.0689 | 498.2464
[5 empty] | 2018-02-04 22:00 | 3760.1734 | 506.5465
[5 empty] | 2018-02-04 23:00 | 3838.9076 | 531.0736
[5 empty] | 2018-02-05 | 3721.6092 | 509.6336
[5 empty] | 2018-02-05 01:00 | 4999.1418 | 849.8705
[5 empty] | 2018-02-05 02:00 | 4919.3942 | 865.8386
[5 empty] | 2018-02-05 03:00 | 4866.1184 | 859.9476
[5 empty] | 2018-02-05 04:00 | 5064.0733 | 865.9491
[5 empty] | 2018-02-05 05:00 | 5036.614 | 861.205
[5 empty] | 2018-02-05 06:00 | 5114.2633 | 857.9538
[5 empty] | 2018-02-05 07:00 | 3741.4924 | 518.9343
[5 empty] | 2018-02-05 08:00 | 3679.688 | 523.4874
[5 empty] | 2018-02-05 09:00 | 11914.0673 | 518.2213
[5 empty] | 2018-02-05 10:00 | 12357.3669 | 767.6786
[5 empty] | 2018-02-05 11:00 | 11540.172 | 588.7754
[5 empty] | 2018-02-05 12:00 | 11011.5677 | 550.8207
[5 empty] | 2018-02-05 13:00 | 10743.0594 | 469.1608
[5 empty] | 2018-02-05 14:00 | 10938.945 | 636.4067
[5 empty] | 2018-02-05 15:00 | 10249.2582 | 433.0908
[5 empty] | 2018-02-05 16:00 | 9939.3474 | 344.4155
[5 empty] | 2018-02-05 17:00 | 10058.0045 | 538.0048
[5 empty] | 2018-02-05 18:00 | 9650.682 | 472.9641
[5 empty] | 2018-02-05 19:00 | 6670.4377 | 101.22
[5 empty] | 2018-02-05 20:00 | 6469.0658 | 92.0579
[5 empty] | 2018-02-05 21:00 | 6316.2162 | 230.3176
[5 empty] | 2018-02-05 22:00 | 1014.1262 | 273.9583
[5 empty] | 2018-02-05 23:00 | 1058.0668 | 270.2924
[5 empty] | 2018-02-06 | 1008.196 | 267.8152
[5 empty] | 2018-02-06 01:00 | 2147.0096 | 602.9753
[5 empty] | 2018-02-06 02:00 | 2207.7797 | 602.6635
[5 empty] | 2018-02-06 03:00 | 2144.3792 | 603.039
[5 empty] | 2018-02-06 04:00 | 2148.6847 | 592.9853
[5 empty] | 2018-02-06 05:00 | 2571.7044 | 806.2698
[5 empty] | 2018-02-06 06:00 | 2538.2554 | 782.8312
[5 empty] | 2018-02-06 07:00 | 1012.2744 | 274.402
[5 empty] | 2018-02-06 08:00 | 1583.4417 | 576.5138
[5 empty] | 2018-02-06 09:00 | 1168.2808 | 355.1795
[5 empty] | 2018-02-06 10:00 | 1284.2189 | 408.3559
[5 empty] | 2018-02-06 11:00 | 1373.0074 | 397.9494
[5 empty] | 2018-02-06 12:00 | 1074.7117 | 242.4501
[5 empty] | 2018-02-06 13:00 | 1107.832 | 246.5562
[5 empty] | 2018-02-06 14:00 | 811.5103 | 97.9583
[5 empty] | 2018-02-06 15:00 | 1050.4436 | 212.6063
[5 empty] | 2018-02-06 16:00 | 1298.8964 | 333.2574
[5 empty] | 2018-02-06 17:00 | 958.5456 | 155.882
[5 empty] | 2018-02-06 18:00 | 841.332 | 107.5804
[5 empty] | 2018-02-06 19:00 | 840.6348 | 101.0612
[5 empty] | 2018-02-06 20:00 | 808.688 | 91.0894
[5 empty] | 2018-02-06 21:00 | 959.0795 | 223.6622
[5 empty] | 2018-02-06 22:00 | 1035.66 | 274.1673
[5 empty] | 2018-02-06 23:00 | 1020.0085 | 269.8581
[5 empty] | 2018-02-07 | 1001.3951 | 268.1396
[5 empty] | 2018-02-07 01:00 | 2167.8437 | 602.7087
[5 empty] | 2018-02-07 02:00 | 2136.86 | 602.4003
[5 empty] | 2018-02-07 03:00 | 2166.8515 | 604.2804
[5 empty] | 2018-02-07 04:00 | 2142.9586 | 594.3791
[5 empty] | 2018-02-07 05:00 | 2572.4485 | 809.0238
[5 empty] | 2018-02-07 06:00 | 2524.5176 | 786.6725
[5 empty] | 2018-02-07 07:00 | 1019.5886 | 278.6618
[5 empty] | 2018-02-07 08:00 | 1603.2427 | 580.4268
[5 empty] | 2018-02-07 09:00 | 1163.5942 | 352.2198
[5 empty] | 2018-02-07 10:00 | 1332.8429 | 410.8209
[5 empty] | 2018-02-07 11:00 | 1376.7979 | 393.3564
[5 empty] | 2018-02-07 12:00 | 1052.327 | 229.5599
[5 empty] | 2018-02-07 13:00 | 1048.5477 | 227.124
[5 empty] | 2018-02-07 14:00 | 758.0159 | 75.9072
[5 empty] | 2018-02-07 15:00 | 977.8763 | 190.5689
[5 empty] | 2018-02-07 16:00 | 1225.2103 | 310.9377
[5 empty] | 2018-02-07 17:00 | 847.5671 | 134.9999
[5 empty] | 2018-02-07 18:00 | 783.017 | 90.2783
[5 empty] | 2018-02-07 19:00 | 811.2854 | 87.9645
[5 empty] | 2018-02-07 20:00 | 760.7038 | 81.5986
[5 empty] | 2018-02-07 21:00 | 893.5897 | 215.0057
[5 empty] | 2018-02-07 22:00 | 1003.4528 | 268.0651
[5 empty] | 2018-02-07 23:00 | 968.3521 | 265.2226
[5 empty] | 2018-02-08 | 990.0565 | 265.0893
[5 empty] | 2018-02-08 01:00 | 2147.8558 | 601.059
[5 empty] | 2018-02-08 02:00 | 2176.3564 | 601.7119
[5 empty] | 2018-02-08 03:00 | 2170.8859 | 602.1715
[5 empty] | 2018-02-08 04:00 | 2179.2089 | 596.5785
[5 empty] | 2018-02-08 05:00 | 2593.7812 | 810.3956
[5 empty] | 2018-02-08 06:00 | 2543.7304 | 788.3537
[5 empty] | 2018-02-08 07:00 | 1009.6248 | 281.054
[5 empty] | 2018-02-08 08:00 | 1630.6669 | 584.1523
[5 empty] | 2018-02-08 09:00 | 1190.489 | 363.9202
[5 empty] | 2018-02-08 10:00 | 1323.0077 | 410.9722
[5 empty] | 2018-02-08 11:00 | 1399.056 | 404.3737
[5 empty] | 2018-02-08 12:00 | 1088.7187 | 245.2417
[5 empty] | 2018-02-08 13:00 | 1109.7225 | 247.4726
[5 empty] | 2018-02-08 14:00 | 828.5829 | 98.7455
[5 empty] | 2018-02-08 15:00 | 1081.867 | 214.6325
[5 empty] | 2018-02-08 16:00 | 1320.3629 | 335.939
[5 empty] | 2018-02-08 17:00 | 932.1107 | 159.3141
[5 empty] | 2018-02-08 18:00 | 845.0439 | 111.5948
[5 empty] | 2018-02-08 19:00 | 840.5794 | 105.1836
[5 empty] | 2018-02-08 20:00 | 816.2822 | 95.4648
[5 empty] | 2018-02-08 21:00 | 973.3846 | 221.6747
[5 empty] | 2018-02-08 22:00 | 1053.1526 | 275.5517
[5 empty] | 2018-02-08 23:00 | 997.3139 | 270.5123
[5 empty] | 2018-02-09 | 1006.1624 | 267.6988
[5 empty] | 2018-02-09 01:00 | 2190.2568 | 602.1076
[5 empty] | 2018-02-09 02:00 | 2142.6793 | 601.8676
[5 empty] | 2018-02-09 03:00 | 2159.075 | 602.742
[5 empty] | 2018-02-09 04:00 | 2155.9329 | 593.6067
[5 empty] | 2018-02-09 05:00 | 2571.022 | 808.0409
[5 empty] | 2018-02-09 06:00 | 2550.4725 | 786.2935
[5 empty] | 2018-02-09 07:00 | 1038.0867 | 279.5504
[5 empty] | 2018-02-09 08:00 | 1612.7894 | 582.3408
[5 empty] | 2018-02-09 09:00 | 974.661 | 364.1211
[5 empty] | 2018-02-09 10:00 | 1074.077 | 402.8015
[5 empty] | 2018-02-09 11:00 | 1154.549 | 402.0723
[5 empty] | 2018-02-09 12:00 | 846.3708 | 244.0836
[5 empty] | 2018-02-09 13:00 | 849.8101 | 246.2404
[5 empty] | 2018-02-09 14:00 | 567.4602 | 96.9538
[5 empty] | 2018-02-09 15:00 | 800.8847 | 212.3258
[5 empty] | 2018-02-09 16:00 | 1058.518 | 333.8646
[5 empty] | 2018-02-09 17:00 | 695.9127 | 157.3103
[5 empty] | 2018-02-09 18:00 | 586.1949 | 109.7804
[5 empty] | 2018-02-09 19:00 | 577.1795 | 102.6853
[5 empty] | 2018-02-09 20:00 | 543.0782 | 91.2751
[5 empty] | 2018-02-09 21:00 | 701.7114 | 217.6163
[5 empty] | 2018-02-09 22:00 | 781.3083 | 274.7452
[5 empty] | 2018-02-09 23:00 | 734.1054 | 271.6
[5 empty] | 2018-02-10 | 746.309 | 269.4027
[5 empty] | 2018-02-10 01:00 | 1926.8566 | 603.5588
[5 empty] | 2018-02-10 02:00 | 1805.389 | 603.5335
[5 empty] | 2018-02-10 03:00 | 1666.7722 | 604.7591
[5 empty] | 2018-02-10 04:00 | 1641.7631 | 591.8329
[5 empty] | 2018-02-10 05:00 | 2067.6922 | 804.9495
[5 empty] | 2018-02-10 06:00 | 2022.3889 | 782.1013
[5 empty] | 2018-02-10 07:00 | 500.1086 | 274.3361
[5 empty] | 2018-02-10 08:00 | 1105.902 | 576.3152
[5 empty] | 2018-02-10 09:00 | 645.9647 | 351.0589
[5 empty] | 2018-02-10 10:00 | 743.8458 | 382.3508
[5 empty] | 2018-02-10 11:00 | 840.8805 | 383.7981
[5 empty] | 2018-02-10 12:00 | 522.5699 | 223.9314
[5 empty] | 2018-02-10 13:00 | 522.5813 | 222.1827
[5 empty] | 2018-02-10 14:00 | 214.5301 | 67.4486
[5 empty] | 2018-02-10 15:00 | 436.1216 | 177.7709
[5 empty] | 2018-02-10 16:00 | 671.6057 | 295.1206
[5 empty] | 2018-02-10 17:00 | 315.954 | 116.9853
[5 empty] | 2018-02-10 18:00 | 224.6303 | 71.2399
[5 empty] | 2018-02-10 19:00 | 222.6673 | 70.5251
[5 empty] | 2018-02-10 20:00 | 5256.4845 | 68.8403
[5 empty] | 2018-02-10 21:00 | 5563.1898 | 203.6754
[5 empty] | 2018-02-10 22:00 | 6025.5892 | 266.4441
[5 empty] | 2018-02-10 23:00 | 6379.015 | 265.5247
[5 empty] | 2018-02-11 | 6843.7671 | 265.3525
[5 empty] | 2018-02-11 01:00 | 8531.455 | 600.755
[5 empty] | 2018-02-11 02:00 | 9108.3958 | 601.1646
[5 empty] | 2018-02-11 03:00 | 9520.6431 | 601.2265
[5 empty] | 2018-02-11 04:00 | 9769.42 | 594.2773
[5 empty] | 2018-02-11 05:00 | 10007.72 | 595.432
[5 empty] | 2018-02-11 06:00 | 1649.9144 | 597.4813
[5 empty] | 2018-02-11 07:00 | 480.0055 | 264.7971
[5 empty] | 2018-02-11 08:00 | 491.0233 | 268.6327
[5 empty] | 2018-02-11 09:00 | 497.2778 | 270.9771
[5 empty] | 2018-02-11 10:00 | 9330.4039 | 475.7437
[5 empty] | 2018-02-11 11:00 | 8308.8147 | 313.8676
[5 empty] | 2018-02-11 12:00 | 7851.3321 | 274.061
[5 empty] | 2018-02-11 13:00 | 7387.8427 | 199.1843
[5 empty] | 2018-02-11 14:00 | 7258.0024 | 335.978
[5 empty] | 2018-02-11 15:00 | 6576.0539 | 152.2516
[5 empty] | 2018-02-11 16:00 | 5963.5467 | 66.8937
[5 empty] | 2018-02-11 17:00 | 6172.0478 | 264.11
[5 empty] | 2018-02-11 18:00 | 6056.5786 | 327.5816
[5 empty] | 2018-02-11 19:00 | 5558.3047 | 67.8751
[5 empty] | 2018-02-11 20:00 | 5554.5837 | 66.2824
[5 empty] | 2018-02-11 21:00 | 390.3628 | 200.8813
[5 empty] | 2018-02-11 22:00 | 478.7949 | 266.5822
[5 empty] | 2018-02-11 23:00 | 481.2878 | 267.9832
[5 empty] | 2018-02-12 | 488.1428 | 271.2374
[5 empty] | 2018-02-12 01:00 | 1675.2645 | 610.8632
[5 empty] | 2018-02-12 02:00 | 1679.7946 | 612.9726
[5 empty] | 2018-02-12 03:00 | 1673.2638 | 611.2539
[5 empty] | 2018-02-12 04:00 | 1674.1284 | 605.3541
[5 empty] | 2018-02-12 05:00 | 1675.2081 | 605.6634
[5 empty] | 2018-02-12 06:00 | 1679.9562 | 607.2032
[5 empty] | 2018-02-12 07:00 | 522.3639 | 277.9886
[5 empty] | 2018-02-12 08:00 | 538.0121 | 282.5005
[5 empty] | 2018-02-12 09:00 | 470.5508 | 255.8047
[5 empty] | 2018-02-12 10:00 | 986.8536 | 487.1994
[5 empty] | 2018-02-12 11:00 | 797.4856 | 346.3227
[5 empty] | 2018-02-12 12:00 | 8042.5557 | 294.8209
[5 empty] | 2018-02-12 13:00 | 7542.8552 | 225.6467
[5 empty] | 2018-02-12 14:00 | 7366.6297 | 364.8059
[5 empty] | 2018-02-12 15:00 | 6550.7651 | 181.5195
[5 empty] | 2018-02-12 16:00 | 5975.1104 | 95.7393
[5 empty] | 2018-02-12 17:00 | 5964.7358 | 290.4643
[5 empty] | 2018-02-12 18:00 | 5830.6157 | 349.8336
[5 empty] | 2018-02-12 19:00 | 5201.0183 | 84.7292
[5 empty] | 2018-02-12 20:00 | 5198.8295 | 79.2926
[5 empty] | 2018-02-12 21:00 | 5712.6624 | 209.6609
[5 empty] | 2018-02-12 22:00 | 6413.7309 | 278.6901
[5 empty] | 2018-02-12 23:00 | 6874.3866 | 278.6934
[5 empty] | 2018-02-13 | 506.9948 | 277.3829
[5 empty] | 2018-02-13 01:00 | 1687.1968 | 614.424
[5 empty] | 2018-02-13 02:00 | 1687.0492 | 614.8905
[5 empty] | 2018-02-13 03:00 | 1687.7802 | 615.2521
[5 empty] | 2018-02-13 04:00 | 1678.3855 | 606.7001
[5 empty] | 2018-02-13 05:00 | 2107.3988 | 820.8408
[5 empty] | 2018-02-13 06:00 | 2063.6727 | 798.4843
[5 empty] | 2018-02-13 07:00 | 545.2671 | 291.0784
[5 empty] | 2018-02-13 08:00 | 1156.4237 | 594.0034
[5 empty] | 2018-02-13 09:00 | 684.0055 | 361.6921
[5 empty] | 2018-02-13 10:00 | 826.5861 | 406.4805
[5 empty] | 2018-02-13 11:00 | 930.6443 | 412.1839
[5 empty] | 2018-02-13 12:00 | 610.4633 | 251.8017
[5 empty] | 2018-02-13 13:00 | 608.9508 | 249.4048
[5 empty] | 2018-02-13 14:00 | 303.5407 | 95.1004
[5 empty] | 2018-02-13 15:00 | 529.0104 | 205.7907
[5 empty] | 2018-02-13 16:00 | 762.4213 | 322.261
[5 empty] | 2018-02-13 17:00 | 401.6205 | 142.0838
[5 empty] | 2018-02-13 18:00 | 300.8779 | 92.5894
[5 empty] | 2018-02-13 19:00 | 283.3633 | 86.5217
[5 empty] | 2018-02-13 20:00 | 261.9105 | 79.8121
[5 empty] | 2018-02-13 21:00 | 421.2491 | 205.9645
[5 empty] | 2018-02-13 22:00 | 503.7394 | 273.1323
[5 empty] | 2018-02-13 23:00 | 498.4616 | 272.7257
[5 empty] | 2018-02-14 | 497.1954 | 273.3506
[5 empty] | 2018-02-14 01:00 | 1676.8597 | 610.2158
[5 empty] | 2018-02-14 02:00 | 1681.2647 | 612.1538
[5 empty] | 2018-02-14 03:00 | 1682.6876 | 613.4263
[5 empty] | 2018-02-14 04:00 | 1661.0763 | 602.0272
[5 empty] | 2018-02-14 05:00 | 2091.8834 | 816.8917
[5 empty] | 2018-02-14 06:00 | 2048.9523 | 794.6355
[5 empty] | 2018-02-14 07:00 | 525.6932 | 285.8387
[5 empty] | 2018-02-14 08:00 | 1130.5297 | 587.4391
[5 empty] | 2018-02-14 09:00 | 659.5843 | 357.7372
[5 empty] | 2018-02-14 10:00 | 759.0479 | 380.7139
[5 empty] | 2018-02-14 11:00 | 874.3209 | 398.0975
[5 empty] | 2018-02-14 12:00 | 546.3196 | 235.2249
[5 empty] | 2018-02-14 13:00 | 537.6934 | 231.0523
[5 empty] | 2018-02-14 14:00 | 226.6329 | 74.1671
[5 empty] | 2018-02-14 15:00 | 444.2446 | 182.2835
[5 empty] | 2018-02-14 16:00 | 677.9494 | 298.4258
[5 empty] | 2018-02-14 17:00 | 321.6496 | 119.6613
[5 empty] | 2018-02-14 18:00 | 231.2473 | 73.6449
[5 empty] | 2018-02-14 19:00 | 228.9436 | 72.476
[5 empty] | 2018-02-14 20:00 | 219.7786 | 69.767
[5 empty] | 2018-02-14 21:00 | 392.0314 | 199.7708
[5 empty] | 2018-02-14 22:00 | 484.7701 | 270.0832
[5 empty] | 2018-02-14 23:00 | 483.053 | 270.4506
[5 empty] | 2018-02-15 | 483.4636 | 270.9887
[5 empty] | 2018-02-15 01:00 | 1665.0459 | 607.9291
[5 empty] | 2018-02-15 02:00 | 1667.8292 | 609.3983
[5 empty] | 2018-02-15 03:00 | 1665.8444 | 609.3349
[5 empty] | 2018-02-15 04:00 | 1670.459 | 604.4622
[5 empty] | 2018-02-15 05:00 | 2104.1462 | 820.4694
[5 empty] | 2018-02-15 06:00 | 2062.9241 | 798.5931
[5 empty] | 2018-02-15 07:00 | 541.487 | 289.8757
[5 empty] | 2018-02-15 08:00 | 1151.1656 | 592.4025
[5 empty] | 2018-02-15 09:00 | 678.7588 | 359.8233
[5 empty] | 2018-02-15 10:00 | 801.9918 | 391.4245
[5 empty] | 2018-02-15 11:00 | 922.0604 | 409.9543
[5 empty] | 2018-02-15 12:00 | 603.4017 | 249.6767
[5 empty] | 2018-02-15 13:00 | 610.6899 | 249.311
[5 empty] | 2018-02-15 14:00 | 310.7766 | 96.7288
[5 empty] | 2018-02-15 15:00 | 534.8332 | 207.5888
[5 empty] | 2018-02-15 16:00 | 769.7391 | 324.803
[5 empty] | 2018-02-15 17:00 | 409.9442 | 145.1394
[5 empty] | 2018-02-15 18:00 | 311.0113 | 96.2629
[5 empty] | 2018-02-15 19:00 | 293.3737 | 90.1052
[5 empty] | 2018-02-15 20:00 | 269.2955 | 82.4066
[5 empty] | 2018-02-15 21:00 | 400.8159 | 189.5947
[5 empty] | 2018-02-15 22:00 | 505.8265 | 273.4084
[5 empty] | 2018-02-15 23:00 | 496.5647 | 272.1886
[5 empty] | 2018-02-16 | 494.182 | 272.4829
[5 empty] | 2018-02-16 01:00 | 1672.0623 | 608.8334
[5 empty] | 2018-02-16 02:00 | 1675.4208 | 610.5787
[5 empty] | 2018-02-16 03:00 | 1684.6949 | 614.0937
[5 empty] | 2018-02-16 04:00 | 1677.0724 | 606.3059
[5 empty] | 2018-02-16 05:00 | 2111.1992 | 822.0606
[5 empty] | 2018-02-16 06:00 | 11447.0412 | 801.9542
[5 empty] | 2018-02-16 07:00 | 9940.0427 | 295.4496
[5 empty] | 2018-02-16 08:00 | 10574.001 | 598.7893
[5 empty] | 2018-02-16 09:00 | 9914.8992 | 377.2622
[5 empty] | 2018-02-16 10:00 | 9757.3664 | 393.3666
[5 empty] | 2018-02-16 11:00 | 8919.0833 | 414.8391
[5 empty] | 2018-02-16 12:00 | 7910.7019 | 251.039
[5 empty] | 2018-02-16 13:00 | 7544.0849 | 248.4587
[5 empty] | 2018-02-16 14:00 | 6900.1591 | 95.5704
[5 empty] | 2018-02-16 15:00 | 6768.0894 | 207.2397
[5 empty] | 2018-02-16 16:00 | 6672.311 | 325.7381
[5 empty] | 2018-02-16 17:00 | 414.2895 | 146.8399
[5 empty] | 2018-02-16 18:00 | 316.6612 | 98.3419
[5 empty] | 2018-02-16 19:00 | 299.6395 | 92.3398
[5 empty] | 2018-02-16 20:00 | 273.656 | 83.9003
[5 empty] | 2018-02-16 21:00 | 399.8429 | 189.2149
[5 empty] | 2018-02-16 22:00 | 501.4686 | 272.2145
[5 empty] | 2018-02-16 23:00 | 495.8402 | 271.1782
[5 empty] | 2018-02-17 | 493.172 | 271.4868
[5 empty] | 2018-02-17 01:00 | 1670.5197 | 607.9019
[5 empty] | 2018-02-17 02:00 | 1672.2607 | 609.3875
[5 empty] | 2018-02-17 03:00 | 9930.7999 | 611.7865
[5 empty] | 2018-02-17 04:00 | 10162.8315 | 601.7274
[5 empty] | 2018-02-17 05:00 | 11033.6867 | 818.802
[5 empty] | 2018-02-17 06:00 | 11137.6144 | 797.4407
[5 empty] | 2018-02-17 07:00 | 9656.684 | 290.9197
[5 empty] | 2018-02-17 08:00 | 10327.4145 | 593.5878
[5 empty] | 2018-02-17 09:00 | 9775.306 | 366.424
[5 empty] | 2018-02-17 10:00 | 9581.5205 | 383.8518
[5 empty] | 2018-02-17 11:00 | 877.9286 | 399.4151
[5 empty] | 2018-02-17 12:00 | 536.4279 | 231.5503
[5 empty] | 2018-02-17 13:00 | 521.7116 | 224.3547
[5 empty] | 2018-02-17 14:00 | 212.0265 | 67.7245
[5 empty] | 2018-02-17 15:00 | 435.0433 | 177.8115
[5 empty] | 2018-02-17 16:00 | 673.2228 | 295.9391
[5 empty] | 2018-02-17 17:00 | 319.4548 | 118.2571
[5 empty] | 2018-02-17 18:00 | 231.8433 | 73.758
[5 empty] | 2018-02-17 19:00 | 231.4797 | 73.6403
[5 empty] | 2018-02-17 20:00 | 223.2708 | 70.8269
[5 empty] | 2018-02-17 21:00 | 350.1338 | 170.5199
[5 empty] | 2018-02-17 22:00 | 472.5968 | 264.2819
[5 empty] | 2018-02-17 23:00 | 467.8041 | 263.2476
[5 empty] | 2018-02-18 | 467.6756 | 264.0673
[5 empty] | 2018-02-18 01:00 | 1648.6594 | 601.178
[5 empty] | 2018-02-18 02:00 | 1650.7507 | 602.1987
[5 empty] | 2018-02-18 03:00 | 1650.0302 | 602.1022
[5 empty] | 2018-02-18 04:00 | 1644.1572 | 595.0904
[5 empty] | 2018-02-18 05:00 | 1651.4066 | 597.5382
[5 empty] | 2018-02-18 06:00 | 1655.9663 | 599.5269
[5 empty] | 2018-02-18 07:00 | 479.4155 | 265.1102
[5 empty] | 2018-02-18 08:00 | 481.0767 | 266.07
[5 empty] | 2018-02-18 09:00 | 486.1868 | 267.8989
[5 empty] | 2018-02-18 10:00 | 879.0934 | 442.4728
[5 empty] | 2018-02-18 11:00 | 669.0642 | 305.3004
[5 empty] | 2018-02-18 12:00 | 628.6028 | 275.8424
[5 empty] | 2018-02-18 13:00 | 480.5324 | 201.0786
[5 empty] | 2018-02-18 14:00 | 755.401 | 338.0864
[5 empty] | 2018-02-18 15:00 | 387.5598 | 153.92
[5 empty] | 2018-02-18 16:00 | 216.0175 | 67.8964
[5 empty] | 2018-02-18 17:00 | 608.8866 | 264.3566
[5 empty] | 2018-02-18 18:00 | 735.8811 | 327.9975
[5 empty] | 2018-02-18 19:00 | 217.6875 | 69.3376
[5 empty] | 2018-02-18 20:00 | 213.3693 | 68.8164
[5 empty] | 2018-02-18 21:00 | 352.7431 | 171.2959
[5 empty] | 2018-02-18 22:00 | 491.2072 | 272.651
[5 empty] | 2018-02-18 23:00 | 496.5708 | 275.2325
[5 empty] | 2018-02-19 | 506.6941 | 278.9019
[5 empty] | 2018-02-19 01:00 | 1696.1304 | 618.4385
[5 empty] | 2018-02-19 02:00 | 1714.0627 | 624.7744
[5 empty] | 2018-02-19 03:00 | 1722.9964 | 628.0911
[5 empty] | 2018-02-19 04:00 | 1738.5503 | 627.2957
[5 empty] | 2018-02-19 05:00 | 1755.1866 | 633.2546
[5 empty] | 2018-02-19 06:00 | 1886.754 | 636.121
[5 empty] | 2018-02-19 07:00 | 823.7629 | 297.0955
[5 empty] | 2018-02-19 08:00 | 831.8428 | 299.3174
[5 empty] | 2018-02-19 09:00 | 814.9451 | 285.4003
[5 empty] | 2018-02-19 10:00 | 1249.0325 | 474.5486
[5 empty] | 2018-02-19 11:00 | 1097.8565 | 360.5389
[5 empty] | 2018-02-19 12:00 | 982.7991 | 311.1901
[5 empty] | 2018-02-19 13:00 | 872.9068 | 242.8908
[5 empty] | 2018-02-19 14:00 | 1133.2051 | 381.5696
[5 empty] | 2018-02-19 15:00 | 780.2472 | 196.376
[5 empty] | 2018-02-19 16:00 | 565.3153 | 107.3645
[5 empty] | 2018-02-19 17:00 | 975.1266 | 301.0983
[5 empty] | 2018-02-19 18:00 | 1108.9583 | 361.3481
[5 empty] | 2018-02-19 19:00 | 535.567 | 95.3334
[5 empty] | 2018-02-19 20:00 | 530.3078 | 90.6442
[5 empty] | 2018-02-19 21:00 | 692.9071 | 191.5456
[5 empty] | 2018-02-19 22:00 | 7409.8945 | 291.5743
[5 empty] | 2018-02-19 23:00 | 7955.3545 | 292.0245
[5 empty] | 2018-02-20 | 8509.2347 | 292.1698
[5 empty] | 2018-02-20 01:00 | 10269.0097 | 628.0417
[5 empty] | 2018-02-20 02:00 | 10870.4292 | 628.2965
[5 empty] | 2018-02-20 03:00 | 11371.3244 | 630.5758
[5 empty] | 2018-02-20 04:00 | 11704.5081 | 623.0792
[5 empty] | 2018-02-20 05:00 | 12447.8289 | 838.9987
[5 empty] | 2018-02-20 06:00 | 12599.9779 | 817.7397
[5 empty] | 2018-02-20 07:00 | 11439.5369 | 313.8963
[5 empty] | 2018-02-20 08:00 | 12291.2062 | 619.0952
[5 empty] | 2018-02-20 09:00 | 11951.5499 | 405.3374
[5 empty] | 2018-02-20 10:00 | 1105.5679 | 400.7876
[5 empty] | 2018-02-20 11:00 | 1248.6486 | 429.5907
[5 empty] | 2018-02-20 12:00 | 902.9118 | 262.3525
[5 empty] | 2018-02-20 13:00 | 864.0949 | 255.6616
[5 empty] | 2018-02-20 14:00 | 564.3962 | 98.3101
[5 empty] | 2018-02-20 15:00 | 788.5361 | 206.1582
[5 empty] | 2018-02-20 16:00 | 1004.0089 | 320.8778
[5 empty] | 2018-02-20 17:00 | 615.3841 | 139.4113
[5 empty] | 2018-02-20 18:00 | 541.9414 | 89.365
[5 empty] | 2018-02-20 19:00 | 496.3938 | 83.6979
[5 empty] | 2018-02-20 20:00 | 473.8683 | 78.4231
[5 empty] | 2018-02-20 21:00 | 618.1394 | 175.2749
[5 empty] | 2018-02-20 22:00 | 6976.9762 | 280.3686
[5 empty] | 2018-02-20 23:00 | 7559.7062 | 282.9953
[5 empty] | 2018-02-21 | 8032.0818 | 282.4677
[5 empty] | 2018-02-21 01:00 | 9904.9916 | 621.2745
[5 empty] | 2018-02-21 02:00 | 10644.361 | 624.0487
[5 empty] | 2018-02-21 03:00 | 11212.835 | 627.2428
[5 empty] | 2018-02-21 04:00 | 11538.2405 | 618.5748
[5 empty] | 2018-02-21 05:00 | 12326.759 | 834.1532
[5 empty] | 2018-02-21 06:00 | 12422.4691 | 811.9107
[5 empty] | 2018-02-21 07:00 | 10758.2519 | 303.6203
[5 empty] | 2018-02-21 08:00 | 1433.7142 | 605.0687
[5 empty] | 2018-02-21 09:00 | 979.8936 | 383.3356
[5 empty] | 2018-02-21 10:00 | 1026.0536 | 381.3995
[5 empty] | 2018-02-21 11:00 | 1174.2533 | 409.9649
[5 empty] | 2018-02-21 12:00 | 830.369 | 242.9707
[5 empty] | 2018-02-21 13:00 | 774.9423 | 235.1714
[5 empty] | 2018-02-21 14:00 | 483.9683 | 75.1591
[5 empty] | 2018-02-21 15:00 | 676.8127 | 181.7018
[5 empty] | 2018-02-21 16:00 | 923.2738 | 296.7185
[5 empty] | 2018-02-21 17:00 | 565.7314 | 117.0758
[5 empty] | 2018-02-21 18:00 | 5433.8517 | 70.962
[5 empty] | 2018-02-21 19:00 | 5387.2463 | 71.0199
[5 empty] | 2018-02-21 20:00 | 5498.288 | 70.6507
[5 empty] | 2018-02-21 21:00 | 5937.9758 | 162.5975
[5 empty] | 2018-02-21 22:00 | 6906.5353 | 274.674
[5 empty] | 2018-02-21 23:00 | 7522.0925 | 276.7916
[5 empty] | 2018-02-22 | 8050.9794 | 278.7137
[5 empty] | 2018-02-22 01:00 | 9951.5089 | 617.2085
[5 empty] | 2018-02-22 02:00 | 10655.6956 | 619.1166
[5 empty] | 2018-02-22 03:00 | 11155.6835 | 622.0627
[5 empty] | 2018-02-22 04:00 | 11374.4849 | 617.9697
[5 empty] | 2018-02-22 05:00 | 12136.2073 | 833.432
[5 empty] | 2018-02-22 06:00 | 2377.9751 | 812.3083
[5 empty] | 2018-02-22 07:00 | 832.1617 | 304.7416
[5 empty] | 2018-02-22 08:00 | 1405.6632 | 607.0611
[5 empty] | 2018-02-22 09:00 | 1012.1137 | 385.5732
[5 empty] | 2018-02-22 10:00 | 1071.5869 | 385.4996
[5 empty] | 2018-02-22 11:00 | 1192.4375 | 418.3361
[5 empty] | 2018-02-22 12:00 | 888.3082 | 258.6053
[5 empty] | 2018-02-22 13:00 | 855.4319 | 257.3939
[5 empty] | 2018-02-22 14:00 | 578.1308 | 102.2158
[5 empty] | 2018-02-22 15:00 | 797.0828 | 210.0208
[5 empty] | 2018-02-22 16:00 | 1015.9947 | 325.331
[5 empty] | 2018-02-22 17:00 | 645.0869 | 143.948
[5 empty] | 2018-02-22 18:00 | 550.8702 | 94.568
[5 empty] | 2018-02-22 19:00 | 523.3553 | 90.5359
[5 empty] | 2018-02-22 20:00 | 538.7845 | 86.8491
[5 empty] | 2018-02-22 21:00 | 647.1138 | 175.0058
[5 empty] | 2018-02-22 22:00 | 800.2571 | 287.9208
[5 empty] | 2018-02-22 23:00 | 798.8418 | 287.9204
[5 empty] | 2018-02-23 | 775.1974 | 286.3999
[5 empty] | 2018-02-23 01:00 | 1958.8788 | 621.6154
[5 empty] | 2018-02-23 02:00 | 1946.5022 | 625.5952
[5 empty] | 2018-02-23 03:00 | 1962.0587 | 626.9531
[5 empty] | 2018-02-23 04:00 | 1962.4341 | 619.9228
[5 empty] | 2018-02-23 05:00 | 2401.9782 | 837.6217
[5 empty] | 2018-02-23 06:00 | 2346.0537 | 814.8617
[5 empty] | 2018-02-23 07:00 | 876.2523 | 310.7663
[5 empty] | 2018-02-23 08:00 | 1426.7421 | 614.3488
[5 empty] | 2018-02-23 09:00 | 985.2619 | 384.2371
[5 empty] | 2018-02-23 10:00 | 1082.49 | 384.9026
[5 empty] | 2018-02-23 11:00 | 1222.9604 | 429.1198
[5 empty] | 2018-02-23 12:00 | 891.5019 | 266.576
[5 empty] | 2018-02-23 13:00 | 914.7586 | 265.8871
[5 empty] | 2018-02-23 14:00 | 605.9592 | 110.6328
[5 empty] | 2018-02-23 15:00 | 801.5027 | 214.2362
[5 empty] | 2018-02-23 16:00 | 1006.7383 | 325.7928
[5 empty] | 2018-02-23 17:00 | 661.3155 | 145.988
[5 empty] | 2018-02-23 18:00 | 553.8473 | 97.0851
[5 empty] | 2018-02-23 19:00 | 553.8936 | 95.186
[5 empty] | 2018-02-23 20:00 | 533.4087 | 88.0833
[5 empty] | 2018-02-23 21:00 | 626.9498 | 170.4651
[5 empty] | 2018-02-23 22:00 | 796.7475 | 285.3359
[5 empty] | 2018-02-23 23:00 | 792.0782 | 285.552
[5 empty] | 2018-02-24 | 792.3107 | 284.9543
[5 empty] | 2018-02-24 01:00 | 1981.02 | 623.302
[5 empty] | 2018-02-24 02:00 | 1961.0865 | 626.9725
[5 empty] | 2018-02-24 03:00 | 11406.3089 | 630.0889
[5 empty] | 2018-02-24 04:00 | 11708.0597 | 620.1735
[5 empty] | 2018-02-24 05:00 | 12828.6702 | 840.0296
[5 empty] | 2018-02-24 06:00 | 13237.5936 | 821.7291
[5 empty] | 2018-02-24 07:00 | 11786.5571 | 314.1544
[5 empty] | 2018-02-24 08:00 | 12493.2606 | 616.2549
[5 empty] | 2018-02-24 09:00 | 11902.702 | 398.8121
[5 empty] | 2018-02-24 10:00 | 11911.7191 | 376.877
[5 empty] | 2018-02-24 11:00 | 10201.489 | 418.5787
[5 empty] | 2018-02-24 12:00 | 8939.6692 | 246.2271
[5 empty] | 2018-02-24 13:00 | 8202.6193 | 233.721
[5 empty] | 2018-02-24 14:00 | 7251.074 | 73.5012
[5 empty] | 2018-02-24 15:00 | 6901.9222 | 180.0657
[5 empty] | 2018-02-24 16:00 | 929.4913 | 294.8161
[5 empty] | 2018-02-24 17:00 | 579.6338 | 119.9814
[5 empty] | 2018-02-24 18:00 | 495.4167 | 76.9602
[5 empty] | 2018-02-24 19:00 | 502.3995 | 77.5561
[5 empty] | 2018-02-24 20:00 | 504.4105 | 80.6413
[5 empty] | 2018-02-24 21:00 | 628.36 | 169.3329
[5 empty] | 2018-02-24 22:00 | 794.3083 | 285.8807
[5 empty] | 2018-02-24 23:00 | 805.5931 | 289.4346
[5 empty] | 2018-02-25 | 785.6462 | 284.1507
[5 empty] | 2018-02-25 01:00 | 1952.1894 | 616.6175
[5 empty] | 2018-02-25 02:00 | 1941.7737 | 617.3623
[5 empty] | 2018-02-25 03:00 | 1945.9034 | 618.2753
[5 empty] | 2018-02-25 04:00 | 1966.5043 | 612.3184
[5 empty] | 2018-02-25 05:00 | 1929.4325 | 614.6199
[5 empty] | 2018-02-25 06:00 | 1975.7481 | 619.1951
[5 empty] | 2018-02-25 07:00 | 778.1653 | 288.1199
[5 empty] | 2018-02-25 08:00 | 796.1368 | 288.9677
[5 empty] | 2018-02-25 09:00 | 813.502 | 292.2996
[5 empty] | 2018-02-25 10:00 | 1177.0444 | 444.931
[5 empty] | 2018-02-25 11:00 | 990.5602 | 324.9773
[5 empty] | 2018-02-25 12:00 | 888.2117 | 283.322
[5 empty] | 2018-02-25 13:00 | 737.6755 | 202.9883
[5 empty] | 2018-02-25 14:00 | 980.8683 | 337.2797
[5 empty] | 2018-02-25 15:00 | 632.3355 | 151.7327
[5 empty] | 2018-02-25 16:00 | 450.2328 | 64.7535
[5 empty] | 2018-02-25 17:00 | 6267.8432 | 261.1121
[5 empty] | 2018-02-25 18:00 | 6188.501 | 324.6932
[5 empty] | 2018-02-25 19:00 | 5662.7519 | 65.895
[5 empty] | 2018-02-25 20:00 | 5692.6941 | 64.7965
[5 empty] | 2018-02-25 21:00 | 5804.368 | 148.5007
[5 empty] | 2018-02-25 22:00 | 6642.4259 | 265.8553
[5 empty] | 2018-02-25 23:00 | 7377.7592 | 269.0589
[5 empty] | 2018-02-26 | 7789.528 | 271.5665
[5 empty] | 2018-02-26 01:00 | 9484.7371 | 610.3867
[5 empty] | 2018-02-26 02:00 | 9999.6206 | 611.4141
[5 empty] | 2018-02-26 03:00 | 10412.8979 | 612.477
[5 empty] | 2018-02-26 04:00 | 10832.8443 | 609.3274
[5 empty] | 2018-02-26 05:00 | 1922.3248 | 612.1082
[5 empty] | 2018-02-26 06:00 | 1944.6244 | 613.5949
[5 empty] | 2018-02-26 07:00 | 787.0454 | 279.5034
[5 empty] | 2018-02-26 08:00 | 778.8551 | 284.0705
[5 empty] | 2018-02-26 09:00 | 734.0676 | 260.7871
[5 empty] | 2018-02-26 10:00 | 1177.3645 | 440.3946
[5 empty] | 2018-02-26 11:00 | 1031.692 | 347.9981
[5 empty] | 2018-02-26 12:00 | 944.676 | 295.2874
[5 empty] | 2018-02-26 13:00 | 828.2052 | 226.8172
[5 empty] | 2018-02-26 14:00 | 1112.7756 | 367.9117
[5 empty] | 2018-02-26 15:00 | 724.5472 | 184.6098
[5 empty] | 2018-02-26 16:00 | 546.4833 | 98.8399
[5 empty] | 2018-02-26 17:00 | 967.5258 | 294.7192
[5 empty] | 2018-02-26 18:00 | 1085.2675 | 355.2437
[5 empty] | 2018-02-26 19:00 | 546.8789 | 91.0177
[5 empty] | 2018-02-26 20:00 | 512.4805 | 84.8979
[5 empty] | 2018-02-26 21:00 | 642.135 | 167.9197
[5 empty] | 2018-02-26 22:00 | 760.8409 | 282.9832
[5 empty] | 2018-02-26 23:00 | 778.3759 | 282.9035
[5 empty] | 2018-02-27 | 790.189 | 283.2933
[5 empty] | 2018-02-27 01:00 | 1945.4369 | 623.8306
[5 empty] | 2018-02-27 02:00 | 1760.3356 | 623.6434
[5 empty] | 2018-02-27 03:00 | 1705.6528 | 621.4965
[5 empty] | 2018-02-27 04:00 | 1693.7085 | 612.4797
[5 empty] | 2018-02-27 05:00 | 2129.6279 | 829.3585
[5 empty] | 2018-02-27 06:00 | 2091.3927 | 808.5678
[5 empty] | 2018-02-27 07:00 | 569.141 | 299.8697
[5 empty] | 2018-02-27 08:00 | 1179.1366 | 602.1764
[5 empty] | 2018-02-27 09:00 | 713.2684 | 371.7171
[5 empty] | 2018-02-27 10:00 | 751.8831 | 346.4861
[5 empty] | 2018-02-27 11:00 | 943.3633 | 417.272
[5 empty] | 2018-02-27 12:00 | 624.9015 | 257.5611
[5 empty] | 2018-02-27 13:00 | 619.6822 | 254.4692
[5 empty] | 2018-02-27 14:00 | 308.8498 | 98.6677
[5 empty] | 2018-02-27 15:00 | 526.1626 | 207.0455
[5 empty] | 2018-02-27 16:00 | 754.9026 | 321.7768
[5 empty] | 2018-02-27 17:00 | 390.8568 | 140.182
[5 empty] | 2018-02-27 18:00 | 289.3995 | 90.3761
[5 empty] | 2018-02-27 19:00 | 273.3767 | 84.7687
[5 empty] | 2018-02-27 20:00 | 256.1691 | 79.7217
[5 empty] | 2018-02-27 21:00 | 359.7701 | 161.661
[5 empty] | 2018-02-27 22:00 | 522.73 | 281.4438
[5 empty] | 2018-02-27 23:00 | 526.1336 | 283.8023
[5 empty] | 2018-02-28 | 520.9354 | 283.0086
[5 empty] | 2018-02-28 01:00 | 1700.7345 | 619.755
[5 empty] | 2018-02-28 02:00 | 1706.5634 | 622.3312
[5 empty] | 2018-02-28 03:00 | 1713.8865 | 625.4825
[5 empty] | 2018-02-28 04:00 | 1699.7963 | 616.2227
[5 empty] | 2018-02-28 05:00 | 2135.9641 | 832.7892
[5 empty] | 2018-02-28 06:00 | 2094.3337 | 811.2711
[5 empty] | 2018-02-28 07:00 | 569.8351 | 301.7772
[5 empty] | 2018-02-28 08:00 | 1177.5593 | 603.9742
[5 empty] | 2018-02-28 09:00 | 724.988 | 380.4506
[5 empty] | 2018-02-28 10:00 | 730.9504 | 343.6143
[5 empty] | 2018-02-28 11:00 | 905.8623 | 409.4136
[5 empty] | 2018-02-28 12:00 | 565.5985 | 242.4373
[5 empty] | 2018-02-28 13:00 | 546.2529 | 234.451
[5 empty] | 2018-02-28 14:00 | 226.23 | 74.9457
[5 empty] | 2018-02-28 15:00 | 444.7726 | 182.4317
[5 empty] | 2018-02-28 16:00 | 677.5429 | 298.4202
[5 empty] | 2018-02-28 17:00 | 318.5257 | 119.1337
[5 empty] | 2018-02-28 18:00 | 226.1718 | 72.6565
[5 empty] | 2018-02-28 19:00 | 223.6003 | 72.0002
[5 empty] | 2018-02-28 20:00 | 218.7486 | 71.0287
[5 empty] | 2018-02-28 21:00 | 321.8415 | 150.5909
[5 empty] | 2018-02-28 22:00 | 489.7318 | 272.559
[5 empty] | 2018-02-28 23:00 | 495.6624 | 274.9365
[5 empty] | 2018-03-01 | 502.0463 | 277.7158
[5 empty] | 2018-03-01 01:00 | 1686.8115 | 615.9409
[5 empty] | 2018-03-01 02:00 | 1686.132 | 616.0066
[5 empty] | 2018-03-01 03:00 | 1800.4514 | 673.8253
[5 empty] | 2018-03-01 04:00 | 2342.6485 | 937.1534
[5 empty] | 2018-03-01 05:00 | 2007.2934 | 768.643
[5 empty] | 2018-03-01 06:00 | 1893.0726 | 710.5376
[5 empty] | 2018-03-01 07:00 | 534.2689 | 282.7789
[5 empty] | 2018-03-01 08:00 | 544.3333 | 285.4297
[5 empty] | 2018-03-01 09:00 | 737.9924 | 388.6813
[5 empty] | 2018-03-01 10:00 | 1289.326 | 614.6812
[5 empty] | 2018-03-01 11:00 | 896.6333 | 393.4827
[5 empty] | 2018-03-01 12:00 | 934.3156 | 410.2681
[5 empty] | 2018-03-01 13:00 | 910.5877 | 396.2125
[5 empty] | 2018-03-01 14:00 | 750.2674 | 314.9524
[5 empty] | 2018-03-01 15:00 | 529.7916 | 205.4614
[5 empty] | 2018-03-01 16:00 | 657.9585 | 269.5383
[5 empty] | 2018-03-01 17:00 | 637.4237 | 259.6026
[5 empty] | 2018-03-01 18:00 | 864.1692 | 373.9372
[5 empty] | 2018-03-01 19:00 | 773.0733 | 331.1816
[5 empty] | 2018-03-01 20:00 | 875.5457 | 386.3563
[5 empty] | 2018-03-01 21:00 | 634.3481 | 295.5087
[5 empty] | 2018-03-01 22:00 | 796.8417 | 416.3654
[5 empty] | 2018-03-01 23:00 | 538.0267 | 286.9912
[5 empty] | 2018-03-02 | 528.5366 | 284.8089
[5 empty] | 2018-03-02 01:00 | 1699.3938 | 618.8658
[5 empty] | 2018-03-02 02:00 | 1695.4466 | 618.4296
[5 empty] | 2018-03-02 03:00 | 1812.0712 | 677.2972
[5 empty] | 2018-03-02 04:00 | 2334.5396 | 935.6174
[5 empty] | 2018-03-02 05:00 | 11260.907 | 765.3059
[5 empty] | 2018-03-02 06:00 | 11203.7226 | 706.921
[5 empty] | 2018-03-02 07:00 | 9743.6871 | 276.7393
[5 empty] | 2018-03-02 08:00 | 9769.0161 | 279.8066
[5 empty] | 2018-03-02 09:00 | 9848.6739 | 387.5705
[5 empty] | 2018-03-02 10:00 | 9920.3004 | 600.4449
[5 empty] | 2018-03-02 11:00 | 8810.0961 | 385.6213
[5 empty] | 2018-03-02 12:00 | 8289.9027 | 402.0218
[5 empty] | 2018-03-02 13:00 | 7824.2215 | 387.0854
[5 empty] | 2018-03-02 14:00 | 7256.3534 | 308.3581
[5 empty] | 2018-03-02 15:00 | 6535.9731 | 200.0442
[5 empty] | 2018-03-02 16:00 | 6313.401 | 264.3071
[5 empty] | 2018-03-02 17:00 | 5929.1335 | 255.3397
[5 empty] | 2018-03-02 18:00 | 848.5185 | 370.1382
[5 empty] | 2018-03-02 19:00 | 762.3069 | 329.2124
[5 empty] | 2018-03-02 20:00 | 867.3571 | 385.0522
[5 empty] | 2018-03-02 21:00 | 633.8852 | 296.7004
[5 empty] | 2018-03-02 22:00 | 800.5889 | 418.9111
[5 empty] | 2018-03-02 23:00 | 528.9478 | 284.9839
[5 empty] | 2018-03-03 | 518.7043 | 282.0972
[5 empty] | 2018-03-03 01:00 | 1698.5026 | 618.7721
[5 empty] | 2018-03-03 02:00 | 10038.1709 | 618.571
[5 empty] | 2018-03-03 03:00 | 10470.972 | 676.6148
[5 empty] | 2018-03-03 04:00 | 11214.2592 | 933.6074
[5 empty] | 2018-03-03 05:00 | 11220.5537 | 765.0574
[5 empty] | 2018-03-03 06:00 | 11217.5557 | 706.5494
[5 empty] | 2018-03-03 07:00 | 9748.2558 | 275.8683
[5 empty] | 2018-03-03 08:00 | 9734.0553 | 278.0538
[5 empty] | 2018-03-03 09:00 | 9688.9161 | 382.9281
[5 empty] | 2018-03-03 10:00 | 9825.9652 | 590.4986
[5 empty] | 2018-03-03 11:00 | 8880.6301 | 375.7874
[5 empty] | 2018-03-03 12:00 | 8232.9556 | 386.7733
[5 empty] | 2018-03-03 13:00 | 7763.1895 | 368.1319
[5 empty] | 2018-03-03 14:00 | 643.6427 | 285.0251
[5 empty] | 2018-03-03 15:00 | 423.7861 | 175.0646
[5 empty] | 2018-03-03 16:00 | 549.3318 | 237.6374
[5 empty] | 2018-03-03 17:00 | 532.6489 | 229.881
[5 empty] | 2018-03-03 18:00 | 773.9951 | 350.3896
[5 empty] | 2018-03-03 19:00 | 698.0836 | 312.8822
[5 empty] | 2018-03-03 20:00 | 816.5561 | 372.5037
[5 empty] | 2018-03-03 21:00 | 577.0407 | 273.8713
[5 empty] | 2018-03-03 22:00 | 774.2957 | 412.9208
[5 empty] | 2018-03-03 23:00 | 512.5966 | 281.7086
[5 empty] | 2018-03-04 | 748.1261 | 282.2944
[5 empty] | 2018-03-04 01:00 | 1951.858 | 619.7662
[5 empty] | 2018-03-04 02:00 | 1966.197 | 623.931
[5 empty] | 2018-03-04 03:00 | 1961.2914 | 625.126
[5 empty] | 2018-03-04 04:00 | 2061.5613 | 662.3194
[5 empty] | 2018-03-04 05:00 | 2309.7351 | 778.0821
[5 empty] | 2018-03-04 06:00 | 2366.119 | 830.654
[5 empty] | 2018-03-04 07:00 | 1485.8902 | 638.0968
[5 empty] | 2018-03-04 08:00 | 1765.5862 | 773.9905
[5 empty] | 2018-03-04 09:00 | 1315.1525 | 533.8727
[5 empty] | 2018-03-04 10:00 | 617.4363 | 165.6017
[5 empty] | 2018-03-04 11:00 | 446.6744 | 64.8444
[5 empty] | 2018-03-04 12:00 | 618.5237 | 147.8075
[5 empty] | 2018-03-04 13:00 | 802.2622 | 235.3536
[5 empty] | 2018-03-04 14:00 | 735.8269 | 206.9083
[5 empty] | 2018-03-04 15:00 | 900.0488 | 288.7175
[5 empty] | 2018-03-04 16:00 | 695.5685 | 186.4586
[5 empty] | 2018-03-04 17:00 | 725.1638 | 191.2196
[5 empty] | 2018-03-04 18:00 | 534.5267 | 106.9915
[5 empty] | 2018-03-04 19:00 | 6204.2157 | 474.1999
[5 empty] | 2018-03-04 20:00 | 5735.2736 | 251.2941
[5 empty] | 2018-03-04 21:00 | 6325.113 | 496.7597
[5 empty] | 2018-03-04 22:00 | 7048.4091 | 580.6646
[5 empty] | 2018-03-04 23:00 | 7091.9228 | 306.0268
[5 empty] | 2018-03-05 | 7642.3504 | 274.5742
[5 empty] | 2018-03-05 01:00 | 9504.6773 | 614.1957
[5 empty] | 2018-03-05 02:00 | 10198.0845 | 617.4355
[5 empty] | 2018-03-05 03:00 | 10790.3237 | 620.1201
[5 empty] | 2018-03-05 04:00 | 2063.9524 | 661.249
[5 empty] | 2018-03-05 05:00 | 2304.7429 | 777.4656
[5 empty] | 2018-03-05 06:00 | 2396.5703 | 831.1179
[5 empty] | 2018-03-05 07:00 | 1500.9576 | 639.3221
[5 empty] | 2018-03-05 08:00 | 1764.0538 | 774.6755
[5 empty] | 2018-03-05 09:00 | 1292.277 | 525.6731
[5 empty] | 2018-03-05 10:00 | 661.3302 | 176.1366
[5 empty] | 2018-03-05 11:00 | 543.815 | 99.8415
[5 empty] | 2018-03-05 12:00 | 646.4321 | 154.7473
[5 empty] | 2018-03-05 13:00 | 876.3324 | 254.1171
[5 empty] | 2018-03-05 14:00 | 831.5721 | 232.2128
[5 empty] | 2018-03-05 15:00 | 990.2084 | 320.803
[5 empty] | 2018-03-05 16:00 | 801.7226 | 221.262
[5 empty] | 2018-03-05 17:00 | 815.7886 | 225.4291
[5 empty] | 2018-03-05 18:00 | 646.5425 | 137.9312
[5 empty] | 2018-03-05 19:00 | 1340.7771 | 499.0256
[5 empty] | 2018-03-05 20:00 | 881.7408 | 269.6552
[5 empty] | 2018-03-05 21:00 | 1333.064 | 504.0003
[5 empty] | 2018-03-05 22:00 | 1412.4674 | 586.2446
[5 empty] | 2018-03-05 23:00 | 807.6428 | 307.5794
[5 empty] | 2018-03-06 | 744.5781 | 272.9696
[5 empty] | 2018-03-06 01:00 | 1931.228 | 610.6224
[5 empty] | 2018-03-06 02:00 | 1936.2832 | 612.3797
[5 empty] | 2018-03-06 03:00 | 2058.5177 | 671.9737
[5 empty] | 2018-03-06 04:00 | 2584.9888 | 932.7773
[5 empty] | 2018-03-06 05:00 | 2255.087 | 764.6609
[5 empty] | 2018-03-06 06:00 | 2158.1724 | 707.9878
[5 empty] | 2018-03-06 07:00 | 779.7053 | 280.0057
[5 empty] | 2018-03-06 08:00 | 776.4867 | 282.0485
[5 empty] | 2018-03-06 09:00 | 1048.2235 | 402.7794
[5 empty] | 2018-03-06 10:00 | 1505.6782 | 597.3261
[5 empty] | 2018-03-06 11:00 | 1136.1633 | 385.9914
[5 empty] | 2018-03-06 12:00 | 1157.6943 | 399.6361
[5 empty] | 2018-03-06 13:00 | 1154.5232 | 385.4108
[5 empty] | 2018-03-06 14:00 | 979.1043 | 307.34
[5 empty] | 2018-03-06 15:00 | 788.1919 | 201.3988
[5 empty] | 2018-03-06 16:00 | 884.83 | 267.8937
[5 empty] | 2018-03-06 17:00 | 906.4016 | 260.1089
[5 empty] | 2018-03-06 18:00 | 1135.9823 | 376.7283
[5 empty] | 2018-03-06 19:00 | 1040.0411 | 333.9386
[5 empty] | 2018-03-06 20:00 | 1136.2037 | 385.5772
[5 empty] | 2018-03-06 21:00 | 831.3876 | 257.6766
[5 empty] | 2018-03-06 22:00 | 1038.2656 | 405.4365
[5 empty] | 2018-03-06 23:00 | 740.2606 | 270.7808
[5 empty] | 2018-03-07 | 765.8268 | 269.7971
[5 empty] | 2018-03-07 01:00 | 1936.6851 | 606.3402
[5 empty] | 2018-03-07 02:00 | 1904.6104 | 608.2119
[5 empty] | 2018-03-07 03:00 | 2049.8526 | 669.3488
[5 empty] | 2018-03-07 04:00 | 2590.5138 | 926.2735
[5 empty] | 2018-03-07 05:00 | 2206.3949 | 755.8868
[5 empty] | 2018-03-07 06:00 | 2096.6598 | 697.5328
[5 empty] | 2018-03-07 07:00 | 728.5788 | 268.305
[5 empty] | 2018-03-07 08:00 | 736.7627 | 268.9743
[5 empty] | 2018-03-07 09:00 | 947.4338 | 379.2669
[5 empty] | 2018-03-07 10:00 | 1433.895 | 571.0101
[5 empty] | 2018-03-07 11:00 | 1061.3761 | 369.4802
[5 empty] | 2018-03-07 12:00 | 1106.9841 | 383.8338
[5 empty] | 2018-03-07 13:00 | 1044.9806 | 365.7448
[5 empty] | 2018-03-07 14:00 | 895.9091 | 283.1637
[5 empty] | 2018-03-07 15:00 | 690.1769 | 174.875
[5 empty] | 2018-03-07 16:00 | 813.5411 | 240.8813
[5 empty] | 2018-03-07 17:00 | 785.9356 | 234.5652
[5 empty] | 2018-03-07 18:00 | 1052.7338 | 353.729
[5 empty] | 2018-03-07 19:00 | 980.8396 | 315.0577
[5 empty] | 2018-03-07 20:00 | 1084.066 | 370.6773
[5 empty] | 2018-03-07 21:00 | 757.8971 | 247.4426
[5 empty] | 2018-03-07 22:00 | 1012.8111 | 399.0439
[5 empty] | 2018-03-07 23:00 | 700.6731 | 265.6884
[5 empty] | 2018-03-08 | 717.0813 | 266.2709
[5 empty] | 2018-03-08 01:00 | 1903.261 | 603.7132
[5 empty] | 2018-03-08 02:00 | 1927.6131 | 605.364
[5 empty] | 2018-03-08 03:00 | 2030.7184 | 663.6717
[5 empty] | 2018-03-08 04:00 | 2560.902 | 924.5729
[5 empty] | 2018-03-08 05:00 | 2213.5508 | 755.8872
[5 empty] | 2018-03-08 06:00 | 2100.2012 | 698.1954
[5 empty] | 2018-03-08 07:00 | 736.5451 | 268.6829
[5 empty] | 2018-03-08 08:00 | 772.9792 | 270.0496
[5 empty] | 2018-03-08 09:00 | 967.7214 | 387.8465
[5 empty] | 2018-03-08 10:00 | 1455.1085 | 568.0652
[5 empty] | 2018-03-08 11:00 | 1120.5968 | 376.499
[5 empty] | 2018-03-08 12:00 | 1137.7424 | 393.8352
[5 empty] | 2018-03-08 13:00 | 1121.7606 | 382.765
[5 empty] | 2018-03-08 14:00 | 996.6869 | 306.8913
[5 empty] | 2018-03-08 15:00 | 789.8027 | 202.8116
[5 empty] | 2018-03-08 16:00 | 903.8195 | 269.9616
[5 empty] | 2018-03-08 17:00 | 920.717 | 262.5678
[5 empty] | 2018-03-08 18:00 | 1152.7906 | 378.2962
[5 empty] | 2018-03-08 19:00 | 1046.979 | 334.2211
[5 empty] | 2018-03-08 20:00 | 1110.6711 | 385.1199
[5 empty] | 2018-03-08 21:00 | 828.3655 | 255.6016
[5 empty] | 2018-03-08 22:00 | 1023.5866 | 407.4766
[5 empty] | 2018-03-08 23:00 | 738.5162 | 272.0511
[5 empty] | 2018-03-09 | 719.7656 | 269.7325
[5 empty] | 2018-03-09 01:00 | 1931.3672 | 605.1171
[5 empty] | 2018-03-09 02:00 | 1925.7868 | 604.7173
[5 empty] | 2018-03-09 03:00 | 2042.3463 | 663.3673
[5 empty] | 2018-03-09 04:00 | 2567.016 | 922.4412
[5 empty] | 2018-03-09 05:00 | 2225.457 | 752.1793
[5 empty] | 2018-03-09 06:00 | 2101.5327 | 693.9038
[5 empty] | 2018-03-09 07:00 | 731.0079 | 264.0026
[5 empty] | 2018-03-09 08:00 | 753.2271 | 265.6202
[5 empty] | 2018-03-09 09:00 | 963.6828 | 382.4601
[5 empty] | 2018-03-09 10:00 | 1432.1395 | 558.9362
[5 empty] | 2018-03-09 11:00 | 1091.8897 | 371.2609
[5 empty] | 2018-03-09 12:00 | 1138.6557 | 392.7236
[5 empty] | 2018-03-09 13:00 | 1132.054 | 383.4561
[5 empty] | 2018-03-09 14:00 | 974.8558 | 307.8015
[5 empty] | 2018-03-09 15:00 | 787.3347 | 203.247
[5 empty] | 2018-03-09 16:00 | 924.8126 | 269.7707
[5 empty] | 2018-03-09 17:00 | 905.9041 | 261.6001
[5 empty] | 2018-03-09 18:00 | 1130.8279 | 376.4107
[5 empty] | 2018-03-09 19:00 | 1037.1406 | 331.4373
[5 empty] | 2018-03-09 20:00 | 1123.5481 | 382.9351
[5 empty] | 2018-03-09 21:00 | 846.3633 | 253.5157
[5 empty] | 2018-03-09 22:00 | 1039.5838 | 407.6131
[5 empty] | 2018-03-09 23:00 | 766.3914 | 272.6568
[5 empty] | 2018-03-10 | 740.6366 | 270.499
[5 empty] | 2018-03-10 01:00 | 1911.2329 | 605.1603
[5 empty] | 2018-03-10 02:00 | 1927.2458 | 604.5853
[5 empty] | 2018-03-10 03:00 | 2017.3189 | 663.439
[5 empty] | 2018-03-10 04:00 | 2562.9601 | 919.215
[5 empty] | 2018-03-10 05:00 | 2200.4801 | 749.3786
[5 empty] | 2018-03-10 06:00 | 2096.1392 | 689.9569
[5 empty] | 2018-03-10 07:00 | 710.1335 | 258.4815
[5 empty] | 2018-03-10 08:00 | 691.0366 | 258.8383
[5 empty] | 2018-03-10 09:00 | 938.0233 | 378.1275
[5 empty] | 2018-03-10 10:00 | 1382.2589 | 542.5736
[5 empty] | 2018-03-10 11:00 | 1042.0303 | 359.044
[5 empty] | 2018-03-10 12:00 | 1088.8538 | 375.7807
[5 empty] | 2018-03-10 13:00 | 1029.1025 | 360.076
[5 empty] | 2018-03-10 14:00 | 877.8819 | 278.7157
[5 empty] | 2018-03-10 15:00 | 682.6338 | 170.1867
[5 empty] | 2018-03-10 16:00 | 796.21 | 234.057
[5 empty] | 2018-03-10 17:00 | 809.8895 | 225.4941
[5 empty] | 2018-03-10 18:00 | 1022.5055 | 343.7142
[5 empty] | 2018-03-10 19:00 | 913.6299 | 306.2225
[5 empty] | 2018-03-10 20:00 | 1055.9237 | 365.4647
[5 empty] | 2018-03-10 21:00 | 767.4012 | 234.9955
[5 empty] | 2018-03-10 22:00 | 991.6424 | 400.9042
[5 empty] | 2018-03-10 23:00 | 6840.5608 | 269.5938
[5 empty] | 2018-03-11 | 7451.5314 | 270.9318
[5 empty] | 2018-03-11 01:00 | 9145.5825 | 607.2589
[5 empty] | 2018-03-11 02:00 | 9742.1505 | 607.8442
[5 empty] | 2018-03-11 03:00 | 10097.6585 | 607.1044
[5 empty] | 2018-03-11 04:00 | 10490.8447 | 642.9686
[5 empty] | 2018-03-11 05:00 | 10761.1623 | 757.1103
[5 empty] | 2018-03-11 06:00 | 10801.6964 | 808.8978
[5 empty] | 2018-03-11 07:00 | 9810.2266 | 616.4484
[5 empty] | 2018-03-11 08:00 | 9902.7362 | 749.9612
[5 empty] | 2018-03-11 09:00 | 9200.5247 | 519.9104
[5 empty] | 2018-03-11 10:00 | 466.0399 | 84.0642
[5 empty] | 2018-03-11 11:00 | 471.0424 | 76.5182
[5 empty] | 2018-03-11 12:00 | 595.5732 | 131.7794
[5 empty] | 2018-03-11 13:00 | 792.4034 | 226.6521
[5 empty] | 2018-03-11 14:00 | 726.9926 | 201.6661
[5 empty] | 2018-03-11 15:00 | 909.5977 | 288.7561
[5 empty] | 2018-03-11 16:00 | 690.3407 | 190.0513
[5 empty] | 2018-03-11 17:00 | 5783.3102 | 196.8746
[5 empty] | 2018-03-11 18:00 | 5695.1403 | 113.7096
[5 empty] | 2018-03-11 19:00 | 6591.0682 | 480.0626
[5 empty] | 2018-03-11 20:00 | 6272.4647 | 256.3308
[5 empty] | 2018-03-11 21:00 | 6692.2141 | 473.8989
[5 empty] | 2018-03-11 22:00 | 7178.7612 | 579.3831
[5 empty] | 2018-03-11 23:00 | 7060.6478 | 300.359
[5 empty] | 2018-03-12 | 7484.8522 | 265.6381
[5 empty] | 2018-03-12 01:00 | 9253.1657 | 601.6094
[5 empty] | 2018-03-12 02:00 | 10795.9584 | 716.0167
[5 empty] | 2018-03-12 03:00 | 11906.0443 | 842.9121
[5 empty] | 2018-03-12 04:00 | 12235.3156 | 902.0654
[5 empty] | 2018-03-12 05:00 | 12570.8474 | 1007.0083
[5 empty] | 2018-03-12 06:00 | 12510.0559 | 1045.5431
[5 empty] | 2018-03-12 07:00 | 11728.3326 | 879.6066
[5 empty] | 2018-03-12 08:00 | 11828.2265 | 1020.185
[5 empty] | 2018-03-12 09:00 | 11336.7353 | 782.939
[5 empty] | 2018-03-12 10:00 | 9893.7959 | 355.1709
[5 empty] | 2018-03-12 11:00 | 9787.4399 | 339.8032
[5 empty] | 2018-03-12 12:00 | 9589.3846 | 414.9156
[5 empty] | 2018-03-12 13:00 | 9270.7745 | 504.1975
[5 empty] | 2018-03-12 14:00 | 2957.4617 | 511.1422
[5 empty] | 2018-03-12 15:00 | 3233.3831 | 576.9408
[5 empty] | 2018-03-12 16:00 | 2988.6328 | 466.5862
[5 empty] | 2018-03-12 17:00 | 3109.7146 | 471.3432
[5 empty] | 2018-03-12 18:00 | 2580.6472 | 380.4921
[5 empty] | 2018-03-12 19:00 | 3534.9551 | 764.2446
[5 empty] | 2018-03-12 20:00 | 3010.8199 | 522.6774
[5 empty] | 2018-03-12 21:00 | 3803.1981 | 747.3922
[5 empty] | 2018-03-12 22:00 | 3408.1455 | 846.0412
[5 empty] | 2018-03-12 23:00 | 3054.1888 | 552.306
[5 empty] | 2018-03-13 | 3330.6203 | 523.3173
[5 empty] | 2018-03-13 01:00 | 3980.9009 | 852.7601
[5 empty] | 2018-03-13 02:00 | 4099.1722 | 877.2452
[5 empty] | 2018-03-13 03:00 | 3972.3475 | 912.4308
[5 empty] | 2018-03-13 04:00 | 4730.4073 | 1179.0312
[5 empty] | 2018-03-13 05:00 | 4256.6574 | 1013.497
[5 empty] | 2018-03-13 06:00 | 4232.7308 | 942.6012
[5 empty] | 2018-03-13 07:00 | 2870.8046 | 533.7466
[5 empty] | 2018-03-13 08:00 | 2511.4645 | 523.9184
[5 empty] | 2018-03-13 09:00 | 3060.415 | 656.0198
[5 empty] | 2018-03-13 10:00 | 3242.6388 | 782.0033
[5 empty] | 2018-03-13 11:00 | 3190.9423 | 619.1724
[5 empty] | 2018-03-13 12:00 | 3256.6934 | 687.6683
[5 empty] | 2018-03-13 13:00 | 3596.9704 | 647.158
[5 empty] | 2018-03-13 14:00 | 3295.2308 | 572.2836
[5 empty] | 2018-03-13 15:00 | 2784.7256 | 461.4919
[5 empty] | 2018-03-13 16:00 | 2583.4622 | 522.5821
[5 empty] | 2018-03-13 17:00 | 3089.8958 | 507.3437
[5 empty] | 2018-03-13 18:00 | 2995.7624 | 604.0897
[5 empty] | 2018-03-13 19:00 | 3299.3769 | 583.7615
[5 empty] | 2018-03-13 20:00 | 3071.185 | 628.9956
[5 empty] | 2018-03-13 21:00 | 2698.2966 | 510.0724
[5 empty] | 2018-03-13 22:00 | 3169.4249 | 634.903
[5 empty] | 2018-03-13 23:00 | 2965.7224 | 521.3992
[5 empty] | 2018-03-14 | 2882.258 | 519.3172
[5 empty] | 2018-03-14 01:00 | 4063.7456 | 864.9518
[5 empty] | 2018-03-14 02:00 | 3937.6877 | 854.5871
[5 empty] | 2018-03-14 03:00 | 4092.5445 | 917.3401
[5 empty] | 2018-03-14 04:00 | 4542.4823 | 1184.7895
[5 empty] | 2018-03-14 05:00 | 4394.5391 | 1014.7647
[5 empty] | 2018-03-14 06:00 | 4242.2733 | 948.6987
[5 empty] | 2018-03-14 07:00 | 2898.4864 | 525.6688
[5 empty] | 2018-03-14 08:00 | 2775.8704 | 505.796
[5 empty] | 2018-03-14 09:00 | 2869.2793 | 653.1204
[5 empty] | 2018-03-14 10:00 | 3131.3516 | 782.35
[5 empty] | 2018-03-14 11:00 | 2892.3189 | 596.3148
[5 empty] | 2018-03-14 12:00 | 3108.2891 | 635.0296
[5 empty] | 2018-03-14 13:00 | 3390.5038 | 610.3953
[5 empty] | 2018-03-14 14:00 | 2942.5668 | 542.0903
[5 empty] | 2018-03-14 15:00 | 2866.5022 | 441.7941
[5 empty] | 2018-03-14 16:00 | 3441.8283 | 495.7447
[5 empty] | 2018-03-14 17:00 | 2624.1836 | 498.3808
[5 empty] | 2018-03-14 18:00 | 3383.9747 | 595.4554
[5 empty] | 2018-03-14 19:00 | 3286.2836 | 585.4074
[5 empty] | 2018-03-14 20:00 | 3091.8156 | 622.1241
[5 empty] | 2018-03-14 21:00 | 3006.846 | 496.827
[5 empty] | 2018-03-14 22:00 | 3359.1987 | 666.5264
[5 empty] | 2018-03-14 23:00 | 3005.0068 | 506.7251
[5 empty] | 2018-03-15 | 2980.4971 | 529.568
[5 empty] | 2018-03-15 01:00 | 4057.1468 | 882.298
[5 empty] | 2018-03-15 02:00 | 3861.0333 | 869.9901
[5 empty] | 2018-03-15 03:00 | 3935.255 | 920.1134
[5 empty] | 2018-03-15 04:00 | 4684.7275 | 1173.6573
[5 empty] | 2018-03-15 05:00 | 4649.0846 | 1024.7698
[5 empty] | 2018-03-15 06:00 | 4221.9049 | 947.5863
[5 empty] | 2018-03-15 07:00 | 2868.5308 | 544.7792
[5 empty] | 2018-03-15 08:00 | 2962.745 | 504.6936
[5 empty] | 2018-03-15 09:00 | 3133.9664 | 699.7135
[5 empty] | 2018-03-15 10:00 | 3366.0325 | 784.1115
[5 empty] | 2018-03-15 11:00 | 3476.0856 | 651.0524
[5 empty] | 2018-03-15 12:00 | 3504.2511 | 688.3375
[5 empty] | 2018-03-15 13:00 | 3469.7571 | 672.6546
[5 empty] | 2018-03-15 14:00 | 2997.8684 | 561.4591
[5 empty] | 2018-03-15 15:00 | 2908.0039 | 448.0482
[5 empty] | 2018-03-15 16:00 | 3051.879 | 527.1913
[5 empty] | 2018-03-15 17:00 | 2981.3556 | 505.0431
[5 empty] | 2018-03-15 18:00 | 3165.4594 | 623.087
[5 empty] | 2018-03-15 19:00 | 3081.242 | 569.9411
[5 empty] | 2018-03-15 20:00 | 3508.8936 | 632.6687
[5 empty] | 2018-03-15 21:00 | 2770.3496 | 496.0761
[5 empty] | 2018-03-15 22:00 | 3277.3622 | 658.5024
[5 empty] | 2018-03-15 23:00 | 2740.782 | 530.4759
[5 empty] | 2018-03-16 | 3225.6624 | 531.9929
[5 empty] | 2018-03-16 01:00 | 4122.7391 | 868.594
[5 empty] | 2018-03-16 02:00 | 3907.4794 | 866.9957
[5 empty] | 2018-03-16 03:00 | 4266.1 | 920.6497
[5 empty] | 2018-03-16 04:00 | 4910.0965 | 1201.9545
[5 empty] | 2018-03-16 05:00 | 4230.0348 | 1018.7778
[5 empty] | 2018-03-16 06:00 | 4279.609 | 961.0198
[5 empty] | 2018-03-16 07:00 | 2783.2716 | 525.4622
[5 empty] | 2018-03-16 08:00 | 2784.1652 | 480.359
[5 empty] | 2018-03-16 09:00 | 3122.4792 | 683.2857
[5 empty] | 2018-03-16 10:00 | 3534.9458 | 792.4792
[5 empty] | 2018-03-16 11:00 | 3158.5302 | 637.9868
[5 empty] | 2018-03-16 12:00 | 3579.9463 | 642.2745
[5 empty] | 2018-03-16 13:00 | 3083.5663 | 627.0124
[5 empty] | 2018-03-16 14:00 | 3194.8732 | 575.3757
[5 empty] | 2018-03-16 15:00 | 2801.7232 | 461.3363
[5 empty] | 2018-03-16 16:00 | 3059.3066 | 523.793
[5 empty] | 2018-03-16 17:00 | 2810.2862 | 502.9503
[5 empty] | 2018-03-16 18:00 | 3280.6294 | 616.1765
[5 empty] | 2018-03-16 19:00 | 3291.5171 | 570.9811
[5 empty] | 2018-03-16 20:00 | 3190.6862 | 622.2772
[5 empty] | 2018-03-16 21:00 | 2939.3222 | 495.6278
[5 empty] | 2018-03-16 22:00 | 3159.9127 | 657.9456
[5 empty] | 2018-03-16 23:00 | 3115.6525 | 547.4783
[5 empty] | 2018-03-17 | 2907.362 | 527.5793
[5 empty] | 2018-03-17 01:00 | 4064.4072 | 855.1054
[5 empty] | 2018-03-17 02:00 | 4162.2183 | 872.8693
[5 empty] | 2018-03-17 03:00 | 4033.28 | 925.7336
[5 empty] | 2018-03-17 04:00 | 4873.6996 | 1191.6128
[5 empty] | 2018-03-17 05:00 | 4358.6486 | 1022.1854
[5 empty] | 2018-03-17 06:00 | 4311.6068 | 953.2432
[5 empty] | 2018-03-17 07:00 | 2967.3471 | 539.1134
[5 empty] | 2018-03-17 08:00 | 2995.3757 | 498.1128
[5 empty] | 2018-03-17 09:00 | 3080.6068 | 659.1073
[5 empty] | 2018-03-17 10:00 | 3158.2561 | 764.6552
[5 empty] | 2018-03-17 11:00 | 3209.4407 | 618.4499
[5 empty] | 2018-03-17 12:00 | 2948.8637 | 651.8797
[5 empty] | 2018-03-17 13:00 | 3192.0043 | 621.2148
[5 empty] | 2018-03-17 14:00 | 2865.2886 | 531.419
[5 empty] | 2018-03-17 15:00 | 2895.9081 | 407.8877
[5 empty] | 2018-03-17 16:00 | 2932.8286 | 494.0678
[5 empty] | 2018-03-17 17:00 | 2834.7582 | 487.1454
[5 empty] | 2018-03-17 18:00 | 3075.7773 | 611.8027
[5 empty] | 2018-03-17 19:00 | 8159.4775 | 550.8089
[5 empty] | 2018-03-17 20:00 | 8539.5899 | 618.7599
[5 empty] | 2018-03-17 21:00 | 8864.5697 | 480.2497
[5 empty] | 2018-03-17 22:00 | 9212.0053 | 663.8493
[5 empty] | 2018-03-17 23:00 | 9783.6708 | 535.1549
[5 empty] | 2018-03-18 | 10341.8468 | 527.4388
[5 empty] | 2018-03-18 01:00 | 12349.9148 | 865.5752
[5 empty] | 2018-03-18 02:00 | 13005.4175 | 879.8718
[5 empty] | 2018-03-18 03:00 | 4132.5834 | 859.5308
[5 empty] | 2018-03-18 04:00 | 4167.9126 | 940.7876
[5 empty] | 2018-03-18 05:00 | 4297.3994 | 1033.0144
[5 empty] | 2018-03-18 06:00 | 4497.2496 | 1076.3155
[5 empty] | 2018-03-18 07:00 | 3428.542 | 890.0695
[5 empty] | 2018-03-18 08:00 | 3644.1782 | 1007.4005
[5 empty] | 2018-03-18 09:00 | 3200.8982 | 780.4554
[5 empty] | 2018-03-18 10:00 | 2460.1625 | 349.7715
[5 empty] | 2018-03-18 11:00 | 2908.0059 | 334.7791
[5 empty] | 2018-03-18 12:00 | 2929.8941 | 393.6911
[5 empty] | 2018-03-18 13:00 | 2671.5393 | 485.0011
[5 empty] | 2018-03-18 14:00 | 8355.163 | 442.6124
[5 empty] | 2018-03-18 15:00 | 8217.6412 | 548.1733
[5 empty] | 2018-03-18 16:00 | 7479.5756 | 449.7685
[5 empty] | 2018-03-18 17:00 | 7682.2782 | 452.1469
[5 empty] | 2018-03-18 18:00 | 7270.8012 | 386.0683
[5 empty] | 2018-03-18 19:00 | 7950.7704 | 721.5885
[5 empty] | 2018-03-18 20:00 | 7683.8821 | 499.5836
[5 empty] | 2018-03-18 21:00 | 8658.4701 | 722.4613
[5 empty] | 2018-03-18 22:00 | 9483.7446 | 810.4019
[5 empty] | 2018-03-18 23:00 | 9085.7827 | 551.4501
[5 empty] | 2018-03-19 | 9559.235 | 516.7287
[5 empty] | 2018-03-19 01:00 | 11663.4872 | 856.564
[5 empty] | 2018-03-19 02:00 | 11888.2882 | 857.6389
[5 empty] | 2018-03-19 03:00 | 12380.5595 | 874.7267
[5 empty] | 2018-03-19 04:00 | 12833.7094 | 907.1911
[5 empty] | 2018-03-19 05:00 | 13647.3176 | 1002.9635
[5 empty] | 2018-03-19 06:00 | 13677.3219 | 1084.3472
[5 empty] | 2018-03-19 07:00 | 12669.8212 | 871.1574
[5 empty] | 2018-03-19 08:00 | 12758.9815 | 995.9557
[5 empty] | 2018-03-19 09:00 | 11986.0261 | 763.4175
[5 empty] | 2018-03-19 10:00 | 10588.2823 | 378.6597
[5 empty] | 2018-03-19 11:00 | 2547.0279 | 369.6418
[5 empty] | 2018-03-19 12:00 | 2773.7414 | 417.5808
[5 empty] | 2018-03-19 13:00 | 2838.1919 | 510.4854
[5 empty] | 2018-03-19 14:00 | 2802.4296 | 487.4579
[5 empty] | 2018-03-19 15:00 | 3070.1267 | 586.8952
[5 empty] | 2018-03-19 16:00 | 3342.0575 | 491.258
[5 empty] | 2018-03-19 17:00 | 2795.475 | 469.9072
[5 empty] | 2018-03-19 18:00 | 2723.5347 | 387.9017
[5 empty] | 2018-03-19 19:00 | 3645.1996 | 760.5721
[5 empty] | 2018-03-19 20:00 | 3057.6191 | 542.0371
[5 empty] | 2018-03-19 21:00 | 3287.7493 | 747.2463
[5 empty] | 2018-03-19 22:00 | 3470.3906 | 830.8304
[5 empty] | 2018-03-19 23:00 | 2682.395 | 408.0192
[5 empty] | 2018-03-20 | 965.3703 | 267.8683
[5 empty] | 2018-03-20 01:00 | 1662.2298 | 604.5728
[5 empty] | 2018-03-20 02:00 | 1663.8964 | 605.6288
[5 empty] | 2018-03-20 03:00 | 1769.9413 | 655.0317
[5 empty] | 2018-03-20 04:00 | 2309.4904 | 924.3968
[5 empty] | 2018-03-20 05:00 | 1971.2643 | 754.6424
[5 empty] | 2018-03-20 06:00 | 1858.0382 | 696.5159
[5 empty] | 2018-03-20 07:00 | 494.1638 | 266.7547
[5 empty] | 2018-03-20 08:00 | 463.1931 | 253.1905
[5 empty] | 2018-03-20 09:00 | 781.8034 | 402.8399
[5 empty] | 2018-03-20 10:00 | 1144.6782 | 526.0679
[5 empty] | 2018-03-20 11:00 | 861.677 | 379.0957
[5 empty] | 2018-03-20 12:00 | 908.4176 | 399.3112
[5 empty] | 2018-03-20 13:00 | 886.558 | 386.1225
[5 empty] | 2018-03-20 14:00 | 728.8666 | 306.7677
[5 empty] | 2018-03-20 15:00 | 513.725 | 199.4798
[5 empty] | 2018-03-20 16:00 | 641.9201 | 263.9611
[5 empty] | 2018-03-20 17:00 | 617.8177 | 252.5956
[5 empty] | 2018-03-20 18:00 | 838.2867 | 365.1839
[5 empty] | 2018-03-20 19:00 | 743.8718 | 321.5348
[5 empty] | 2018-03-20 20:00 | 846.5395 | 376.3129
[5 empty] | 2018-03-20 21:00 | 541.6327 | 236.5554
[5 empty] | 2018-03-20 22:00 | 765.367 | 404.0801
[5 empty] | 2018-03-20 23:00 | 499.7302 | 274.1272
[5 empty] | 2018-03-21 | 496.5645 | 273.672
[5 empty] | 2018-03-21 01:00 | 1674.421 | 609.4413
[5 empty] | 2018-03-21 02:00 | 1676.7836 | 610.3988
[5 empty] | 2018-03-21 03:00 | 1770.12 | 656.1293
[5 empty] | 2018-03-21 04:00 | 2307.3096 | 924.0746
[5 empty] | 2018-03-21 05:00 | 1968.3306 | 754.0922
[5 empty] | 2018-03-21 06:00 | 1852.6393 | 695.3907
[5 empty] | 2018-03-21 07:00 | 483.7846 | 264.3339
[5 empty] | 2018-03-21 08:00 | 444.6512 | 249.4538
[5 empty] | 2018-03-21 09:00 | 750.1808 | 392.9092
[5 empty] | 2018-03-21 10:00 | 1104.4191 | 514.0882
[5 empty] | 2018-03-21 11:00 | 814.1717 | 366.7946
[5 empty] | 2018-03-21 12:00 | 852.4851 | 384.8242
[5 empty] | 2018-03-21 13:00 | 825.2689 | 370.0002
[5 empty] | 2018-03-21 14:00 | 664.4842 | 289.2775
[5 empty] | 2018-03-21 15:00 | 445.61 | 180.364
[5 empty] | 2018-03-21 16:00 | 573.397 | 244.2795
[5 empty] | 2018-03-21 17:00 | 558.2218 | 235.5387
[5 empty] | 2018-03-21 18:00 | 792.1754 | 352.5365
[5 empty] | 2018-03-21 19:00 | 711.9395 | 313.4339
[5 empty] | 2018-03-21 20:00 | 824.5648 | 371.1453
[5 empty] | 2018-03-21 21:00 | 508.5496 | 219.9699
[5 empty] | 2018-03-21 22:00 | 753.1435 | 397.9688
[5 empty] | 2018-03-21 23:00 | 498.0367 | 272.5308
[5 empty] | 2018-03-22 | 498.2137 | 272.6933
[5 empty] | 2018-03-22 01:00 | 1675.5627 | 608.2806
[5 empty] | 2018-03-22 02:00 | 1670.9051 | 607.3028
[5 empty] | 2018-03-22 03:00 | 1786.2159 | 659.3946
[5 empty] | 2018-03-22 04:00 | 2321.8562 | 927.5592
[5 empty] | 2018-03-22 05:00 | 1981.7717 | 757.0073
[5 empty] | 2018-03-22 06:00 | 1866.7936 | 697.9734
[5 empty] | 2018-03-22 07:00 | 502.0114 | 267.6196
[5 empty] | 2018-03-22 08:00 | 481.9962 | 257.8734
[5 empty] | 2018-03-22 09:00 | 769.0931 | 386.3335
[5 empty] | 2018-03-22 10:00 | 1148.7072 | 520.2925
[5 empty] | 2018-03-22 11:00 | 882.039 | 383.2892
[5 empty] | 2018-03-22 12:00 | 930.9385 | 405.329
[5 empty] | 2018-03-22 13:00 | 908.0521 | 393.0144
[5 empty] | 2018-03-22 14:00 | 741.6463 | 311.2623
[5 empty] | 2018-03-22 15:00 | 520.9789 | 201.8759
[5 empty] | 2018-03-22 16:00 | 645.7107 | 264.8086
[5 empty] | 2018-03-22 17:00 | 5656.9889 | 252.9625
[5 empty] | 2018-03-22 18:00 | 5776.1615 | 365.3311
[5 empty] | 2018-03-22 19:00 | 5811.7029 | 322.9199
[5 empty] | 2018-03-22 20:00 | 6154.5855 | 378.7821
[5 empty] | 2018-03-22 21:00 | 6355.0903 | 222.1708
[5 empty] | 2018-03-22 22:00 | 7393.9612 | 403.9261
[5 empty] | 2018-03-22 23:00 | 7842.9079 | 279.6039
[5 empty] | 2018-03-23 | 8215.156 | 279.3686
[5 empty] | 2018-03-23 01:00 | 9626.6678 | 613.9684
[5 empty] | 2018-03-23 02:00 | 9942.8701 | 614.8888
[5 empty] | 2018-03-23 03:00 | 10205.7539 | 663.7234
[5 empty] | 2018-03-23 04:00 | 2325.5617 | 931.5372
[5 empty] | 2018-03-23 05:00 | 1985.6023 | 761.2817
[5 empty] | 2018-03-23 06:00 | 1873.8275 | 703.6498
[5 empty] | 2018-03-23 07:00 | 512.8655 | 274.4125
[5 empty] | 2018-03-23 08:00 | 472.3525 | 257.2072
[5 empty] | 2018-03-23 09:00 | 791.681 | 398.5132
[5 empty] | 2018-03-23 10:00 | 1161.6851 | 528.0987
[5 empty] | 2018-03-23 11:00 | 883.9844 | 388.0245
[5 empty] | 2018-03-23 12:00 | 968.8087 | 404.3537
[5 empty] | 2018-03-23 13:00 | 1130.5285 | 388.0249
[5 empty] | 2018-03-23 14:00 | 999.1922 | 306.6957
[5 empty] | 2018-03-23 15:00 | 765.2963 | 198.5229
[5 empty] | 2018-03-23 16:00 | 898.6396 | 262.6995
[5 empty] | 2018-03-23 17:00 | 878.3439 | 251.9355
[5 empty] | 2018-03-23 18:00 | 1097.2362 | 365.3054
[5 empty] | 2018-03-23 19:00 | 1008.892 | 322.4547
[5 empty] | 2018-03-23 20:00 | 1108.3836 | 377.0842
[5 empty] | 2018-03-23 21:00 | 784.8659 | 218.7701
[5 empty] | 2018-03-23 22:00 | 1010.8001 | 395.6044
[5 empty] | 2018-03-23 23:00 | 749.4837 | 272.8261
[5 empty] | 2018-03-24 | 730.6054 | 271.6359
[5 empty] | 2018-03-24 01:00 | 1922.1326 | 607.1343
[5 empty] | 2018-03-24 02:00 | 1932.6124 | 607.6587
[5 empty] | 2018-03-24 03:00 | 2046.6168 | 654.6629
[5 empty] | 2018-03-24 04:00 | 2554.3632 | 925.2389
[5 empty] | 2018-03-24 05:00 | 2221.904 | 755.5596
[5 empty] | 2018-03-24 06:00 | 2114.2528 | 696.9287
[5 empty] | 2018-03-24 07:00 | 729.2959 | 268.7982
[5 empty] | 2018-03-24 08:00 | 686.5788 | 250.3205
[5 empty] | 2018-03-24 09:00 | 981.589 | 383.5423
[5 empty] | 2018-03-24 10:00 | 1334.1446 | 511.7522
[5 empty] | 2018-03-24 11:00 | 1047.4064 | 372.009
[5 empty] | 2018-03-24 12:00 | 1108.3834 | 385.9508
[5 empty] | 2018-03-24 13:00 | 1050.1063 | 364.6694
[5 empty] | 2018-03-24 14:00 | 891.2093 | 280.5778
[5 empty] | 2018-03-24 15:00 | 688.8613 | 170.4931
[5 empty] | 2018-03-24 16:00 | 803.1552 | 233.4218
[5 empty] | 2018-03-24 17:00 | 803.335 | 225.053
[5 empty] | 2018-03-24 18:00 | 1011.8665 | 344.689
[5 empty] | 2018-03-24 19:00 | 969.674 | 306.7235
[5 empty] | 2018-03-24 20:00 | 1077.419 | 365.5008
[5 empty] | 2018-03-24 21:00 | 724.0061 | 211.1927
[5 empty] | 2018-03-24 22:00 | 959.2138 | 389.0642
[5 empty] | 2018-03-24 23:00 | 727.6878 | 269.6885
[5 empty] | 2018-03-25 | 742.8361 | 272.5305
[5 empty] | 2018-03-25 01:00 | 1924.6008 | 611.7144
[5 empty] | 2018-03-25 02:00 | 1938.7064 | 614.1952
[5 empty] | 2018-03-25 03:00 | 1928.3836 | 605.9085
[5 empty] | 2018-03-25 04:00 | 2000.8119 | 650.46
[5 empty] | 2018-03-25 05:00 | 2271.9884 | 767.9024
[5 empty] | 2018-03-25 06:00 | 2377.8594 | 824.2058
[5 empty] | 2018-03-25 07:00 | 1484.7791 | 632.9331
[5 empty] | 2018-03-25 08:00 | 1757.4127 | 766.6381
[5 empty] | 2018-03-25 09:00 | 1236.7417 | 504.5187
[5 empty] | 2018-03-25 10:00 | 430.0012 | 62.566
[5 empty] | 2018-03-25 11:00 | 546.4009 | 96.2592
[5 empty] | 2018-03-25 12:00 | 642.0114 | 146.6116
[5 empty] | 2018-03-25 13:00 | 826.9643 | 238.8722
[5 empty] | 2018-03-25 14:00 | 764.1288 | 211.9762
[5 empty] | 2018-03-25 15:00 | 944.6019 | 296.9272
[5 empty] | 2018-03-25 16:00 | 731.6255 | 194.9301
[5 empty] | 2018-03-25 17:00 | 732.5314 | 198.9406
[5 empty] | 2018-03-25 18:00 | 591.3508 | 114.9252
[5 empty] | 2018-03-25 19:00 | 6500.0566 | 480.7576
[5 empty] | 2018-03-25 20:00 | 6281.8581 | 257.4803
[5 empty] | 2018-03-25 21:00 | 6885.1187 | 449.98
[5 empty] | 2018-03-25 22:00 | 7728.1683 | 573.9632
[5 empty] | 2018-03-25 23:00 | 7736.178 | 309.9499
[5 empty] | 2018-03-26 | 8192.1634 | 277.789
[5 empty] | 2018-03-26 01:00 | 9938.878 | 614.5986
[5 empty] | 2018-03-26 02:00 | 10360.0588 | 613.4129
[5 empty] | 2018-03-26 03:00 | 10703.3788 | 608.6418
[5 empty] | 2018-03-26 04:00 | 11029.462 | 653.9066
[5 empty] | 2018-03-26 05:00 | 11432.5166 | 771.2301
[5 empty] | 2018-03-26 06:00 | 11604.9955 | 825.8744
[5 empty] | 2018-03-26 07:00 | 10696.7412 | 634.4777
[5 empty] | 2018-03-26 08:00 | 10678.6372 | 742.3012
[5 empty] | 2018-03-26 09:00 | 10006.84 | 512.267
[5 empty] | 2018-03-26 10:00 | 8439.0377 | 98.5096
[5 empty] | 2018-03-26 11:00 | 7846.4707 | 94.3746
[5 empty] | 2018-03-26 12:00 | 7489.119 | 153.8565
[5 empty] | 2018-03-26 13:00 | 7262.2745 | 252.8023
[5 empty] | 2018-03-26 14:00 | 6725.385 | 230.1081
[5 empty] | 2018-03-26 15:00 | 6459.9964 | 317.651
[5 empty] | 2018-03-26 16:00 | 5892.7465 | 217.6449
[5 empty] | 2018-03-26 17:00 | 5694.0246 | 220.2505
[5 empty] | 2018-03-26 18:00 | 5546.1421 | 130.3947
[5 empty] | 2018-03-26 19:00 | 1327.4165 | 491.6073
[5 empty] | 2018-03-26 20:00 | 891.3092 | 264.1502
[5 empty] | 2018-03-26 21:00 | 1251.8999 | 449.0567
[5 empty] | 2018-03-26 22:00 | 1360.3447 | 570.8936
[5 empty] | 2018-03-26 23:00 | 836.0632 | 304.6791
[5 empty] | 2018-03-27 | 759.0881 | 269.9253
[5 empty] | 2018-03-27 01:00 | 1925.0289 | 606.8973
[5 empty] | 2018-03-27 02:00 | 1930.6147 | 608.5772
[5 empty] | 2018-03-27 03:00 | 2031.8324 | 658.3596
[5 empty] | 2018-03-27 04:00 | 2577.2586 | 927.9979
[5 empty] | 2018-03-27 05:00 | 2240.0031 | 758.9241
[5 empty] | 2018-03-27 06:00 | 2117.0911 | 701.24
[5 empty] | 2018-03-27 07:00 | 769.4423 | 272.8773
[5 empty] | 2018-03-27 08:00 | 719.7122 | 254.7679
[5 empty] | 2018-03-27 09:00 | 1019.3596 | 388.8509
[5 empty] | 2018-03-27 10:00 | 1381.6869 | 519.3382
[5 empty] | 2018-03-27 11:00 | 1120.9568 | 379.0354
[5 empty] | 2018-03-27 12:00 | 1172.7132 | 399.427
[5 empty] | 2018-03-27 13:00 | 1126.3737 | 387.2317
[5 empty] | 2018-03-27 14:00 | 7045.2569 | 308.9005
[5 empty] | 2018-03-27 15:00 | 6522.0187 | 202.1979
[5 empty] | 2018-03-27 16:00 | 6452.1704 | 267.5038
[5 empty] | 2018-03-27 17:00 | 6278.4691 | 257.9195
[5 empty] | 2018-03-27 18:00 | 6546.3557 | 372.2365
[5 empty] | 2018-03-27 19:00 | 6575.81 | 329.9522
[5 empty] | 2018-03-27 20:00 | 6787.2497 | 383.7134
[5 empty] | 2018-03-27 21:00 | 6417.7579 | 214.7515
[5 empty] | 2018-03-27 22:00 | 6812.6216 | 391.4562
[5 empty] | 2018-03-27 23:00 | 7020.1581 | 269.1846
[5 empty] | 2018-03-28 | 7570.8266 | 266.8829
[5 empty] | 2018-03-28 01:00 | 9291.4674 | 602.1268
[5 empty] | 2018-03-28 02:00 | 1905.3972 | 602.7297
[5 empty] | 2018-03-28 03:00 | 1990.7002 | 649.9669
[5 empty] | 2018-03-28 04:00 | 2553.7961 | 919.3383
[5 empty] | 2018-03-28 05:00 | 2212.5946 | 749.8948
[5 empty] | 2018-03-28 06:00 | 2087.6963 | 691.9986
[5 empty] | 2018-03-28 07:00 | 738.1614 | 263.1649
[5 empty] | 2018-03-28 08:00 | 694.2081 | 248.606
[5 empty] | 2018-03-28 09:00 | 988.7512 | 368.0898
[5 empty] | 2018-03-28 10:00 | 1326.5547 | 505.2331
[5 empty] | 2018-03-28 11:00 | 1050.8687 | 361.5208
[5 empty] | 2018-03-28 12:00 | 1075.455 | 379.2873
[5 empty] | 2018-03-28 13:00 | 1069.087 | 366.7449
[5 empty] | 2018-03-28 14:00 | 936.7469 | 288.6741
[5 empty] | 2018-03-28 15:00 | 703.8739 | 183.8171
[5 empty] | 2018-03-28 16:00 | 832.0582 | 251.8793
[5 empty] | 2018-03-28 17:00 | 859.6631 | 246.282
[5 empty] | 2018-03-28 18:00 | 1066.9429 | 365.0696
[5 empty] | 2018-03-28 19:00 | 999.9904 | 325.8512
[5 empty] | 2018-03-28 20:00 | 1108.3111 | 382.0565
[5 empty] | 2018-03-28 21:00 | 746.71 | 208.106
[5 empty] | 2018-03-28 22:00 | 1005.3801 | 389.4538
[5 empty] | 2018-03-28 23:00 | 747.1093 | 267.6586
[5 empty] | 2018-03-29 | 714.0033 | 265.996
[5 empty] | 2018-03-29 01:00 | 1905.7798 | 600.4873
[5 empty] | 2018-03-29 02:00 | 1921.302 | 598.4562
[5 empty] | 2018-03-29 03:00 | 1996.6679 | 649.5453
[5 empty] | 2018-03-29 04:00 | 2546.6706 | 917.5164
[5 empty] | 2018-03-29 05:00 | 2210.4412 | 746.8083
[5 empty] | 2018-03-29 06:00 | 2082.2349 | 688.5054
[5 empty] | 2018-03-29 07:00 | 731.1724 | 260.0109
[5 empty] | 2018-03-29 08:00 | 710.0918 | 251.9419
[5 empty] | 2018-03-29 09:00 | 980.5832 | 365.0233
[5 empty] | 2018-03-29 10:00 | 1386.4973 | 509.6613
[5 empty] | 2018-03-29 11:00 | 1106.7038 | 374.2537
[5 empty] | 2018-03-29 12:00 | 1146.6778 | 399.0219
[5 empty] | 2018-03-29 13:00 | 1177.7602 | 391.2876
[5 empty] | 2018-03-29 14:00 | 1007.1202 | 316.6748
[5 empty] | 2018-03-29 15:00 | 799.5278 | 213.1623
[5 empty] | 2018-03-29 16:00 | 950.6213 | 281.0043
[5 empty] | 2018-03-29 17:00 | 932.9908 | 272.7749
[5 empty] | 2018-03-29 18:00 | 1188.8625 | 387.334
[5 empty] | 2018-03-29 19:00 | 1079.2929 | 344.3423
[5 empty] | 2018-03-29 20:00 | 1163.8761 | 397.202
[5 empty] | 2018-03-29 21:00 | 777.2876 | 220.7587
[5 empty] | 2018-03-29 22:00 | 1007.8134 | 397.3426
[5 empty] | 2018-03-29 23:00 | 767.1719 | 272.9885
[5 empty] | 2018-03-30 | 746.9522 | 269.4863
[5 empty] | 2018-03-30 01:00 | 1924.3415 | 603.4717
[5 empty] | 2018-03-30 02:00 | 1921.1001 | 602.0641
[5 empty] | 2018-03-30 03:00 | 2008.5441 | 649.1273
[5 empty] | 2018-03-30 04:00 | 2549.2562 | 916.7433
[5 empty] | 2018-03-30 05:00 | 2206.0347 | 746.1074
[5 empty] | 2018-03-30 06:00 | 2098.6182 | 687.3556
[5 empty] | 2018-03-30 07:00 | 701.5208 | 257.4273
[5 empty] | 2018-03-30 08:00 | 724.0701 | 251.7408
[5 empty] | 2018-03-30 09:00 | 958.9023 | 357.5364
[5 empty] | 2018-03-30 10:00 | 1362.7446 | 506.9531
[5 empty] | 2018-03-30 11:00 | 1119.0487 | 373.8336
[5 empty] | 2018-03-30 12:00 | 1187.3693 | 400.0261
[5 empty] | 2018-03-30 13:00 | 1171.9152 | 393.3714
[5 empty] | 2018-03-30 14:00 | 1005.0276 | 319.5361
[5 empty] | 2018-03-30 15:00 | 821.4745 | 216.8109
[5 empty] | 2018-03-30 16:00 | 948.9468 | 285.1492
[5 empty] | 2018-03-30 17:00 | 943.0249 | 277.9901
[5 empty] | 2018-03-30 18:00 | 1164.4787 | 392.5425
[5 empty] | 2018-03-30 19:00 | 1061.0261 | 347.3703
[5 empty] | 2018-03-30 20:00 | 1170.0675 | 397.2671
[5 empty] | 2018-03-30 21:00 | 788.0577 | 219.5691
[5 empty] | 2018-03-30 22:00 | 1023.0588 | 397.9949
[5 empty] | 2018-03-30 23:00 | 781.3942 | 274.5839
[5 empty] | 2018-03-31 | 757.905 | 270.5358
[5 empty] | 2018-03-31 01:00 | 1913.5849 | 603.9839
[5 empty] | 2018-03-31 02:00 | 1901.8747 | 602.7756
[5 empty] | 2018-03-31 03:00 | 9735.2283 | 647.2684
[5 empty] | 2018-03-31 04:00 | 10429.4783 | 914.8542
[5 empty] | 2018-03-31 05:00 | 10151.6965 | 743.876
[5 empty] | 2018-03-31 06:00 | 9922.3325 | 684.253
[5 empty] | 2018-03-31 07:00 | 8507.0094 | 252.9026
[5 empty] | 2018-03-31 08:00 | 8308.8374 | 246.2619
[5 empty] | 2018-03-31 09:00 | 8294.6127 | 338.3432
[5 empty] | 2018-03-31 10:00 | 8297.2861 | 492.8912
[5 empty] | 2018-03-31 11:00 | 7855.9042 | 354.4597
[5 empty] | 2018-03-31 12:00 | 7735.0821 | 374.1463
[5 empty] | 2018-03-31 13:00 | 1068.3097 | 362.5434
[5 empty] | 2018-03-31 14:00 | 806.5498 | 285.3495
[5 empty] | 2018-03-31 15:00 | 447.3065 | 180.8746
[5 empty] | 2018-03-31 16:00 | 584.2659 | 248.7009
[5 empty] | 2018-03-31 17:00 | 573.3869 | 242.838
[5 empty] | 2018-03-31 18:00 | 812.5014 | 362.1912
[5 empty] | 2018-03-31 19:00 | 729.5794 | 321.8577
[5 empty] | 2018-03-31 20:00 | 834.1733 | 376.1836
[5 empty] | 2018-03-31 21:00 | 483.38 | 203.0954
[5 empty] | 2018-03-31 22:00 | 727.6436 | 385.6455
[5 empty] | 2018-03-31 23:00 | 479.1071 | 266.7785
[5 empty] | 2018-04-01 | 475.5805 | 265.6424
[5 empty] | 2018-04-01 01:00 | 1650.8784 | 600.2326
[5 empty] | 2018-04-01 02:00 | 1643.3066 | 598.1598
[5 empty] | 2018-04-01 03:00 | 1635.1204 | 589.6321
[5 empty] | 2018-04-01 04:00 | 1723.8459 | 633.8982
[5 empty] | 2018-04-01 05:00 | 1950.345 | 747.8573
[5 empty] | 2018-04-01 06:00 | 2052.8737 | 799.2839
[5 empty] | 2018-04-01 07:00 | 1160.502 | 606.7835
[5 empty] | 2018-04-01 08:00 | 1427.6134 | 740.3147
[5 empty] | 2018-04-01 09:00 | 870.056 | 443.3304
[5 empty] | 2018-04-01 10:00 | 175.0906 | 55.8695
[5 empty] | 2018-04-01 11:00 | 207.2303 | 66.6665
[5 empty] | 2018-04-01 12:00 | 333.1382 | 127.8206
[5 empty] | 2018-04-01 13:00 | 535.9512 | 227.8375
[5 empty] | 2018-04-01 14:00 | 497.2339 | 207.5202
[5 empty] | 2018-04-01 15:00 | 679.359 | 297.9493
[5 empty] | 2018-04-01 16:00 | 485.6482 | 200.6115
[5 empty] | 2018-04-01 17:00 | 501.8919 | 208.188
[5 empty] | 2018-04-01 18:00 | 5958.435 | 123.7084
[5 empty] | 2018-04-01 19:00 | 6618.5781 | 487.8133
[5 empty] | 2018-04-01 20:00 | 6195.1847 | 261.7842
[5 empty] | 2018-04-01 21:00 | 6599.786 | 441.166
[5 empty] | 2018-04-01 22:00 | 6996.6971 | 563.6124
[5 empty] | 2018-04-01 23:00 | 6985.2025 | 300.45
[5 empty] | 2018-04-02 | 7536.1406 | 265.2255
[5 empty] | 2018-04-02 01:00 | 9196.4717 | 600.5133
[5 empty] | 2018-04-02 02:00 | 9500.3699 | 599.0053
[5 empty] | 2018-04-02 03:00 | 9671.2787 | 593.1479
[5 empty] | 2018-04-02 04:00 | 1734.9677 | 636.9728
[5 empty] | 2018-04-02 05:00 | 10221.8034 | 751.2027
[5 empty] | 2018-04-02 06:00 | 10191.6555 | 802.7659
[5 empty] | 2018-04-02 07:00 | 9324.7085 | 611.232
[5 empty] | 2018-04-02 08:00 | 9467.9222 | 737.6162
[5 empty] | 2018-04-02 09:00 | 8681.4952 | 441.3587
[5 empty] | 2018-04-02 10:00 | 7559.9002 | 79.3907
[5 empty] | 2018-04-02 11:00 | 7370.3228 | 85.3339
[5 empty] | 2018-04-02 12:00 | 7190.7216 | 151.9343
[5 empty] | 2018-04-02 13:00 | 7131.5296 | 255.6083
[5 empty] | 2018-04-02 14:00 | 6792.0147 | 237.061
[5 empty] | 2018-04-02 15:00 | 6605.3129 | 327.1583
[5 empty] | 2018-04-02 16:00 | 6099.8522 | 228.6301
[5 empty] | 2018-04-02 17:00 | 5920.9647 | 231.7334
[5 empty] | 2018-04-02 18:00 | 5736.4096 | 141.0849
[5 empty] | 2018-04-02 19:00 | 6527.9047 | 500.6711
[5 empty] | 2018-04-02 20:00 | 6182.3166 | 271.6498
[5 empty] | 2018-04-02 21:00 | 992.1148 | 448.8409
[5 empty] | 2018-04-02 22:00 | 1109.6124 | 569.1041
[5 empty] | 2018-04-02 23:00 | 565.4113 | 305.3347
[5 empty] | 2018-04-03 | 487.9409 | 268.8099
[5 empty] | 2018-04-03 01:00 | 1662.1208 | 603.672
[5 empty] | 2018-04-03 02:00 | 1662.1979 | 604.0648
[5 empty] | 2018-04-03 03:00 | 1764.7246 | 652.4743
[5 empty] | 2018-04-03 04:00 | 2295.6809 | 919.0692
[5 empty] | 2018-04-03 05:00 | 1955.1335 | 748.6165
[5 empty] | 2018-04-03 06:00 | 1840.0725 | 690.0271
[5 empty] | 2018-04-03 07:00 | 475.0216 | 259.7932
[5 empty] | 2018-04-03 08:00 | 462.4284 | 253.0988
[5 empty] | 2018-04-03 09:00 | 671.7435 | 328.5877
[5 empty] | 2018-04-03 10:00 | 1115.3905 | 509.6587
[5 empty] | 2018-04-03 11:00 | 856.6413 | 375.1585
[5 empty] | 2018-04-03 12:00 | 914.2372 | 399.2129
[5 empty] | 2018-04-03 13:00 | 7485.8071 | 389.6037
[5 empty] | 2018-04-03 14:00 | 7076.4197 | 313.7114
[5 empty] | 2018-04-03 15:00 | 6605.2886 | 209.2839
[5 empty] | 2018-04-03 16:00 | 6454.075 | 275.2725
[5 empty] | 2018-04-03 17:00 | 6309.1336 | 266.0069
[5 empty] | 2018-04-03 18:00 | 6570.0654 | 380.3934
[5 empty] | 2018-04-03 19:00 | 6569.7755 | 337.1505
[5 empty] | 2018-04-03 20:00 | 6751.1718 | 389.6813
[5 empty] | 2018-04-03 21:00 | 6383.2724 | 213.5329
[5 empty] | 2018-04-03 22:00 | 6902.984 | 390.1299
[5 empty] | 2018-04-03 23:00 | 7031.771 | 271.6575
[5 empty] | 2018-04-04 | 7395.9146 | 268.7949
[5 empty] | 2018-04-04 01:00 | 1659.3669 | 602.5551
[5 empty] | 2018-04-04 02:00 | 1655.2464 | 601.7284
[5 empty] | 2018-04-04 03:00 | 1747.7386 | 647.4215
[5 empty] | 2018-04-04 04:00 | 2284.6092 | 915.6185
[5 empty] | 2018-04-04 05:00 | 1942.048 | 744.7683
[5 empty] | 2018-04-04 06:00 | 1824.9515 | 685.7088
[5 empty] | 2018-04-04 07:00 | 455.5833 | 254.7504
[5 empty] | 2018-04-04 08:00 | 435.3211 | 247.2117
[5 empty] | 2018-04-04 09:00 | 624.3408 | 314.8984
[5 empty] | 2018-04-04 10:00 | 1065.6898 | 497.1478
[5 empty] | 2018-04-04 11:00 | 792.0002 | 358.6675
[5 empty] | 2018-04-04 12:00 | 837.4891 | 378.756
[5 empty] | 2018-04-04 13:00 | 819.3037 | 366.8827
[5 empty] | 2018-04-04 14:00 | 667.2411 | 289.4524
[5 empty] | 2018-04-04 15:00 | 458.4259 | 184.501
[5 empty] | 2018-04-04 16:00 | 595.0039 | 252.3054
[5 empty] | 2018-04-04 17:00 | 583.1747 | 245.59
[5 empty] | 2018-04-04 18:00 | 817.9219 | 363.2348
[5 empty] | 2018-04-04 19:00 | 733.4139 | 322.3618
[5 empty] | 2018-04-04 20:00 | 838.2906 | 377.0648
[5 empty] | 2018-04-04 21:00 | 486.9409 | 203.7962
[5 empty] | 2018-04-04 22:00 | 725.2179 | 381.9251
[5 empty] | 2018-04-04 23:00 | 481.2555 | 267.4909
[5 empty] | 2018-04-05 | 478.367 | 266.5083
[5 empty] | 2018-04-05 01:00 | 1653.8584 | 601.2184
[5 empty] | 2018-04-05 02:00 | 1648.3489 | 599.7135
[5 empty] | 2018-04-05 03:00 | 1765.7096 | 651.5668
[5 empty] | 2018-04-05 04:00 | 2300.7404 | 919.4151
[5 empty] | 2018-04-05 05:00 | 1960.2315 | 748.9133
[5 empty] | 2018-04-05 06:00 | 1844.0962 | 689.8804
[5 empty] | 2018-04-05 07:00 | 477.9857 | 259.3052
[5 empty] | 2018-04-05 08:00 | 466.36 | 253.2244
[5 empty] | 2018-04-05 09:00 | 662.6257 | 321.198
[5 empty] | 2018-04-05 10:00 | 1117.9166 | 509.0392
[5 empty] | 2018-04-05 11:00 | 861.341 | 376.262
[5 empty] | 2018-04-05 12:00 | 916.81 | 400.3351
[5 empty] | 2018-04-05 13:00 | 901.3226 | 390.1771
[5 empty] | 2018-04-05 14:00 | 749.4293 | 313.2392
[5 empty] | 2018-04-05 15:00 | 540.5943 | 208.3699
[5 empty] | 2018-04-05 16:00 | 673.6629 | 274.7253
[5 empty] | 2018-04-05 17:00 | 652.7013 | 264.743
[5 empty] | 2018-04-05 18:00 | 872.5719 | 377.2109
[5 empty] | 2018-04-05 19:00 | 774.3645 | 332.2112
[5 empty] | 2018-04-05 20:00 | 868.6401 | 383.8515
[5 empty] | 2018-04-05 21:00 | 513.2011 | 209.4781
[5 empty] | 2018-04-05 22:00 | 745.4936 | 385.1239
[5 empty] | 2018-04-05 23:00 | 501.2373 | 272.1298
[5 empty] | 2018-04-06 | 494.5074 | 270.3015
[5 empty] | 2018-04-06 01:00 | 1669.9021 | 605.2223
[5 empty] | 2018-04-06 02:00 | 1669.3018 | 605.2316
[5 empty] | 2018-04-06 03:00 | 9661.1667 | 654.1484
[5 empty] | 2018-04-06 04:00 | 10409.8202 | 923.4085
[5 empty] | 2018-04-06 05:00 | 10056.7205 | 751.8022
[5 empty] | 2018-04-06 06:00 | 9797.5062 | 691.6761
[5 empty] | 2018-04-06 07:00 | 8352.1507 | 261.0794
[5 empty] | 2018-04-06 08:00 | 8148.3518 | 255.1536
[5 empty] | 2018-04-06 09:00 | 8090.7685 | 323.01
[5 empty] | 2018-04-06 10:00 | 8240.4718 | 512.4417
[5 empty] | 2018-04-06 11:00 | 7753.6888 | 378.7853
[5 empty] | 2018-04-06 12:00 | 922.0227 | 401.7573
[5 empty] | 2018-04-06 13:00 | 903.4134 | 390.7542
[5 empty] | 2018-04-06 14:00 | 749.1576 | 312.8602
[5 empty] | 2018-04-06 15:00 | 538.6714 | 207.3746
[5 empty] | 2018-04-06 16:00 | 668.5187 | 272.6183
[5 empty] | 2018-04-06 17:00 | 645.4621 | 261.8022
[5 empty] | 2018-04-06 18:00 | 867.4775 | 375.069
[5 empty] | 2018-04-06 19:00 | 770.8147 | 330.424
[5 empty] | 2018-04-06 20:00 | 868.1358 | 382.9437
[5 empty] | 2018-04-06 21:00 | 517.0762 | 210.179
[5 empty] | 2018-04-06 22:00 | 750.5133 | 384.9179
[5 empty] | 2018-04-06 23:00 | 511.8174 | 275.0842
[5 empty] | 2018-04-07 | 507.2112 | 273.9772
[5 empty] | 2018-04-07 01:00 | 1682.6212 | 609.0389
[5 empty] | 2018-04-07 02:00 | 1681.5337 | 608.8644
[5 empty] | 2018-04-07 03:00 | 1774.8335 | 654.3986
[5 empty] | 2018-04-07 04:00 | 2312.318 | 922.723
[5 empty] | 2018-04-07 05:00 | 1970.9269 | 751.9963
[5 empty] | 2018-04-07 06:00 | 1851.8843 | 692.3686
[5 empty] | 2018-04-07 07:00 | 481.9915 | 261.0838
[5 empty] | 2018-04-07 08:00 | 461.2763 | 253.2219
[5 empty] | 2018-04-07 09:00 | 639.0234 | 314.9608
[5 empty] | 2018-04-07 10:00 | 1081.1983 | 500.3166
[5 empty] | 2018-04-07 11:00 | 808.8624 | 362.9711
[5 empty] | 2018-04-07 12:00 | 853.1386 | 383.5827
[5 empty] | 2018-04-07 13:00 | 828.3741 | 370.3884
[5 empty] | 2018-04-07 14:00 | 670.9714 | 291.2569
[5 empty] | 2018-04-07 15:00 | 6621.1623 | 183.7451
[5 empty] | 2018-04-07 16:00 | 6405.3089 | 249.3954
[5 empty] | 2018-04-07 17:00 | 6174.5979 | 240.5027
[5 empty] | 2018-04-07 18:00 | 6371.4464 | 358.3968
[5 empty] | 2018-04-07 19:00 | 6318.1001 | 318.6029
[5 empty] | 2018-04-07 20:00 | 6399.2957 | 373.256
[5 empty] | 2018-04-07 21:00 | 6008.0461 | 200.6606
[5 empty] | 2018-04-07 22:00 | 6538.1324 | 372.8105
[5 empty] | 2018-04-07 23:00 | 6821.4041 | 267.1791
[5 empty] | 2018-04-08 | 7341.0307 | 267.4832
[5 empty] | 2018-04-08 01:00 | 8983.8509 | 602.4417
[5 empty] | 2018-04-08 02:00 | 9296.3307 | 600.7891
[5 empty] | 2018-04-08 03:00 | 9464.5212 | 592.6483
[5 empty] | 2018-04-08 04:00 | 1731.1236 | 636.8489
[5 empty] | 2018-04-08 05:00 | 1959.4651 | 751.2584
[5 empty] | 2018-04-08 06:00 | 2063.981 | 803.5968
[5 empty] | 2018-04-08 07:00 | 1171.1386 | 611.6731
[5 empty] | 2018-04-08 08:00 | 1445.1618 | 747.8611
[5 empty] | 2018-04-08 09:00 | 845.1484 | 421.2287
[5 empty] | 2018-04-08 10:00 | 173.0142 | 56.4954
[5 empty] | 2018-04-08 11:00 | 219.6189 | 72.321
[5 empty] | 2018-04-08 12:00 | 342.8345 | 131.9832
[5 empty] | 2018-04-08 13:00 | 532.5989 | 226.7133
[5 empty] | 2018-04-08 14:00 | 486.2692 | 203.2015
[5 empty] | 2018-04-08 15:00 | 666.1032 | 292.625
[5 empty] | 2018-04-08 16:00 | 474.1844 | 196.059
[5 empty] | 2018-04-08 17:00 | 491.375 | 204.0402
[5 empty] | 2018-04-08 18:00 | 324.0636 | 120.2001
[5 empty] | 2018-04-08 19:00 | 1053.0139 | 485.1607
[5 empty] | 2018-04-08 20:00 | 600.8319 | 260.0216
[5 empty] | 2018-04-08 21:00 | 956.2718 | 439.6739
[5 empty] | 2018-04-08 22:00 | 1063.5677 | 549.7169
[5 empty] | 2018-04-08 23:00 | 543.0675 | 299.4312
[5 empty] | 2018-04-09 | 7312.4925 | 264.2943
[5 empty] | 2018-04-09 01:00 | 8924.8978 | 599.5567
[5 empty] | 2018-04-09 02:00 | 9238.1429 | 597.9581
[5 empty] | 2018-04-09 03:00 | 9458.9658 | 592.0201
[5 empty] | 2018-04-09 04:00 | 9765.1917 | 636.2089
[5 empty] | 2018-04-09 05:00 | 10064.3233 | 751.1682
[5 empty] | 2018-04-09 06:00 | 2066.3544 | 803.8838
[5 empty] | 2018-04-09 07:00 | 1182.1733 | 613.1701
[5 empty] | 2018-04-09 08:00 | 1427.0342 | 736.6181
[5 empty] | 2018-04-09 09:00 | 878.5171 | 426.2028
[5 empty] | 2018-04-09 10:00 | 256.261 | 80.8349
[5 empty] | 2018-04-09 11:00 | 274.5695 | 84.9741
[5 empty] | 2018-04-09 12:00 | 421.1946 | 153.0832
[5 empty] | 2018-04-09 13:00 | 642.7409 | 260.1133
[5 empty] | 2018-04-09 14:00 | 615.5801 | 244.9882
[5 empty] | 2018-04-09 15:00 | 806.4153 | 339.2291
[5 empty] | 2018-04-09 16:00 | 7135.6013 | 244.6848
[5 empty] | 2018-04-09 17:00 | 7118.9102 | 250.4351
[5 empty] | 2018-04-09 18:00 | 6970.1278 | 161.7923
[5 empty] | 2018-04-09 19:00 | 7764.7615 | 523.0606
[5 empty] | 2018-04-09 20:00 | 7307.8433 | 292.8223
[5 empty] | 2018-04-09 21:00 | 7524.9403 | 465.9961
[5 empty] | 2018-04-09 22:00 | 7455.5984 | 554.3342
[5 empty] | 2018-04-09 23:00 | 7198.5335 | 311.8382
[5 empty] | 2018-04-10 | 7463.1614 | 272.3271
[5 empty] | 2018-04-10 01:00 | 9043.0088 | 605.3114
[5 empty] | 2018-04-10 02:00 | 9311.7193 | 603.9315
[5 empty] | 2018-04-10 03:00 | 9510.5307 | 651.2508
[5 empty] | 2018-04-10 04:00 | 2297.0879 | 918.6567
[5 empty] | 2018-04-10 05:00 | 1953.3043 | 747.5339
[5 empty] | 2018-04-10 06:00 | 1837.4199 | 688.5635
[5 empty] | 2018-04-10 07:00 | 474.1404 | 258.5496
[5 empty] | 2018-04-10 08:00 | 465.7623 | 253.3328
[5 empty] | 2018-04-10 09:00 | 639.5439 | 306.0646
[5 empty] | 2018-04-10 10:00 | 1111.3908 | 507.829
[5 empty] | 2018-04-10 11:00 | 858.0455 | 375.4584
[5 empty] | 2018-04-10 12:00 | 921.5289 | 402.2737
[5 empty] | 2018-04-10 13:00 | 916.5876 | 396.685
[5 empty] | 2018-04-10 14:00 | 775.2047 | 323.9008
[5 empty] | 2018-04-10 15:00 | 576.4735 | 223.0446
[5 empty] | 2018-04-10 16:00 | 715.0649 | 291.5584
[5 empty] | 2018-04-10 17:00 | 695.9467 | 282.325
[5 empty] | 2018-04-10 18:00 | 915.5299 | 394.2591
[5 empty] | 2018-04-10 19:00 | 818.8099 | 349.4599
[5 empty] | 2018-04-10 20:00 | 911.9807 | 400.6279
[5 empty] | 2018-04-10 21:00 | 547.0857 | 222.9721
[5 empty] | 2018-04-10 22:00 | 737.1796 | 371.96
[5 empty] | 2018-04-10 23:00 | 512.5287 | 276.7485
[5 empty] | 2018-04-11 | 498.0637 | 272.2015
[5 empty] | 2018-04-11 01:00 | 1668.6411 | 605.5279
[5 empty] | 2018-04-11 02:00 | 1664.7611 | 604.569
[5 empty] | 2018-04-11 03:00 | 1755.7472 | 649.9834
[5 empty] | 2018-04-11 04:00 | 2290.2422 | 917.687
[5 empty] | 2018-04-11 05:00 | 1949.3345 | 747.158
[5 empty] | 2018-04-11 06:00 | 1830.4955 | 687.5003
[5 empty] | 2018-04-11 07:00 | 461.3811 | 256.3585
[5 empty] | 2018-04-11 08:00 | 441.8822 | 248.6444
[5 empty] | 2018-04-11 09:00 | 594.455 | 288.8908
[5 empty] | 2018-04-11 10:00 | 1072.4681 | 498.7186
[5 empty] | 2018-04-11 11:00 | 803.6727 | 362.0729
[5 empty] | 2018-04-11 12:00 | 850.1706 | 383.7232
[5 empty] | 2018-04-11 13:00 | 832.3591 | 372.7637
[5 empty] | 2018-04-11 14:00 | 681.734 | 295.8496
[5 empty] | 2018-04-11 15:00 | 470.2597 | 189.7752
[5 empty] | 2018-04-11 16:00 | 603.7762 | 256.3513
[5 empty] | 2018-04-11 17:00 | 589.4527 | 248.718
[5 empty] | 2018-04-11 18:00 | 822.3138 | 365.2011
[5 empty] | 2018-04-11 19:00 | 735.3323 | 323.3353
[5 empty] | 2018-04-11 20:00 | 839.9661 | 377.7744
[5 empty] | 2018-04-11 21:00 | 489.7568 | 204.6612
[5 empty] | 2018-04-11 22:00 | 688.5038 | 353.8061
[5 empty] | 2018-04-11 23:00 | 609.8605 | 269.4548
[5 empty] | 2018-04-12 | 737.2072 | 268.0894
[5 empty] | 2018-04-12 01:00 | 1898.4942 | 604.3409
[5 empty] | 2018-04-12 02:00 | 1908.5153 | 604.5974
[5 empty] | 2018-04-12 03:00 | 2029.0735 | 656.9979
[5 empty] | 2018-04-12 04:00 | 2562.4559 | 925.6418
[5 empty] | 2018-04-12 05:00 | 2239.2897 | 757.1419
[5 empty] | 2018-04-12 06:00 | 2109.6222 | 700.8021
[5 empty] | 2018-04-12 07:00 | 774.3287 | 275.9371
[5 empty] | 2018-04-12 08:00 | 716.9557 | 257.0429
[5 empty] | 2018-04-12 09:00 | 904.8072 | 311.7155
[5 empty] | 2018-04-12 10:00 | 1421.9227 | 527.9498
[5 empty] | 2018-04-12 11:00 | 1115.5902 | 385.6212
[5 empty] | 2018-04-12 12:00 | 1171.9188 | 408.7442
[5 empty] | 2018-04-12 13:00 | 1151.5304 | 395.884
[5 empty] | 2018-04-12 14:00 | 1009.6755 | 313.4893
[5 empty] | 2018-04-12 15:00 | 776.3806 | 201.9937
[5 empty] | 2018-04-12 16:00 | 892.5021 | 265.7207
[5 empty] | 2018-04-12 17:00 | 883.0509 | 255.3015
[5 empty] | 2018-04-12 18:00 | 1087.8843 | 367.1793
[5 empty] | 2018-04-12 19:00 | 994.535 | 322.8829
[5 empty] | 2018-04-12 20:00 | 1111.1133 | 377.4738
[5 empty] | 2018-04-12 21:00 | 770.7993 | 206.4668
[5 empty] | 2018-04-12 22:00 | 959.5735 | 358.0956
[5 empty] | 2018-04-12 23:00 | 766.9655 | 274.885
[5 empty] | 2018-04-13 | 741.2312 | 272.2183
[5 empty] | 2018-04-13 01:00 | 1920.5177 | 606.6817
[5 empty] | 2018-04-13 02:00 | 1919.3588 | 608.9477
[5 empty] | 2018-04-13 03:00 | 2030.0159 | 659.0197
[5 empty] | 2018-04-13 04:00 | 2582.267 | 926.4352
[5 empty] | 2018-04-13 05:00 | 2237.682 | 758.3831
[5 empty] | 2018-04-13 06:00 | 2092.0119 | 700.5664
[5 empty] | 2018-04-13 07:00 | 755.5816 | 270.9643
[5 empty] | 2018-04-13 08:00 | 697.4348 | 254.7719
[5 empty] | 2018-04-13 09:00 | 898.2415 | 289.7957
[5 empty] | 2018-04-13 10:00 | 1361.9384 | 516.7505
[5 empty] | 2018-04-13 11:00 | 1116.97 | 377.6434
[5 empty] | 2018-04-13 12:00 | 1145.3765 | 399.4773
[5 empty] | 2018-04-13 13:00 | 1159.4529 | 388.3855
[5 empty] | 2018-04-13 14:00 | 1010.0043 | 310.0466
[5 empty] | 2018-04-13 15:00 | 766.265 | 203.7359
[5 empty] | 2018-04-13 16:00 | 917.9799 | 269.0505
[5 empty] | 2018-04-13 17:00 | 875.7407 | 259.5624
[5 empty] | 2018-04-13 18:00 | 1102.5829 | 374.1103
[5 empty] | 2018-04-13 19:00 | 1038.2831 | 331.3559
[5 empty] | 2018-04-13 20:00 | 1132.5509 | 385.3268
[5 empty] | 2018-04-13 21:00 | 766.2969 | 211.2417
[5 empty] | 2018-04-13 22:00 | 969.5649 | 356.3322
[5 empty] | 2018-04-13 23:00 | 732.357 | 269.4542
[5 empty] | 2018-04-14 | 745.2834 | 266.8779
[5 empty] | 2018-04-14 01:00 | 1915.4869 | 601.4255
[5 empty] | 2018-04-14 02:00 | 1900.5027 | 601.8703
[5 empty] | 2018-04-14 03:00 | 2010.3182 | 648.0946
[5 empty] | 2018-04-14 04:00 | 2532.3739 | 917.2671
[5 empty] | 2018-04-14 05:00 | 2215.3835 | 747.7834
[5 empty] | 2018-04-14 06:00 | 2088.4911 | 689.961
[5 empty] | 2018-04-14 07:00 | 717.1308 | 260.922
[5 empty] | 2018-04-14 08:00 | 681.8581 | 247.544
[5 empty] | 2018-04-14 09:00 | 817.1306 | 275.3331
[5 empty] | 2018-04-14 10:00 | 1322.5445 | 499.0059
[5 empty] | 2018-04-14 11:00 | 1051.7986 | 356.4924
[5 empty] | 2018-04-14 12:00 | 1092.6045 | 375.8264
[5 empty] | 2018-04-14 13:00 | 1070.1997 | 364.074
[5 empty] | 2018-04-14 14:00 | 7443.3125 | 287.0232
[5 empty] | 2018-04-14 15:00 | 6992.5618 | 182.1982
[5 empty] | 2018-04-14 16:00 | 6954.8285 | 249.7918
[5 empty] | 2018-04-14 17:00 | 6888.6117 | 245.0696
[5 empty] | 2018-04-14 18:00 | 7155.9947 | 365.9579
[5 empty] | 2018-04-14 19:00 | 7108.8292 | 328.239
[5 empty] | 2018-04-14 20:00 | 7243.9877 | 384.4685
[5 empty] | 2018-04-14 21:00 | 6827.5425 | 210.0129
[5 empty] | 2018-04-14 22:00 | 7065.5505 | 350.215
[5 empty] | 2018-04-14 23:00 | 7145.0032 | 267.3929
[5 empty] | 2018-04-15 | 7574.8683 | 265.3273
[5 empty] | 2018-04-15 01:00 | 9293.0235 | 598.9644
[5 empty] | 2018-04-15 02:00 | 1888.7766 | 596.5639
[5 empty] | 2018-04-15 03:00 | 1890.3817 | 587.8304
[5 empty] | 2018-04-15 04:00 | 1984.5698 | 632.2448
[5 empty] | 2018-04-15 05:00 | 2204.1802 | 746.4768
[5 empty] | 2018-04-15 06:00 | 2304.667 | 797.7494
[5 empty] | 2018-04-15 07:00 | 1398.4614 | 606.2785
[5 empty] | 2018-04-15 08:00 | 1680.6034 | 740.4612
[5 empty] | 2018-04-15 09:00 | 1017.267 | 375.2955
[5 empty] | 2018-04-15 10:00 | 430.8003 | 54.9732
[5 empty] | 2018-04-15 11:00 | 7309.8906 | 66.1503
[5 empty] | 2018-04-15 12:00 | 7340.2241 | 127.0314
[5 empty] | 2018-04-15 13:00 | 7357.0627 | 227.197
[5 empty] | 2018-04-15 14:00 | 7071.0303 | 207.0637
[5 empty] | 2018-04-15 15:00 | 6907.8345 | 296.9005
[5 empty] | 2018-04-15 16:00 | 6360.5643 | 198.4988
[5 empty] | 2018-04-15 17:00 | 6054.4279 | 204.3136
[5 empty] | 2018-04-15 18:00 | 5766.4025 | 118.875
[5 empty] | 2018-04-15 19:00 | 6503.6676 | 483.1057
[5 empty] | 2018-04-15 20:00 | 6093.2722 | 256.9673
[5 empty] | 2018-04-15 21:00 | 6623.0651 | 437.7635
[5 empty] | 2018-04-15 22:00 | 7108.8014 | 524.5883
[5 empty] | 2018-04-15 23:00 | 7088.2349 | 299.5051
[5 empty] | 2018-04-16 | 7526.6648 | 264.4903
[5 empty] | 2018-04-16 01:00 | 9225.9028 | 600.3523
[5 empty] | 2018-04-16 02:00 | 1897.6345 | 599.6041
[5 empty] | 2018-04-16 03:00 | 1886.8248 | 594.4037
[5 empty] | 2018-04-16 04:00 | 2001.643 | 639.029
[5 empty] | 2018-04-16 05:00 | 2231.4367 | 754.0217
[5 empty] | 2018-04-16 06:00 | 2342.0891 | 806.5862
[5 empty] | 2018-04-16 07:00 | 1443.6821 | 615.8431
[5 empty] | 2018-04-16 08:00 | 1707.5854 | 738.2693
[5 empty] | 2018-04-16 09:00 | 1098.4318 | 391.9733
[5 empty] | 2018-04-16 10:00 | 514.1724 | 84.4045
[5 empty] | 2018-04-16 11:00 | 529.4119 | 89.0691
[5 empty] | 2018-04-16 12:00 | 658.8522 | 153.3723
[5 empty] | 2018-04-16 13:00 | 881.1447 | 254.8072
[5 empty] | 2018-04-16 14:00 | 808.9547 | 232.3086
[5 empty] | 2018-04-16 15:00 | 1009.7389 | 319.4629
[5 empty] | 2018-04-16 16:00 | 805.0292 | 218.3846
[5 empty] | 2018-04-16 17:00 | 817.0481 | 220.1742
[5 empty] | 2018-04-16 18:00 | 620.221 | 130.2432
[5 empty] | 2018-04-16 19:00 | 1327.5836 | 490.7304
[5 empty] | 2018-04-16 20:00 | 875.9052 | 264.9948
[5 empty] | 2018-04-16 21:00 | 1226.4293 | 447.3016
[5 empty] | 2018-04-16 22:00 | 1310.4177 | 530.2454
[5 empty] | 2018-04-16 23:00 | 831.9512 | 315.5835
[5 empty] | 2018-04-17 | 783.0887 | 282.826
[5 empty] | 2018-04-17 01:00 | 1962.8865 | 619.9979
[5 empty] | 2018-04-17 02:00 | 1971.9029 | 619.0055
[5 empty] | 2018-04-17 03:00 | 2076.3975 | 667.9398
[5 empty] | 2018-04-17 04:00 | 2599.9187 | 937.6476
[5 empty] | 2018-04-17 05:00 | 11095.1012 | 766.6626
[5 empty] | 2018-04-17 06:00 | 11082.2889 | 711.1471
[5 empty] | 2018-04-17 07:00 | 9646.3872 | 281.2189
[5 empty] | 2018-04-17 08:00 | 9535.8116 | 258.56
[5 empty] | 2018-04-17 09:00 | 9167.4941 | 294.8056
[5 empty] | 2018-04-17 10:00 | 8876.8658 | 522.4725
[5 empty] | 2018-04-17 11:00 | 8229.1917 | 380.2618
[5 empty] | 2018-04-17 12:00 | 7890.1631 | 398.5475
[5 empty] | 2018-04-17 13:00 | 7436.1974 | 384.4781
[5 empty] | 2018-04-17 14:00 | 6785.439 | 304.3051
[5 empty] | 2018-04-17 15:00 | 778.2587 | 196.606
[5 empty] | 2018-04-17 16:00 | 896.6749 | 261.4027
[5 empty] | 2018-04-17 17:00 | 859.9625 | 251.5641
[5 empty] | 2018-04-17 18:00 | 1102.7903 | 365.647
[5 empty] | 2018-04-17 19:00 | 1038.4362 | 322.6883
[5 empty] | 2018-04-17 20:00 | 1091.6795 | 376.996
[5 empty] | 2018-04-17 21:00 | 736.9563 | 204.6111
[5 empty] | 2018-04-17 22:00 | 908.0756 | 337.0297
[5 empty] | 2018-04-17 23:00 | 746.1061 | 268.6749
[5 empty] | 2018-04-18 | 758.0252 | 267.9622
[5 empty] | 2018-04-18 01:00 | 1912.5227 | 603.2473
[5 empty] | 2018-04-18 02:00 | 1897.0015 | 603.3482
[5 empty] | 2018-04-18 03:00 | 1987.2644 | 651.2357
[5 empty] | 2018-04-18 04:00 | 2547.1632 | 922.0146
[5 empty] | 2018-04-18 05:00 | 2229.1532 | 752.8991
[5 empty] | 2018-04-18 06:00 | 2096.5776 | 696.1855
[5 empty] | 2018-04-18 07:00 | 735.936 | 267.462
[5 empty] | 2018-04-18 08:00 | 718.4544 | 257.3936
[5 empty] | 2018-04-18 09:00 | 831.5426 | 274.968
[5 empty] | 2018-04-18 10:00 | 1336.9386 | 505.7339
[5 empty] | 2018-04-18 11:00 | 1062.7637 | 362.1668
[5 empty] | 2018-04-18 12:00 | 1071.5694 | 379.1765
[5 empty] | 2018-04-18 13:00 | 1056.3666 | 364.654
[5 empty] | 2018-04-18 14:00 | 894.0707 | 284.5115
[5 empty] | 2018-04-18 15:00 | 701.5294 | 177.2637
[5 empty] | 2018-04-18 16:00 | 805.3717 | 243.2252
[5 empty] | 2018-04-18 17:00 | 786.8247 | 235.1673
[5 empty] | 2018-04-18 18:00 | 1038.6338 | 351.8963
[5 empty] | 2018-04-18 19:00 | 944.6401 | 311.6341
[5 empty] | 2018-04-18 20:00 | 1059.8108 | 368.2122
[5 empty] | 2018-04-18 21:00 | 726.6181 | 197.8109
[5 empty] | 2018-04-18 22:00 | 903.4165 | 330.9018
[5 empty] | 2018-04-18 23:00 | 736.8078 | 266.3673
[5 empty] | 2018-04-19 | 731.468 | 266.4527
[5 empty] | 2018-04-19 01:00 | 1906.0835 | 602.3841
[5 empty] | 2018-04-19 02:00 | 1905.211 | 603.0574
[5 empty] | 2018-04-19 03:00 | 2033.0855 | 655.8263
[5 empty] | 2018-04-19 04:00 | 2538.8092 | 924.6376
[5 empty] | 2018-04-19 05:00 | 2213.7287 | 755.2129
[5 empty] | 2018-04-19 06:00 | 2116.3713 | 699.5487
[5 empty] | 2018-04-19 07:00 | 746.2637 | 272.4598
[5 empty] | 2018-04-19 08:00 | 723.8459 | 255.104
[5 empty] | 2018-04-19 09:00 | 872.9766 | 281.9776
[5 empty] | 2018-04-19 10:00 | 1386.5913 | 522.626
[5 empty] | 2018-04-19 11:00 | 8258.6157 | 385.9791
[5 empty] | 2018-04-19 12:00 | 8007.3665 | 404.9499
[5 empty] | 2018-04-19 13:00 | 7517.7367 | 390.5331
[5 empty] | 2018-04-19 14:00 | 6932.5299 | 309.8911
[5 empty] | 2018-04-19 15:00 | 6250.4692 | 202.1719
[5 empty] | 2018-04-19 16:00 | 6001.015 | 265.0954
[5 empty] | 2018-04-19 17:00 | 5750.6119 | 253.0291
[5 empty] | 2018-04-19 18:00 | 6035.193 | 366.397
[5 empty] | 2018-04-19 19:00 | 6124.2135 | 324.9382
[5 empty] | 2018-04-19 20:00 | 6446.4938 | 378.7679
[5 empty] | 2018-04-19 21:00 | 6280.4302 | 206.9457
[5 empty] | 2018-04-19 22:00 | 6854.8839 | 337.9134
[5 empty] | 2018-04-19 23:00 | 7134.8837 | 271.3502
[5 empty] | 2018-04-20 | 766.2136 | 270.6847
[5 empty] | 2018-04-20 01:00 | 1906.6564 | 606.6303
[5 empty] | 2018-04-20 02:00 | 1916.8758 | 607.0983
[5 empty] | 2018-04-20 03:00 | 2035.3487 | 657.7807
[5 empty] | 2018-04-20 04:00 | 2582.1594 | 927.0172
[5 empty] | 2018-04-20 05:00 | 2233.1641 | 756.9589
[5 empty] | 2018-04-20 06:00 | 2091.7468 | 698.0428
[5 empty] | 2018-04-20 07:00 | 742.1555 | 268.0707
[5 empty] | 2018-04-20 08:00 | 614.9887 | 253.3378
[5 empty] | 2018-04-20 09:00 | 612.907 | 266.7489
[5 empty] | 2018-04-20 10:00 | 1121.8803 | 512.7911
[5 empty] | 2018-04-20 11:00 | 859.3226 | 375.919
[5 empty] | 2018-04-20 12:00 | 913.0017 | 398.4593
[5 empty] | 2018-04-20 13:00 | 898.2698 | 388.4191
[5 empty] | 2018-04-20 14:00 | 745.7053 | 311.5257
[5 empty] | 2018-04-20 15:00 | 534.6072 | 206.1862
[5 empty] | 2018-04-20 16:00 | 666.7655 | 272.4634
[5 empty] | 2018-04-20 17:00 | 646.8413 | 262.9078
[5 empty] | 2018-04-20 18:00 | 872.5967 | 377.3241
[5 empty] | 2018-04-20 19:00 | 780.4754 | 334.2851
[5 empty] | 2018-04-20 20:00 | 878.2147 | 387.075
[5 empty] | 2018-04-20 21:00 | 520.8235 | 212.0806
[5 empty] | 2018-04-20 22:00 | 683.4137 | 339.3354
[5 empty] | 2018-04-20 23:00 | 496.0415 | 270.6959
[5 empty] | 2018-04-21 | 485.2468 | 267.808
[5 empty] | 2018-04-21 01:00 | 1657.3261 | 601.908
[5 empty] | 2018-04-21 02:00 | 1654.9077 | 601.5723
[5 empty] | 2018-04-21 03:00 | 1746.7918 | 646.9086
[5 empty] | 2018-04-21 04:00 | 2280.9376 | 915.0643
[5 empty] | 2018-04-21 05:00 | 1939.3763 | 745.0845
[5 empty] | 2018-04-21 06:00 | 1823.9681 | 686.6764
[5 empty] | 2018-04-21 07:00 | 457.6678 | 256.7691
[5 empty] | 2018-04-21 08:00 | 431.0023 | 246.6723
[5 empty] | 2018-04-21 09:00 | 536.161 | 251.2357
[5 empty] | 2018-04-21 10:00 | 1055.2738 | 494.9209
[5 empty] | 2018-04-21 11:00 | 784.3843 | 355.6221
[5 empty] | 2018-04-21 12:00 | 831.3354 | 376.0624
[5 empty] | 2018-04-21 13:00 | 811.2169 | 364.4264
[5 empty] | 2018-04-21 14:00 | 658.7046 | 287.4308
[5 empty] | 2018-04-21 15:00 | 452.5419 | 183.5667
[5 empty] | 2018-04-21 16:00 | 592.8082 | 252.4305
[5 empty] | 2018-04-21 17:00 | 588.268 | 248.7548
[5 empty] | 2018-04-21 18:00 | 832.6176 | 369.867
[5 empty] | 2018-04-21 19:00 | 755.0804 | 331.499
[5 empty] | 2018-04-21 20:00 | 862.1484 | 386.7912
[5 empty] | 2018-04-21 21:00 | 507.6334 | 212.1753
[5 empty] | 2018-04-21 22:00 | 673.024 | 338.7961
[5 empty] | 2018-04-21 23:00 | 492.1902 | 271.1897
[5 empty] | 2018-04-22 | 484.2536 | 268.1632
[5 empty] | 2018-04-22 01:00 | 1657.6179 | 602.0464
[5 empty] | 2018-04-22 02:00 | 1648.0684 | 599.3299
[5 empty] | 2018-04-22 03:00 | 1637.3777 | 590.1277
[5 empty] | 2018-04-22 04:00 | 1724.2369 | 633.82
[5 empty] | 2018-04-22 05:00 | 1951.4361 | 747.6799
[5 empty] | 2018-04-22 06:00 | 2049.9311 | 798.0279
[5 empty] | 2018-04-22 07:00 | 1154.0875 | 604.9856
[5 empty] | 2018-04-22 08:00 | 1418.81 | 738.3574
[5 empty] | 2018-04-22 09:00 | 7961.112 | 351.8418
[5 empty] | 2018-04-22 10:00 | 7116.0073 | 55.8484
[5 empty] | 2018-04-22 11:00 | 7295.4715 | 67.5988
[5 empty] | 2018-04-22 12:00 | 7542.0691 | 131.9219
[5 empty] | 2018-04-22 13:00 | 7668.5493 | 235.6261
[5 empty] | 2018-04-22 14:00 | 7451.5555 | 218.2894
[5 empty] | 2018-04-22 15:00 | 7476.8331 | 310.437
[5 empty] | 2018-04-22 16:00 | 7181.4168 | 215.7571
[5 empty] | 2018-04-22 17:00 | 7084.1082 | 224.7002
[5 empty] | 2018-04-22 18:00 | 6909.1795 | 141.6345
[5 empty] | 2018-04-22 19:00 | 7613.3899 | 506.3852
[5 empty] | 2018-04-22 20:00 | 7181.4624 | 280.0389
[5 empty] | 2018-04-22 21:00 | 7411.0171 | 456.3585
[5 empty] | 2018-04-22 22:00 | 1035.0623 | 518.4257
[5 empty] | 2018-04-22 23:00 | 562.4206 | 306.1478
[5 empty] | 2018-04-23 | 483.8739 | 268.0641
[5 empty] | 2018-04-23 01:00 | 1658.1098 | 602.3059
[5 empty] | 2018-04-23 02:00 | 1650.0667 | 599.9145
[5 empty] | 2018-04-23 03:00 | 1650.0501 | 593.5622
[5 empty] | 2018-04-23 04:00 | 1734.9857 | 636.4847
[5 empty] | 2018-04-23 05:00 | 1961.7543 | 749.9755
[5 empty] | 2018-04-23 06:00 | 2065.9809 | 801.3518
[5 empty] | 2018-04-23 07:00 | 1177.2948 | 609.3416
[5 empty] | 2018-04-23 08:00 | 1436.7119 | 738.0908
[5 empty] | 2018-04-23 09:00 | 782.3046 | 358.38
[5 empty] | 2018-04-23 10:00 | 260.041 | 79.1246
[5 empty] | 2018-04-23 11:00 | 292.7315 | 89.5294
[5 empty] | 2018-04-23 12:00 | 444.7395 | 160.7954
[5 empty] | 2018-04-23 13:00 | 665.954 | 268.7016
[5 empty] | 2018-04-23 14:00 | 638.2773 | 253.4706
[5 empty] | 2018-04-23 15:00 | 827.6206 | 347.1476
[5 empty] | 2018-04-23 16:00 | 638.1772 | 251.6908
[5 empty] | 2018-04-23 17:00 | 645.5927 | 255.7013
[5 empty] | 2018-04-23 18:00 | 460.2328 | 165.1528
[5 empty] | 2018-04-23 19:00 | 1170.229 | 523.8292
[5 empty] | 2018-04-23 20:00 | 698.293 | 292.4542
[5 empty] | 2018-04-23 21:00 | 1035.6959 | 465.8704
[5 empty] | 2018-04-23 22:00 | 1055.2225 | 519.4101
[5 empty] | 2018-04-23 23:00 | 583.5646 | 311.9423
[5 empty] | 2018-04-24 | 500.7873 | 273.1196
[5 empty] | 2018-04-24 01:00 | 1670.9876 | 606.3035
[5 empty] | 2018-04-24 02:00 | 1665.669 | 604.7766
[5 empty] | 2018-04-24 03:00 | 1763.6752 | 651.3629
[5 empty] | 2018-04-24 04:00 | 2297.4614 | 918.5899
[5 empty] | 2018-04-24 05:00 | 1954.8267 | 747.3282
[5 empty] | 2018-04-24 06:00 | 1838.4401 | 688.0106
[5 empty] | 2018-04-24 07:00 | 471.7636 | 257.0722
[5 empty] | 2018-04-24 08:00 | 464.1675 | 252.7394
[5 empty] | 2018-04-24 09:00 | 543.6149 | 238.4436
[5 empty] | 2018-04-24 10:00 | 8102.7911 | 506.7269
[5 empty] | 2018-04-24 11:00 | 7920.7993 | 377.3705
[5 empty] | 2018-04-24 12:00 | 7961.4041 | 405.4795
[5 empty] | 2018-04-24 13:00 | 7826.1862 | 399.5366
[5 empty] | 2018-04-24 14:00 | 7451.1939 | 325.2514
[5 empty] | 2018-04-24 15:00 | 6975.5108 | 222.0729
[5 empty] | 2018-04-24 16:00 | 6881.9028 | 289.4077
[5 empty] | 2018-04-24 17:00 | 6669.681 | 278.9277
[5 empty] | 2018-04-24 18:00 | 6917.9962 | 392.5496
[5 empty] | 2018-04-24 19:00 | 816.306 | 348.5625
[5 empty] | 2018-04-24 20:00 | 909.6491 | 399.6888
[5 empty] | 2018-04-24 21:00 | 545.7772 | 222.404
[5 empty] | 2018-04-24 22:00 | 685.1002 | 335.848
[5 empty] | 2018-04-24 23:00 | 508.6273 | 275.5826
[5 empty] | 2018-04-25 | 494.9699 | 271.3651
[5 empty] | 2018-04-25 01:00 | 1665.025 | 604.4992
[5 empty] | 2018-04-25 02:00 | 1660.7896 | 603.2823
[5 empty] | 2018-04-25 03:00 | 2319.2912 | 704.7362
[5 empty] | 2018-04-25 04:00 | 4918.1575 | 1152.8951
[5 empty] | 2018-04-25 05:00 | 4653.1068 | 985.0712
[5 empty] | 2018-04-25 06:00 | 4818.5818 | 944.0975
[5 empty] | 2018-04-25 07:00 | 3265.8392 | 501.365
[5 empty] | 2018-04-25 08:00 | 3119.76 | 496.637
[5 empty] | 2018-04-25 09:00 | 3147.0849 | 487.671
[5 empty] | 2018-04-25 10:00 | 3687.288 | 741.5903
[5 empty] | 2018-04-25 11:00 | 3619.1373 | 613.3626
[5 empty] | 2018-04-25 12:00 | 3754.7171 | 636.6807
[5 empty] | 2018-04-25 13:00 | 4015.031 | 645.3753
[5 empty] | 2018-04-25 14:00 | 3056.1108 | 538.3837
[5 empty] | 2018-04-25 15:00 | 3177.9439 | 441.3078
[5 empty] | 2018-04-25 16:00 | 3510.6097 | 522.1124
[5 empty] | 2018-04-25 17:00 | 3422.5909 | 501.6263
[5 empty] | 2018-04-25 18:00 | 3711.609 | 639.9224
[5 empty] | 2018-04-25 19:00 | 3651.3897 | 618.8558
[5 empty] | 2018-04-25 20:00 | 3987.6926 | 662.9568
[5 empty] | 2018-04-25 21:00 | 3562.2183 | 483.2739
[5 empty] | 2018-04-25 22:00 | 3509.5272 | 602.8747
[5 empty] | 2018-04-25 23:00 | 3666.4164 | 545.2905
[5 empty] | 2018-04-26 | 3490.7599 | 499.4843
[5 empty] | 2018-04-26 01:00 | 4336.3148 | 840.2799
[5 empty] | 2018-04-26 02:00 | 4663.1888 | 844.5084
[5 empty] | 2018-04-26 03:00 | 4681.1064 | 905.1909
[5 empty] | 2018-04-26 04:00 | 5002.1049 | 1178.2505
[5 empty] | 2018-04-26 05:00 | 4623.2404 | 1007.9191
[5 empty] | 2018-04-26 06:00 | 4547.3777 | 946.9796
[5 empty] | 2018-04-26 07:00 | 3175.2731 | 509.6973
[5 empty] | 2018-04-26 08:00 | 2909.3918 | 492.3876
[5 empty] | 2018-04-26 09:00 | 3271.0683 | 469.6958
[5 empty] | 2018-04-26 10:00 | 3483.9692 | 765.3606
[5 empty] | 2018-04-26 11:00 | 3438.577 | 621.0952
[5 empty] | 2018-04-26 12:00 | 3741.5694 | 670.5332
[5 empty] | 2018-04-26 13:00 | 3864.3763 | 625.9999
[5 empty] | 2018-04-26 14:00 | 3696.5644 | 592.3265
[5 empty] | 2018-04-26 15:00 | 3571.5172 | 489.503
[5 empty] | 2018-04-26 16:00 | 3499.1466 | 553.0358
[5 empty] | 2018-04-26 17:00 | 3421.5346 | 535.336
[5 empty] | 2018-04-26 18:00 | 9329.9544 | 633.7706
[5 empty] | 2018-04-26 19:00 | 9078.5403 | 600.119
[5 empty] | 2018-04-26 20:00 | 9969.2094 | 644.34
[5 empty] | 2018-04-26 21:00 | 9572.2305 | 492.6916
[5 empty] | 2018-04-26 22:00 | 9482.3896 | 574.6445
[5 empty] | 2018-04-26 23:00 | 9921.3977 | 544.7833
[5 empty] | 2018-04-27 | 10445.0849 | 529.0236
[5 empty] | 2018-04-27 01:00 | 11605.8906 | 855.2749
[5 empty] | 2018-04-27 02:00 | 12109.7637 | 856.9739
[5 empty] | 2018-04-27 03:00 | 12338.3777 | 898.3218
[5 empty] | 2018-04-27 04:00 | 13294.8035 | 1177.5998
[5 empty] | 2018-04-27 05:00 | 12759.6165 | 995.4928
[5 empty] | 2018-04-27 06:00 | 12467.7009 | 922.7101
[5 empty] | 2018-04-27 07:00 | 10920.3661 | 501.2404
[5 empty] | 2018-04-27 08:00 | 10929.5004 | 510.7692
[5 empty] | 2018-04-27 09:00 | 10502.4031 | 490.0787
[5 empty] | 2018-04-27 10:00 | 3764.2471 | 770.111
[5 empty] | 2018-04-27 11:00 | 3421.2948 | 643.8435
[5 empty] | 2018-04-27 12:00 | 3532.156 | 674.5599
[5 empty] | 2018-04-27 13:00 | 4099.0107 | 637.81
[5 empty] | 2018-04-27 14:00 | 3277.5334 | 568.9305
[5 empty] | 2018-04-27 15:00 | 3375.6091 | 490.1288
[5 empty] | 2018-04-27 16:00 | 3514.1562 | 525.598
[5 empty] | 2018-04-27 17:00 | 3288.5477 | 519.6894
[5 empty] | 2018-04-27 18:00 | 4006.5165 | 645.3846
[5 empty] | 2018-04-27 19:00 | 4056.0766 | 589.2416
[5 empty] | 2018-04-27 20:00 | 3472.2029 | 656.0367
[5 empty] | 2018-04-27 21:00 | 3146.7042 | 453.1809
[5 empty] | 2018-04-27 22:00 | 3570.0144 | 606.1185
[5 empty] | 2018-04-27 23:00 | 3580.7129 | 518.6169
[5 empty] | 2018-04-28 | 3200.4455 | 511.9124
[5 empty] | 2018-04-28 01:00 | 4661.5994 | 852.8476
[5 empty] | 2018-04-28 02:00 | 4047.4349 | 841.2331
[5 empty] | 2018-04-28 03:00 | 4715.0779 | 897.6944
[5 empty] | 2018-04-28 04:00 | 5225.4015 | 1165.0449
[5 empty] | 2018-04-28 05:00 | 12959.8036 | 1017.3093
[5 empty] | 2018-04-28 06:00 | 12523.8219 | 934.1693
[5 empty] | 2018-04-28 07:00 | 11131.4011 | 532.9701
[5 empty] | 2018-04-28 08:00 | 11001.6355 | 514.8603
[5 empty] | 2018-04-28 09:00 | 10488.8275 | 465.6629
[5 empty] | 2018-04-28 10:00 | 10703.0152 | 751.5793
[5 empty] | 2018-04-28 11:00 | 10714.9241 | 597.7601
[5 empty] | 2018-04-28 12:00 | 10173.9447 | 620.6388
[5 empty] | 2018-04-28 13:00 | 10228.7694 | 611.6748
[5 empty] | 2018-04-28 14:00 | 3284.6812 | 533.7803
[5 empty] | 2018-04-28 15:00 | 3193.8378 | 457.4837
[5 empty] | 2018-04-28 16:00 | 3514.7285 | 506.7605
[5 empty] | 2018-04-28 17:00 | 3434.7234 | 479.2265
[5 empty] | 2018-04-28 18:00 | 3627.0033 | 606.4676
[5 empty] | 2018-04-28 19:00 | 3571.3249 | 575.8846
[5 empty] | 2018-04-28 20:00 | 3456.5568 | 629.0469
[5 empty] | 2018-04-28 21:00 | 3433.5568 | 462.495
[5 empty] | 2018-04-28 22:00 | 3979.8315 | 557.566
[5 empty] | 2018-04-28 23:00 | 3065.3343 | 513.1816
[5 empty] | 2018-04-29 | 3208.8089 | 511.6431
[5 empty] | 2018-04-29 01:00 | 4423.6516 | 876.9991
[5 empty] | 2018-04-29 02:00 | 4478.1681 | 844.497
[5 empty] | 2018-04-29 03:00 | 4258.532 | 860.4677
[5 empty] | 2018-04-29 04:00 | 4832.6764 | 888.1929
[5 empty] | 2018-04-29 05:00 | 4795.7973 | 1002.8755
[5 empty] | 2018-04-29 06:00 | 4844.9557 | 1049.7505
[5 empty] | 2018-04-29 07:00 | 4058.2768 | 859.1646
[5 empty] | 2018-04-29 08:00 | 4065.9304 | 1009.0684
[5 empty] | 2018-04-29 09:00 | 11189.0313 | 590.323
[5 empty] | 2018-04-29 10:00 | 9794.8067 | 325.7886
[5 empty] | 2018-04-29 11:00 | 9988.4646 | 319.2284
[5 empty] | 2018-04-29 12:00 | 9873.9413 | 382.6475
[5 empty] | 2018-04-29 13:00 | 9907.2971 | 467.8585
[5 empty] | 2018-04-29 14:00 | 9095.5251 | 443.5815
[5 empty] | 2018-04-29 15:00 | 9098.5694 | 538.5345
[5 empty] | 2018-04-29 16:00 | 8178.5005 | 445.7997
[5 empty] | 2018-04-29 17:00 | 8328.0968 | 457.6047
[5 empty] | 2018-04-29 18:00 | 7976.3193 | 364.5744
[5 empty] | 2018-04-29 19:00 | 9082.1728 | 723.9094
[5 empty] | 2018-04-29 20:00 | 8921.9269 | 528.0961
[5 empty] | 2018-04-29 21:00 | 9414.6258 | 690.444
[5 empty] | 2018-04-29 22:00 | 9663.8644 | 740.3218
[5 empty] | 2018-04-29 23:00 | 3405.7843 | 554.4373
[5 empty] | 2018-04-30 | 3200.737 | 518.3857
[5 empty] | 2018-04-30 01:00 | 4333.4212 | 866.9381
[5 empty] | 2018-04-30 02:00 | 4648.1581 | 867.7439
[5 empty] | 2018-04-30 03:00 | 4304.1978 | 856.5099
[5 empty] | 2018-04-30 04:00 | 4325.65 | 918.8574
[5 empty] | 2018-04-30 05:00 | 5064.2663 | 980.1135
[5 empty] | 2018-04-30 06:00 | 4871.9974 | 1089.5768
[5 empty] | 2018-04-30 07:00 | 4298.0242 | 860.0281
[5 empty] | 2018-04-30 08:00 | 4390.3463 | 987.7625
[5 empty] | 2018-04-30 09:00 | 3640.5282 | 580.8683
[5 empty] | 2018-04-30 10:00 | 3642.6438 | 321.2865
[5 empty] | 2018-04-30 11:00 | 3317.0588 | 316.1821
[5 empty] | 2018-04-30 12:00 | 3432.3382 | 415.3405
[5 empty] | 2018-04-30 13:00 | 3793.2069 | 486.7011
[5 empty] | 2018-04-30 14:00 | 3454.9633 | 497.2299
[5 empty] | 2018-04-30 15:00 | 4005.1767 | 577.9923
[5 empty] | 2018-04-30 16:00 | 3382.5745 | 470.6264
[5 empty] | 2018-04-30 17:00 | 3985.936 | 479.1666
[5 empty] | 2018-04-30 18:00 | 3035.05 | 401.5739
[5 empty] | 2018-04-30 19:00 | 4282.1992 | 741.0974
[5 empty] | 2018-04-30 20:00 | 3944.4315 | 520.1484
[5 empty] | 2018-04-30 21:00 | 4195.8165 | 707.7467
[5 empty] | 2018-04-30 22:00 | 4336.5379 | 751.0122
[5 empty] | 2018-04-30 23:00 | 3676.1573 | 582.0844
[5 empty] | 2018-05-01 | 10407.6064 | 521.2148
[5 empty] | 2018-05-01 01:00 | 12488.2972 | 861.5812
[5 empty] | 2018-05-01 02:00 | 11905.3806 | 840.1962
[5 empty] | 2018-05-01 03:00 | 12992.4789 | 906.8128
[5 empty] | 2018-05-01 04:00 | 13761.5349 | 1172.3762
[5 empty] | 2018-05-01 05:00 | 12759.0361 | 1020.0216
[5 empty] | 2018-05-01 06:00 | 12926.0087 | 981.0135
[5 empty] | 2018-05-01 07:00 | 11672.0207 | 532.878
[5 empty] | 2018-05-01 08:00 | 11225.0275 | 511.1329
[5 empty] | 2018-05-01 09:00 | 10938.9064 | 490.6506
[5 empty] | 2018-05-01 10:00 | 11124.6864 | 781.8878
[5 empty] | 2018-05-01 11:00 | 10689.6264 | 646.31
[5 empty] | 2018-05-01 12:00 | 10682.1623 | 665.9882
[5 empty] | 2018-05-01 13:00 | 3765.2289 | 624.7904
[5 empty] | 2018-05-01 14:00 | 3993.018 | 539.2117
[5 empty] | 2018-05-01 15:00 | 3836.2515 | 441.6496
[5 empty] | 2018-05-01 16:00 | 8280.2568 | 507.5246
[5 empty] | 2018-05-01 17:00 | 8775.0029 | 517.3052
[5 empty] | 2018-05-01 18:00 | 8737.169 | 617.6113
[5 empty] | 2018-05-01 19:00 | 8629.5457 | 590.9543
[5 empty] | 2018-05-01 20:00 | 8976.7223 | 635.743
[5 empty] | 2018-05-01 21:00 | 9221.37 | 479.0636
[5 empty] | 2018-05-01 22:00 | 9704.1201 | 554.7675
[5 empty] | 2018-05-01 23:00 | 10235.6007 | 528.9632
[5 empty] | 2018-05-02 | 10695.4248 | 547.4285
[5 empty] | 2018-05-02 01:00 | 12106.4708 | 859.531
[5 empty] | 2018-05-02 02:00 | 12016.8582 | 824.9577
[5 empty] | 2018-05-02 03:00 | 12651.8644 | 895.8229
[5 empty] | 2018-05-02 04:00 | 13546.4467 | 1187.4425
[5 empty] | 2018-05-02 05:00 | 4754.4356 | 1003.2499
[5 empty] | 2018-05-02 06:00 | 4802.55 | 969.2476
[5 empty] | 2018-05-02 07:00 | 3161.3864 | 499.5133
[5 empty] | 2018-05-02 08:00 | 3329.3072 | 508.8072
[5 empty] | 2018-05-02 09:00 | 3186.9176 | 438.3118
[5 empty] | 2018-05-02 10:00 | 3621.8589 | 743.2905
[5 empty] | 2018-05-02 11:00 | 3442.9925 | 611.8023
[5 empty] | 2018-05-02 12:00 | 3529.686 | 645.8055
[5 empty] | 2018-05-02 13:00 | 3464.0844 | 626.0856
[5 empty] | 2018-05-02 14:00 | 3610.3536 | 521.8473
[5 empty] | 2018-05-02 15:00 | 3068.9952 | 430.2213
[5 empty] | 2018-05-02 16:00 | 3367.4138 | 507.0154
[5 empty] | 2018-05-02 17:00 | 3336.8166 | 490.3962
[5 empty] | 2018-05-02 18:00 | 3602.6824 | 603.1226
[5 empty] | 2018-05-02 19:00 | 3315.0667 | 563.3669
[5 empty] | 2018-05-02 20:00 | 3511.1467 | 627.8486
[5 empty] | 2018-05-02 21:00 | 3319.3166 | 467.1279
[5 empty] | 2018-05-02 22:00 | 3436.6959 | 556.5481
[5 empty] | 2018-05-02 23:00 | 3308.6725 | 506.4823
[5 empty] | 2018-05-03 | 3505.0511 | 528.8109
[5 empty] | 2018-05-03 01:00 | 4560.6618 | 839.6915
[5 empty] | 2018-05-03 02:00 | 4612.1027 | 870.4051
[5 empty] | 2018-05-03 03:00 | 4529.4425 | 912.3299
[5 empty] | 2018-05-03 04:00 | 5194.0359 | 1160.3813
[5 empty] | 2018-05-03 05:00 | 4713.5206 | 991.9468
[5 empty] | 2018-05-03 06:00 | 4540.1851 | 955.5701
[5 empty] | 2018-05-03 07:00 | 3052.4617 | 512.7049
[5 empty] | 2018-05-03 08:00 | 3217.8516 | 482.3556
[5 empty] | 2018-05-03 09:00 | 3141.375 | 467.4721
[5 empty] | 2018-05-03 10:00 | 3720.8598 | 761.8454
[5 empty] | 2018-05-03 11:00 | 3737.1181 | 651.7088
[5 empty] | 2018-05-03 12:00 | 3661.3239 | 670.2229
[5 empty] | 2018-05-03 13:00 | 3539.4744 | 626.6434
[5 empty] | 2018-05-03 14:00 | 3331.714 | 480.2137
[5 empty] | 2018-05-03 15:00 | 1277.5448 | 206.2462
[5 empty] | 2018-05-03 16:00 | 915.4341 | 272.4312
[5 empty] | 2018-05-03 17:00 | 895.5528 | 264.0693
[5 empty] | 2018-05-03 18:00 | 1144.0704 | 378.9535
[5 empty] | 2018-05-03 19:00 | 1037.7602 | 336.8936
[5 empty] | 2018-05-03 20:00 | 1153.2163 | 391.5441
[5 empty] | 2018-05-03 21:00 | 798.7897 | 217.6505
[5 empty] | 2018-05-03 22:00 | 897.3184 | 309.6171
[5 empty] | 2018-05-03 23:00 | 741.9827 | 273.444
[5 empty] | 2018-05-04 | 755.7704 | 269.9868
[5 empty] | 2018-05-04 01:00 | 1921.9187 | 604.052
[5 empty] | 2018-05-04 02:00 | 1908.6071 | 603.4009
[5 empty] | 2018-05-04 03:00 | 2022.6993 | 651.1621
[5 empty] | 2018-05-04 04:00 | 2576.2117 | 918.5104
[5 empty] | 2018-05-04 05:00 | 2223.4858 | 747.2836
[5 empty] | 2018-05-04 06:00 | 2087.6322 | 688.1491
[5 empty] | 2018-05-04 07:00 | 749.2722 | 258.1199
[5 empty] | 2018-05-04 08:00 | 691.5959 | 246.5434
[5 empty] | 2018-05-04 09:00 | 745.7685 | 209.3314
[5 empty] | 2018-05-04 10:00 | 1391.6313 | 507.8229
[5 empty] | 2018-05-04 11:00 | 1096.4588 | 377.0132
[5 empty] | 2018-05-04 12:00 | 1178.6601 | 404.3124
[5 empty] | 2018-05-04 13:00 | 1168.4842 | 398.415
[5 empty] | 2018-05-04 14:00 | 1033.5171 | 325.7821
[5 empty] | 2018-05-04 15:00 | 831.4305 | 223.0099
[5 empty] | 2018-05-04 16:00 | 945.1377 | 291.8421
[5 empty] | 2018-05-04 17:00 | 7299.3704 | 284.6243
[5 empty] | 2018-05-04 18:00 | 7617.9046 | 399.2434
[5 empty] | 2018-05-04 19:00 | 7613.0971 | 355.8094
[5 empty] | 2018-05-04 20:00 | 7825.9196 | 408.409
[5 empty] | 2018-05-04 21:00 | 7457.8581 | 231.3868
[5 empty] | 2018-05-04 22:00 | 7561.7995 | 315.7722
[5 empty] | 2018-05-04 23:00 | 7685.3744 | 279.3911
[5 empty] | 2018-05-05 | 7963.3923 | 274.1907
[5 empty] | 2018-05-05 01:00 | 9545.3866 | 606.9747
[5 empty] | 2018-05-05 02:00 | 1946.1493 | 604.8648
[5 empty] | 2018-05-05 03:00 | 1987.3692 | 648.3356
[5 empty] | 2018-05-05 04:00 | 2542.7818 | 915.1832
[5 empty] | 2018-05-05 05:00 | 2198.4434 | 743.7456
[5 empty] | 2018-05-05 06:00 | 2073.4295 | 684.2594
[5 empty] | 2018-05-05 07:00 | 714.6155 | 253.0121
[5 empty] | 2018-05-05 08:00 | 691.4139 | 241.4853
[5 empty] | 2018-05-05 09:00 | 702.6954 | 195.1996
[5 empty] | 2018-05-05 10:00 | 1326.1306 | 494.7202
[5 empty] | 2018-05-05 11:00 | 1041.1046 | 359.1031
[5 empty] | 2018-05-05 12:00 | 1108.1894 | 381.4827
[5 empty] | 2018-05-05 13:00 | 1072.3 | 372.6737
[5 empty] | 2018-05-05 14:00 | 911.4764 | 297.7947
[5 empty] | 2018-05-05 15:00 | 737.5453 | 194.022
[5 empty] | 2018-05-05 16:00 | 893.1296 | 264.3128
[5 empty] | 2018-05-05 17:00 | 866.1746 | 260.0484
[5 empty] | 2018-05-05 18:00 | 1104.9762 | 379.1667
[5 empty] | 2018-05-05 19:00 | 1031.5627 | 339.7862
[5 empty] | 2018-05-05 20:00 | 1145.4673 | 394.648
[5 empty] | 2018-05-05 21:00 | 758.3493 | 219.2219
[5 empty] | 2018-05-05 22:00 | 7291.7082 | 299.8022
[5 empty] | 2018-05-05 23:00 | 7467.1628 | 274.2558
[5 empty] | 2018-05-06 | 7772.054 | 270.7034
[5 empty] | 2018-05-06 01:00 | 9399.7476 | 604.3519
[5 empty] | 2018-05-06 02:00 | 9710.6333 | 601.8941
[5 empty] | 2018-05-06 03:00 | 9828.4228 | 592.9688
[5 empty] | 2018-05-06 04:00 | 10073.4036 | 636.1605
[5 empty] | 2018-05-06 05:00 | 10156.5607 | 749.1784
[5 empty] | 2018-05-06 06:00 | 10084.8595 | 799.2345
[5 empty] | 2018-05-06 07:00 | 9158.6971 | 606.5466
[5 empty] | 2018-05-06 08:00 | 9257.6405 | 734.3948
[5 empty] | 2018-05-06 09:00 | 8026.931 | 307.1498
[5 empty] | 2018-05-06 10:00 | 7348.3471 | 57.7258
[5 empty] | 2018-05-06 11:00 | 7486.034 | 69.2268
[5 empty] | 2018-05-06 12:00 | 7656.4606 | 132.8855
[5 empty] | 2018-05-06 13:00 | 7787.0854 | 235.7764
[5 empty] | 2018-05-06 14:00 | 7596.9677 | 218.095
[5 empty] | 2018-05-06 15:00 | 7472.7327 | 309.8281
[5 empty] | 2018-05-06 16:00 | 7009.0884 | 213.3476
[5 empty] | 2018-05-06 17:00 | 6790.5284 | 219.7543
[5 empty] | 2018-05-06 18:00 | 6557.7687 | 134.9362
[5 empty] | 2018-05-06 19:00 | 7275.3841 | 500.1457
[5 empty] | 2018-05-06 20:00 | 6906.6318 | 273.9055
[5 empty] | 2018-05-06 21:00 | 7414.0778 | 452.2508
[5 empty] | 2018-05-06 22:00 | 7481.0954 | 470.3229
[5 empty] | 2018-05-06 23:00 | 7423.3931 | 306.2288
[5 empty] | 2018-05-07 | 721.6646 | 268.8295
[5 empty] | 2018-05-07 01:00 | 1909.4835 | 602.5533
[5 empty] | 2018-05-07 02:00 | 1905.4559 | 599.648
[5 empty] | 2018-05-07 03:00 | 1893.5833 | 593.3589
[5 empty] | 2018-05-07 04:00 | 2006.4113 | 637.0918
[5 empty] | 2018-05-07 05:00 | 2219.5267 | 751.1826
[5 empty] | 2018-05-07 06:00 | 2319.6911 | 802.1535
[5 empty] | 2018-05-07 07:00 | 1447.2794 | 609.5655
[5 empty] | 2018-05-07 08:00 | 1672.4456 | 729.5471
[5 empty] | 2018-05-07 09:00 | 998.5751 | 317.4531
[5 empty] | 2018-05-07 10:00 | 489.7881 | 79.0256
[5 empty] | 2018-05-07 11:00 | 533.9849 | 89.2554
[5 empty] | 2018-05-07 12:00 | 702.8003 | 160.8337
[5 empty] | 2018-05-07 13:00 | 919.379 | 269.0125
[5 empty] | 2018-05-07 14:00 | 887.8402 | 253.4816
[5 empty] | 2018-05-07 15:00 | 1071.2101 | 345.9053
[5 empty] | 2018-05-07 16:00 | 900.425 | 248.5803
[5 empty] | 2018-05-07 17:00 | 898.4213 | 253.8653
[5 empty] | 2018-05-07 18:00 | 710.6802 | 165.53
[5 empty] | 2018-05-07 19:00 | 1420.1095 | 525.4749
[5 empty] | 2018-05-07 20:00 | 956.6146 | 295.5861
[5 empty] | 2018-05-07 21:00 | 1306.8582 | 469.644
[5 empty] | 2018-05-07 22:00 | 1255.5589 | 482.8029
[5 empty] | 2018-05-07 23:00 | 834.6686 | 314.0522
[5 empty] | 2018-05-08 | 745.4192 | 273.6766
[5 empty] | 2018-05-08 01:00 | 1938.3824 | 606.5269
[5 empty] | 2018-05-08 02:00 | 1909.2681 | 605.013
[5 empty] | 2018-05-08 03:00 | 9809.1972 | 651.7541
[5 empty] | 2018-05-08 04:00 | 10515.7341 | 918.673
[5 empty] | 2018-05-08 05:00 | 10191.4759 | 747.6975
[5 empty] | 2018-05-08 06:00 | 9939.1073 | 687.8947
[5 empty] | 2018-05-08 07:00 | 8437.6099 | 256.9305
[5 empty] | 2018-05-08 08:00 | 8160.9982 | 239.7672
[5 empty] | 2018-05-08 09:00 | 7758.7463 | 201.7613
[5 empty] | 2018-05-08 10:00 | 8398.0365 | 507.9092
[5 empty] | 2018-05-08 11:00 | 8288.3403 | 379.3409
[5 empty] | 2018-05-08 12:00 | 8336.9469 | 408.6362
[5 empty] | 2018-05-08 13:00 | 8222.9107 | 403.5631
[5 empty] | 2018-05-08 14:00 | 1028.0387 | 330.8861
[5 empty] | 2018-05-08 15:00 | 848.5825 | 228.5177
[5 empty] | 2018-05-08 16:00 | 972.8502 | 297.3714
[5 empty] | 2018-05-08 17:00 | 955.5915 | 289.6635
[5 empty] | 2018-05-08 18:00 | 1175.5654 | 405.0845
[5 empty] | 2018-05-08 19:00 | 1104.6508 | 362.3095
[5 empty] | 2018-05-08 20:00 | 1191.1717 | 413.5825
[5 empty] | 2018-05-08 21:00 | 685.3445 | 233.6815
[5 empty] | 2018-05-08 22:00 | 652.7797 | 303.0779
[5 empty] | 2018-05-08 23:00 | 527.7479 | 282.5185
[5 empty] | 2018-05-09 | 511.6197 | 276.9928
[5 empty] | 2018-05-09 01:00 | 1680.9041 | 609.7224
[5 empty] | 2018-05-09 02:00 | 1676.6051 | 608.3069
[5 empty] | 2018-05-09 03:00 | 1769.2479 | 653.338
[5 empty] | 2018-05-09 04:00 | 2303.9233 | 920.5064
[5 empty] | 2018-05-09 05:00 | 1960.6002 | 748.9003
[5 empty] | 2018-05-09 06:00 | 1841.247 | 688.7972
[5 empty] | 2018-05-09 07:00 | 471.7693 | 257.2583
[5 empty] | 2018-05-09 08:00 | 423.3119 | 226.6343
[5 empty] | 2018-05-09 09:00 | 472.1671 | 196.9691
[5 empty] | 2018-05-09 10:00 | 1082.0026 | 500.5308
[5 empty] | 2018-05-09 11:00 | 820.9068 | 367.6117
[5 empty] | 2018-05-09 12:00 | 878.0436 | 393.3079
[5 empty] | 2018-05-09 13:00 | 868.791 | 385.9233
[5 empty] | 2018-05-09 14:00 | 724.469 | 311.9605
[5 empty] | 2018-05-09 15:00 | 527.9102 | 211.8551
[5 empty] | 2018-05-09 16:00 | 668.6344 | 281.2797
[5 empty] | 2018-05-09 17:00 | 661.7201 | 276.3153
[5 empty] | 2018-05-09 18:00 | 895.9972 | 393.1963
[5 empty] | 2018-05-09 19:00 | 812.2653 | 352.4981
[5 empty] | 2018-05-09 20:00 | 911.9665 | 405.1326
[5 empty] | 2018-05-09 21:00 | 547.2075 | 226.6575
[5 empty] | 2018-05-09 22:00 | 619.9039 | 291.5618
[5 empty] | 2018-05-09 23:00 | 507.2897 | 276.6075
[5 empty] | 2018-05-10 | 495.8428 | 272.5648
[5 empty] | 2018-05-10 01:00 | 1667.2492 | 605.7599
[5 empty] | 2018-05-10 02:00 | 1659.7025 | 603.3515
[5 empty] | 2018-05-10 03:00 | 1773.8073 | 654.1181
[5 empty] | 2018-05-10 04:00 | 2306.4566 | 920.9649
[5 empty] | 2018-05-10 05:00 | 1961.6878 | 749.2232
[5 empty] | 2018-05-10 06:00 | 1842.6114 | 689.2958
[5 empty] | 2018-05-10 07:00 | 477.6058 | 258.7642
[5 empty] | 2018-05-10 08:00 | 430.0381 | 224.62
[5 empty] | 2018-05-10 09:00 | 500.1739 | 203.4546
[5 empty] | 2018-05-10 10:00 | 1122.4649 | 509.9034
[5 empty] | 2018-05-10 11:00 | 875.3345 | 380.9732
[5 empty] | 2018-05-10 12:00 | 940.7032 | 409.073
[5 empty] | 2018-05-10 13:00 | 932.4793 | 402.3915
[5 empty] | 2018-05-10 14:00 | 785.403 | 327.8275
[5 empty] | 2018-05-10 15:00 | 579.4698 | 224.2909
[5 empty] | 2018-05-10 16:00 | 715.1268 | 291.8022
[5 empty] | 2018-05-10 17:00 | 698.7204 | 283.3666
[5 empty] | 2018-05-10 18:00 | 920.8749 | 396.3835
[5 empty] | 2018-05-10 19:00 | 818.811 | 349.7322
[5 empty] | 2018-05-10 20:00 | 908.6676 | 399.8022
[5 empty] | 2018-05-10 21:00 | 547.4535 | 223.132
[5 empty] | 2018-05-10 22:00 | 621.8392 | 288.2176
[5 empty] | 2018-05-10 23:00 | 511.1905 | 276.2014
[5 empty] | 2018-05-11 | 499.6155 | 272.6489
[5 empty] | 2018-05-11 01:00 | 1671.108 | 606.175
[5 empty] | 2018-05-11 02:00 | 1666.9068 | 604.9103
[5 empty] | 2018-05-11 03:00 | 1767.1325 | 652.2803
[5 empty] | 2018-05-11 04:00 | 2300.6482 | 919.476
[5 empty] | 2018-05-11 05:00 | 1957.7183 | 748.141
[5 empty] | 2018-05-11 06:00 | 1839.7205 | 688.4761
[5 empty] | 2018-05-11 07:00 | 8190.2163 | 258.0695
[5 empty] | 2018-05-11 08:00 | 7906.1099 | 223.7404
[5 empty] | 2018-05-11 09:00 | 7505.3497 | 202.8574
[5 empty] | 2018-05-11 10:00 | 8032.2804 | 508.6087
[5 empty] | 2018-05-11 11:00 | 7755.2643 | 377.5076
[5 empty] | 2018-05-11 12:00 | 7671.7508 | 402.7033
[5 empty] | 2018-05-11 13:00 | 7422.6471 | 393.6394
[5 empty] | 2018-05-11 14:00 | 6911.3425 | 316.408
[5 empty] | 2018-05-11 15:00 | 6360.4053 | 210.805
[5 empty] | 2018-05-11 16:00 | 6170.8166 | 276.3928
[5 empty] | 2018-05-11 17:00 | 5940.9751 | 265.989
[5 empty] | 2018-05-11 18:00 | 6145.4347 | 378.6044
[5 empty] | 2018-05-11 19:00 | 781.8214 | 335.5166
[5 empty] | 2018-05-11 20:00 | 884.0205 | 390.0894
[5 empty] | 2018-05-11 21:00 | 532.0525 | 217.0716
[5 empty] | 2018-05-11 22:00 | 617.3561 | 286.674
[5 empty] | 2018-05-11 23:00 | 510.9558 | 276.3245
[5 empty] | 2018-05-12 | 500.359 | 272.9917
[5 empty] | 2018-05-12 01:00 | 1674.0048 | 607.2487
[5 empty] | 2018-05-12 02:00 | 1671.2652 | 606.4775
[5 empty] | 2018-05-12 03:00 | 1760.8478 | 651.0044
[5 empty] | 2018-05-12 04:00 | 2296.0883 | 918.6298
[5 empty] | 2018-05-12 05:00 | 1953.6395 | 747.6058
[5 empty] | 2018-05-12 06:00 | 1834.9547 | 688.1024
[5 empty] | 2018-05-12 07:00 | 466.9529 | 257.4288
[5 empty] | 2018-05-12 08:00 | 398.6418 | 215.2541
[5 empty] | 2018-05-12 09:00 | 464.1578 | 195.8709
[5 empty] | 2018-05-12 10:00 | 1067.2784 | 496.3994
[5 empty] | 2018-05-12 11:00 | 795.3885 | 358.9557
[5 empty] | 2018-05-12 12:00 | 838.0272 | 378.7368
[5 empty] | 2018-05-12 13:00 | 812.3915 | 365.0524
[5 empty] | 2018-05-12 14:00 | 654.9708 | 285.6763
[5 empty] | 2018-05-12 15:00 | 442.3986 | 179.0759
[5 empty] | 2018-05-12 16:00 | 573.0963 | 244.4451
[5 empty] | 2018-05-12 17:00 | 558.2464 | 237.2048
[5 empty] | 2018-05-12 18:00 | 796.9395 | 356.4282
[5 empty] | 2018-05-12 19:00 | 722.1631 | 319.1483
[5 empty] | 2018-05-12 20:00 | 835.729 | 376.8927
[5 empty] | 2018-05-12 21:00 | 488.379 | 205.1074
[5 empty] | 2018-05-12 22:00 | 575.2565 | 273.3897
[5 empty] | 2018-05-12 23:00 | 6762.2024 | 267.9022
[5 empty] | 2018-05-13 | 7203.5045 | 266.9266
[5 empty] | 2018-05-13 01:00 | 8875.8943 | 602.3318
[5 empty] | 2018-05-13 02:00 | 9222.0656 | 601.8421
[5 empty] | 2018-05-13 03:00 | 9330.8987 | 592.564
[5 empty] | 2018-05-13 04:00 | 9609.185 | 636.6918
[5 empty] | 2018-05-13 05:00 | 9881.5951 | 751.7137
[5 empty] | 2018-05-13 06:00 | 9856.9837 | 802.6857
[5 empty] | 2018-05-13 07:00 | 1166.4426 | 608.9499
[5 empty] | 2018-05-13 08:00 | 1384.5898 | 707.2375
[5 empty] | 2018-05-13 09:00 | 686.6647 | 308.6536
[5 empty] | 2018-05-13 10:00 | 181.3574 | 57.2654
[5 empty] | 2018-05-13 11:00 | 211.4833 | 67.6091
[5 empty] | 2018-05-13 12:00 | 332.7983 | 127.4317
[5 empty] | 2018-05-13 13:00 | 531.9583 | 226.2981
[5 empty] | 2018-05-13 14:00 | 488.1627 | 204.1782
[5 empty] | 2018-05-13 15:00 | 666.1352 | 292.98
[5 empty] | 2018-05-13 16:00 | 470.2832 | 194.7786
[5 empty] | 2018-05-13 17:00 | 485.3229 | 201.9613
[5 empty] | 2018-05-13 18:00 | 319.9749 | 118.9185
[5 empty] | 2018-05-13 19:00 | 1053.5471 | 485.7364
[5 empty] | 2018-05-13 20:00 | 605.0997 | 262.0369
[5 empty] | 2018-05-13 21:00 | 963.5405 | 442.3835
[5 empty] | 2018-05-13 22:00 | 930.38 | 450.173
[5 empty] | 2018-05-13 23:00 | 546.4391 | 300.404
[5 empty] | 2018-05-14 | 473.9993 | 264.9793
[5 empty] | 2018-05-14 01:00 | 1650.6702 | 600.2898
[5 empty] | 2018-05-14 02:00 | 1644.0216 | 598.5286
[5 empty] | 2018-05-14 03:00 | 1645.0556 | 592.6294
[5 empty] | 2018-05-14 04:00 | 1732.3972 | 636.6661
[5 empty] | 2018-05-14 05:00 | 1962.6024 | 751.3324
[5 empty] | 2018-05-14 06:00 | 2069.5097 | 803.514
[5 empty] | 2018-05-14 07:00 | 1183.3811 | 612.1931
[5 empty] | 2018-05-14 08:00 | 1384.074 | 701.9948
[5 empty] | 2018-05-14 09:00 | 731.0487 | 319.5324
[5 empty] | 2018-05-14 10:00 | 256.3722 | 78.3096
[5 empty] | 2018-05-14 11:00 | 279.6507 | 85.3653
[5 empty] | 2018-05-14 12:00 | 423.026 | 153.3889
[5 empty] | 2018-05-14 13:00 | 635.9128 | 257.6206
[5 empty] | 2018-05-14 14:00 | 600.2863 | 239.0295
[5 empty] | 2018-05-14 15:00 | 781.57 | 329.5125
[5 empty] | 2018-05-14 16:00 | 584.5525 | 231.2666
[5 empty] | 2018-05-14 17:00 | 592.8984 | 235.749
[5 empty] | 2018-05-14 18:00 | 409.0153 | 145.7934
[5 empty] | 2018-05-14 19:00 | 1122.5229 | 505.8071
[5 empty] | 2018-05-14 20:00 | 656.5118 | 276.5317
[5 empty] | 2018-05-14 21:00 | 1004.1631 | 453.5106
[5 empty] | 2018-05-14 22:00 | 960.6625 | 457.4389
[5 empty] | 2018-05-14 23:00 | 569.1892 | 306.5269
[5 empty] | 2018-05-15 | 490.6538 | 269.4148
[5 empty] | 2018-05-15 01:00 | 1663.4542 | 603.5998
[5 empty] | 2018-05-15 02:00 | 1660.4974 | 602.9404
[5 empty] | 2018-05-15 03:00 | 1761.828 | 650.7717
[5 empty] | 2018-05-15 04:00 | 2297.7789 | 918.8772
[5 empty] | 2018-05-15 05:00 | 1956.9533 | 748.1893
[5 empty] | 2018-05-15 06:00 | 9583.0248 | 688.9725
[5 empty] | 2018-05-15 07:00 | 8175.7031 | 259.2537
[5 empty] | 2018-05-15 08:00 | 7869.9993 | 213.9962
[5 empty] | 2018-05-15 09:00 | 7475.8906 | 204.5237
[5 empty] | 2018-05-15 10:00 | 7986.6281 | 508.5095
[5 empty] | 2018-05-15 11:00 | 7673.494 | 376.4544
[5 empty] | 2018-05-15 12:00 | 7565.1413 | 400.985
[5 empty] | 2018-05-15 13:00 | 7321.7482 | 391.4071
[5 empty] | 2018-05-15 14:00 | 6909.7328 | 314.695
[5 empty] | 2018-05-15 15:00 | 6371.264 | 209.3095
[5 empty] | 2018-05-15 16:00 | 6246.5978 | 275.2741
[5 empty] | 2018-05-15 17:00 | 6084.7726 | 265.4311
[5 empty] | 2018-05-15 18:00 | 876.283 | 379.5093
[5 empty] | 2018-05-15 19:00 | 786.0455 | 337.2231
[5 empty] | 2018-05-15 20:00 | 885.8873 | 390.6733
[5 empty] | 2018-05-15 21:00 | 528.4456 | 215.2244
[5 empty] | 2018-05-15 22:00 | 600.2676 | 276.6492
[5 empty] | 2018-05-15 23:00 | 501.2581 | 272.5483
[5 empty] | 2018-05-16 | 489.9911 | 269.3652
[5 empty] | 2018-05-16 01:00 | 1662.2174 | 603.2086
[5 empty] | 2018-05-16 02:00 | 1660.0755 | 602.653
[5 empty] | 2018-05-16 03:00 | 1752.2049 | 648.1854
[5 empty] | 2018-05-16 04:00 | 2290.0428 | 916.919
[5 empty] | 2018-05-16 05:00 | 1952.1936 | 747.447
[5 empty] | 2018-05-16 06:00 | 1829.4877 | 686.7188
[5 empty] | 2018-05-16 07:00 | 459.0128 | 255.3337
[5 empty] | 2018-05-16 08:00 | 385.1337 | 207.9852
[5 empty] | 2018-05-16 09:00 | 467.4584 | 197.7546
[5 empty] | 2018-05-16 10:00 | 1069.8904 | 497.2728
[5 empty] | 2018-05-16 11:00 | 799.5288 | 359.9426
[5 empty] | 2018-05-16 12:00 | 844.177 | 380.5477
[5 empty] | 2018-05-16 13:00 | 823.7011 | 368.7068
[5 empty] | 2018-05-16 14:00 | 670.3822 | 291.104
[5 empty] | 2018-05-16 15:00 | 459.6323 | 185.466
[5 empty] | 2018-05-16 16:00 | 594.5696 | 252.6147
[5 empty] | 2018-05-16 17:00 | 583.5956 | 246.2398
[5 empty] | 2018-05-16 18:00 | 819.709 | 364.1955
[5 empty] | 2018-05-16 19:00 | 737.8645 | 324.331
[5 empty] | 2018-05-16 20:00 | 845.9239 | 380.0246
[5 empty] | 2018-05-16 21:00 | 496.6814 | 207.1049
[5 empty] | 2018-05-16 22:00 | 574.5751 | 269.9928
[5 empty] | 2018-05-16 23:00 | 483.2648 | 267.972
[5 empty] | 2018-05-17 | 478.4933 | 266.508
[5 empty] | 2018-05-17 01:00 | 1652.213 | 600.7501
[5 empty] | 2018-05-17 02:00 | 1645.0649 | 598.8362
[5 empty] | 2018-05-17 03:00 | 1761.2563 | 650.5108
[5 empty] | 2018-05-17 04:00 | 2297.548 | 918.7599
[5 empty] | 2018-05-17 05:00 | 1956.2126 | 748.1059
[5 empty] | 2018-05-17 06:00 | 1838.8946 | 688.9642
[5 empty] | 2018-05-17 07:00 | 479.3881 | 260.4041
[5 empty] | 2018-05-17 08:00 | 409.5523 | 213.0966
[5 empty] | 2018-05-17 09:00 | 503.4067 | 205.9344
[5 empty] | 2018-05-17 10:00 | 1116.0444 | 508.3532
[5 empty] | 2018-05-17 11:00 | 860.3384 | 375.7003
[5 empty] | 2018-05-17 12:00 | 917.8825 | 400.5119
[5 empty] | 2018-05-17 13:00 | 904.3892 | 391.3978
[5 empty] | 2018-05-17 14:00 | 754.4554 | 315.5923
[5 empty] | 2018-05-17 15:00 | 545.2372 | 210.7968
[5 empty] | 2018-05-17 16:00 | 676.1419 | 276.5998
[5 empty] | 2018-05-17 17:00 | 654.3805 | 266.3646
[5 empty] | 2018-05-17 18:00 | 877.5175 | 379.931
[5 empty] | 2018-05-17 19:00 | 784.483 | 336.525
[5 empty] | 2018-05-17 20:00 | 883.1223 | 389.5145
[5 empty] | 2018-05-17 21:00 | 527.9853 | 215.0702
[5 empty] | 2018-05-17 22:00 | 598.6678 | 275.7402
[5 empty] | 2018-05-17 23:00 | 500.5798 | 272.1514
[5 empty] | 2018-05-18 | 490.6244 | 269.4608
[5 empty] | 2018-05-18 01:00 | 1664.4162 | 603.8198
[5 empty] | 2018-05-18 02:00 | 1662.5819 | 603.4456
[5 empty] | 2018-05-18 03:00 | 1763.4026 | 651.099
[5 empty] | 2018-05-18 04:00 | 2299.1121 | 918.99
[5 empty] | 2018-05-18 05:00 | 1959.5114 | 748.6488
[5 empty] | 2018-05-18 06:00 | 1843.5304 | 689.6508
[5 empty] | 2018-05-18 07:00 | 478.4884 | 259.2577
[5 empty] | 2018-05-18 08:00 | 413.8995 | 213.7059
[5 empty] | 2018-05-18 09:00 | 502.7282 | 204.6293
[5 empty] | 2018-05-18 10:00 | 1120.0565 | 509.1178
[5 empty] | 2018-05-18 11:00 | 865.5679 | 377.4617
[5 empty] | 2018-05-18 12:00 | 923.1162 | 402.7747
[5 empty] | 2018-05-18 13:00 | 910.0835 | 394.0053
[5 empty] | 2018-05-18 14:00 | 760.6478 | 318.2426
[5 empty] | 2018-05-18 15:00 | 552.6643 | 213.7569
[5 empty] | 2018-05-18 16:00 | 686.976 | 280.6251
[5 empty] | 2018-05-18 17:00 | 668.3401 | 271.4438
[5 empty] | 2018-05-18 18:00 | 890.687 | 384.7378
[5 empty] | 2018-05-18 19:00 | 796.7227 | 341.148
[5 empty] | 2018-05-18 20:00 | 896.0125 | 394.5889
[5 empty] | 2018-05-18 21:00 | 538.6545 | 219.594
[5 empty] | 2018-05-18 22:00 | 591.2794 | 267.1534
[5 empty] | 2018-05-18 23:00 | 509.3042 | 275.2777
[5 empty] | 2018-05-19 | 498.5887 | 272.1137
[5 empty] | 2018-05-19 01:00 | 1671.5337 | 606.1005
[5 empty] | 2018-05-19 02:00 | 1668.2271 | 605.2295
[5 empty] | 2018-05-19 03:00 | 1760.0109 | 650.3387
[5 empty] | 2018-05-19 04:00 | 2295.9096 | 918.2621
[5 empty] | 2018-05-19 05:00 | 1954.0397 | 747.3313
[5 empty] | 2018-05-19 06:00 | 1834.8611 | 687.702
[5 empty] | 2018-05-19 07:00 | 465.2776 | 256.6093
[5 empty] | 2018-05-19 08:00 | 389.3848 | 208.0384
[5 empty] | 2018-05-19 09:00 | 465.6975 | 196.1937
[5 empty] | 2018-05-19 10:00 | 1068.3492 | 496.6569
[5 empty] | 2018-05-19 11:00 | 7807.6191 | 359.3818
[5 empty] | 2018-05-19 12:00 | 7751.7835 | 380.2108
[5 empty] | 2018-05-19 13:00 | 7520.1941 | 367.6993
[5 empty] | 2018-05-19 14:00 | 7023.1659 | 289.066
[5 empty] | 2018-05-19 15:00 | 6418.6923 | 182.8347
[5 empty] | 2018-05-19 16:00 | 6297.7092 | 249.7782
[5 empty] | 2018-05-19 17:00 | 6238.7755 | 244.4706
[5 empty] | 2018-05-19 18:00 | 6428.4474 | 364.0441
[5 empty] | 2018-05-19 19:00 | 6409.0909 | 325.8831
[5 empty] | 2018-05-19 20:00 | 6664.8636 | 383.2234
[5 empty] | 2018-05-19 21:00 | 6456.1962 | 211.1158
[5 empty] | 2018-05-19 22:00 | 565.2914 | 260.8504
[5 empty] | 2018-05-19 23:00 | 491.8502 | 270.9388
[5 empty] | 2018-05-20 | 487.6582 | 269.4695
[5 empty] | 2018-05-20 01:00 | 1662.7707 | 603.8682
[5 empty] | 2018-05-20 02:00 | 1654.7865 | 601.7629
[5 empty] | 2018-05-20 03:00 | 1646.8307 | 593.1611
[5 empty] | 2018-05-20 04:00 | 1737.0899 | 637.6226
[5 empty] | 2018-05-20 05:00 | 1963.9937 | 751.4434
[5 empty] | 2018-05-20 06:00 | 2064.5538 | 802.1382
[5 empty] | 2018-05-20 07:00 | 1170.7121 | 609.1135
[5 empty] | 2018-05-20 08:00 | 1378.9863 | 699.4914
[5 empty] | 2018-05-20 09:00 | 691.963 | 309.4712
[5 empty] | 2018-05-20 10:00 | 186.9186 | 58.756
[5 empty] | 2018-05-20 11:00 | 218.8384 | 69.8323
[5 empty] | 2018-05-20 12:00 | 344.4239 | 131.8241
[5 empty] | 2018-05-20 13:00 | 544.4292 | 231.3207
[5 empty] | 2018-05-20 14:00 | 502.9587 | 210.0157
[5 empty] | 2018-05-20 15:00 | 682.2726 | 299.1389
[5 empty] | 2018-05-20 16:00 | 484.7914 | 200.3501
[5 empty] | 2018-05-20 17:00 | 499.3379 | 207.3154
[5 empty] | 2018-05-20 18:00 | 331.877 | 123.6075
[5 empty] | 2018-05-20 19:00 | 1058.7296 | 488.1859
[5 empty] | 2018-05-20 20:00 | 604.0548 | 262.045
[5 empty] | 2018-05-20 21:00 | 960.7535 | 441.7481
[5 empty] | 2018-05-20 22:00 | 909.7868 | 434.9319
[5 empty] | 2018-05-20 23:00 | 550.4112 | 301.7948
[5 empty] | 2018-05-21 | 480.9527 | 267.2961
[5 empty] | 2018-05-21 01:00 | 1657.9711 | 602.4842
[5 empty] | 2018-05-21 02:00 | 1651.236 | 600.7338
[5 empty] | 2018-05-21 03:00 | 1652.7529 | 595.0588
[5 empty] | 2018-05-21 04:00 | 1740.2379 | 638.896
[5 empty] | 2018-05-21 05:00 | 1968.518 | 752.9524
[5 empty] | 2018-05-21 06:00 | 2073.2917 | 804.4362
[5 empty] | 2018-05-21 07:00 | 1184.8796 | 612.4116
[5 empty] | 2018-05-21 08:00 | 1423.1219 | 686.5617
[5 empty] | 2018-05-21 09:00 | 976.9824 | 320.2104
[5 empty] | 2018-05-21 10:00 | 519.5984 | 79.2755
[5 empty] | 2018-05-21 11:00 | 536.2698 | 85.1482
[5 empty] | 2018-05-21 12:00 | 692.6597 | 152.2362
[5 empty] | 2018-05-21 13:00 | 895.9994 | 255.3373
[5 empty] | 2018-05-21 14:00 | 843.3781 | 235.8434
[5 empty] | 2018-05-21 15:00 | 1038.5136 | 325.6243
[5 empty] | 2018-05-21 16:00 | 826.5297 | 226.6274
[5 empty] | 2018-05-21 17:00 | 858.9908 | 229.8424
[5 empty] | 2018-05-21 18:00 | 660.4394 | 140.4658
[5 empty] | 2018-05-21 19:00 | 1361.3557 | 501.1552
[5 empty] | 2018-05-21 20:00 | 888.3107 | 273.0874
[5 empty] | 2018-05-21 21:00 | 1252.1777 | 451.4872
[5 empty] | 2018-05-21 22:00 | 1183.5677 | 441.9006
[5 empty] | 2018-05-21 23:00 | 818.9597 | 305.6951
[5 empty] | 2018-05-22 | 734.9149 | 270.034
[5 empty] | 2018-05-22 01:00 | 1923.3031 | 604.4757
[5 empty] | 2018-05-22 02:00 | 1910.809 | 604.262
[5 empty] | 2018-05-22 03:00 | 2029.5262 | 652.2279
[5 empty] | 2018-05-22 04:00 | 2552.3416 | 919.9144
[5 empty] | 2018-05-22 05:00 | 2208.6975 | 750.3682
[5 empty] | 2018-05-22 06:00 | 2111.7007 | 691.0259
[5 empty] | 2018-05-22 07:00 | 744.3402 | 260.4939
[5 empty] | 2018-05-22 08:00 | 679.4621 | 201.2588
[5 empty] | 2018-05-22 09:00 | 748.8878 | 206.178
[5 empty] | 2018-05-22 10:00 | 1378.5731 | 509.7713
[5 empty] | 2018-05-22 11:00 | 1137.9581 | 377.2508
[5 empty] | 2018-05-22 12:00 | 1169.0231 | 401.6832
[5 empty] | 2018-05-22 13:00 | 1127.7454 | 392.399
[5 empty] | 2018-05-22 14:00 | 991.3393 | 315.7078
[5 empty] | 2018-05-22 15:00 | 815.0971 | 210.4504
[5 empty] | 2018-05-22 16:00 | 934.3906 | 276.1945
[5 empty] | 2018-05-22 17:00 | 922.136 | 266.3687
[5 empty] | 2018-05-22 18:00 | 1133.8026 | 380.5519
[5 empty] | 2018-05-22 19:00 | 1056.6365 | 337.1049
[5 empty] | 2018-05-22 20:00 | 1124.6629 | 390.4059
[5 empty] | 2018-05-22 21:00 | 783.3313 | 216.0199
[5 empty] | 2018-05-22 22:00 | 833.5957 | 259.8539
[5 empty] | 2018-05-22 23:00 | 744.4574 | 273.9105
[5 empty] | 2018-05-23 | 756.7877 | 271.8736
[5 empty] | 2018-05-23 01:00 | 1910.4739 | 605.8819
[5 empty] | 2018-05-23 02:00 | 1917.9926 | 605.2389
[5 empty] | 2018-05-23 03:00 | 2020.9022 | 650.5827
[5 empty] | 2018-05-23 04:00 | 2524.7371 | 918.1679
[5 empty] | 2018-05-23 05:00 | 2211.5383 | 747.2214
[5 empty] | 2018-05-23 06:00 | 2063.5867 | 688.0408
[5 empty] | 2018-05-23 07:00 | 695.4912 | 257.1932
[5 empty] | 2018-05-23 08:00 | 626.4281 | 196.2075
[5 empty] | 2018-05-23 09:00 | 729.2661 | 198.1146
[5 empty] | 2018-05-23 10:00 | 1330.9612 | 499.252
[5 empty] | 2018-05-23 11:00 | 1053.7559 | 362.5286
[5 empty] | 2018-05-23 12:00 | 1094.6896 | 383.8091
[5 empty] | 2018-05-23 13:00 | 1099.3161 | 371.7894
[5 empty] | 2018-05-23 14:00 | 932.82 | 293.2465
[5 empty] | 2018-05-23 15:00 | 722.32 | 187.8584
[5 empty] | 2018-05-23 16:00 | 875.6377 | 254.9142
[5 empty] | 2018-05-23 17:00 | 846.1575 | 248.1064
[5 empty] | 2018-05-23 18:00 | 1066.3956 | 366.6509
[5 empty] | 2018-05-23 19:00 | 1023.8749 | 327.5283
[5 empty] | 2018-05-23 20:00 | 1130.1784 | 383.4022
[5 empty] | 2018-05-23 21:00 | 763.0042 | 211.0327
[5 empty] | 2018-05-23 22:00 | 796.5219 | 253.9782
[5 empty] | 2018-05-23 23:00 | 734.073 | 270.1891
[5 empty] | 2018-05-24 | 737.5668 | 269.2262
[5 empty] | 2018-05-24 01:00 | 1913.0525 | 603.5327
[5 empty] | 2018-05-24 02:00 | 1896.3433 | 601.3779
[5 empty] | 2018-05-24 03:00 | 2018.0608 | 652.6491
[5 empty] | 2018-05-24 04:00 | 2548.0033 | 920.0935
[5 empty] | 2018-05-24 05:00 | 2214.5587 | 749.2446
[5 empty] | 2018-05-24 06:00 | 2093.0348 | 690.4016
[5 empty] | 2018-05-24 07:00 | 745.5084 | 260.1679
[5 empty] | 2018-05-24 08:00 | 668.9034 | 200.3712
[5 empty] | 2018-05-24 09:00 | 738.7183 | 204.7022
[5 empty] | 2018-05-24 10:00 | 1371.8569 | 509.0796
[5 empty] | 2018-05-24 11:00 | 1111.4385 | 377.0274
[5 empty] | 2018-05-24 12:00 | 1177.5732 | 402.293
[5 empty] | 2018-05-24 13:00 | 1184.9322 | 392.9394
[5 empty] | 2018-05-24 14:00 | 997.6318 | 315.8853
[5 empty] | 2018-05-24 15:00 | 807.317 | 210.3621
[5 empty] | 2018-05-24 16:00 | 937.1443 | 275.7778
[5 empty] | 2018-05-24 17:00 | 889.3212 | 265.219
[5 empty] | 2018-05-24 18:00 | 1134.2826 | 377.2021
[5 empty] | 2018-05-24 19:00 | 1053.3288 | 333.9851
[5 empty] | 2018-05-24 20:00 | 1134.8302 | 387.2099
[5 empty] | 2018-05-24 21:00 | 768.2398 | 212.7761
[5 empty] | 2018-05-24 22:00 | 817.145 | 252.2745
[5 empty] | 2018-05-24 23:00 | 752.4732 | 270.7876
[5 empty] | 2018-05-25 | 768.2039 | 270.0731
[5 empty] | 2018-05-25 01:00 | 1924.4567 | 605.5188
[5 empty] | 2018-05-25 02:00 | 1921.5237 | 604.6841
[5 empty] | 2018-05-25 03:00 | 2020.1615 | 651.9939
[5 empty] | 2018-05-25 04:00 | 2561.3902 | 921.8979
[5 empty] | 2018-05-25 05:00 | 2206.7392 | 751.1447
[5 empty] | 2018-05-25 06:00 | 2100.8311 | 691.1811
[5 empty] | 2018-05-25 07:00 | 729.0607 | 261.9933
[5 empty] | 2018-05-25 08:00 | 678.5064 | 200.3925
[5 empty] | 2018-05-25 09:00 | 763.0183 | 206.3226
[5 empty] | 2018-05-25 10:00 | 1397.2733 | 510.9482
[5 empty] | 2018-05-25 11:00 | 1108.821 | 377.2455
[5 empty] | 2018-05-25 12:00 | 1168.6012 | 399.8054
[5 empty] | 2018-05-25 13:00 | 1138.6807 | 388.0304
[5 empty] | 2018-05-25 14:00 | 974.2789 | 309.3297
[5 empty] | 2018-05-25 15:00 | 793.3267 | 202.5406
[5 empty] | 2018-05-25 16:00 | 892.3358 | 267.73
[5 empty] | 2018-05-25 17:00 | 902.4497 | 257.4071
[5 empty] | 2018-05-25 18:00 | 1084.7065 | 370.5782
[5 empty] | 2018-05-25 19:00 | 1022.0368 | 327.7305
[5 empty] | 2018-05-25 20:00 | 1106.5905 | 381.64
[5 empty] | 2018-05-25 21:00 | 764.0351 | 208.5733
[5 empty] | 2018-05-25 22:00 | 816.5017 | 243.2266
[5 empty] | 2018-05-25 23:00 | 753.1368 | 268.8902
[5 empty] | 2018-05-26 | 728.6195 | 269.4976
[5 empty] | 2018-05-26 01:00 | 1907.7602 | 604.1657
[5 empty] | 2018-05-26 02:00 | 1933.6721 | 604.2513
[5 empty] | 2018-05-26 03:00 | 1996.5278 | 650.9079
[5 empty] | 2018-05-26 04:00 | 2565.2827 | 919.5815
[5 empty] | 2018-05-26 05:00 | 10108.701 | 748.4917
[5 empty] | 2018-05-26 06:00 | 9994.1481 | 691.4284
[5 empty] | 2018-05-26 07:00 | 8603.3269 | 260.483
[5 empty] | 2018-05-26 08:00 | 8269.4574 | 195.1763
[5 empty] | 2018-05-26 09:00 | 7902.9999 | 201.3567
[5 empty] | 2018-05-26 10:00 | 8305.0226 | 499.4812
[5 empty] | 2018-05-26 11:00 | 7860.745 | 360.1204
[5 empty] | 2018-05-26 12:00 | 1098.7275 | 376.8325
[5 empty] | 2018-05-26 13:00 | 1041.4278 | 360.9159
[5 empty] | 2018-05-26 14:00 | 894.1066 | 279.9533
[5 empty] | 2018-05-26 15:00 | 677.7552 | 172.3337
[5 empty] | 2018-05-26 16:00 | 802.7714 | 238.3059
[5 empty] | 2018-05-26 17:00 | 812.1323 | 231.9111
[5 empty] | 2018-05-26 18:00 | 1033.9795 | 351.4336
[5 empty] | 2018-05-26 19:00 | 977.9384 | 314.0103
[5 empty] | 2018-05-26 20:00 | 1081.6712 | 372.3395
[5 empty] | 2018-05-26 21:00 | 707.4243 | 202.2941
[5 empty] | 2018-05-26 22:00 | 767.8665 | 238.591
[5 empty] | 2018-05-26 23:00 | 717.5542 | 263.7386
[5 empty] | 2018-05-27 | 745.6465 | 266.7997
[5 empty] | 2018-05-27 01:00 | 1902.2236 | 601.9814
[5 empty] | 2018-05-27 02:00 | 1900.0906 | 600.0325
[5 empty] | 2018-05-27 03:00 | 1897.1125 | 591.4547
[5 empty] | 2018-05-27 04:00 | 1963.7161 | 635.2794
[5 empty] | 2018-05-27 05:00 | 2203.2515 | 749.4425
[5 empty] | 2018-05-27 06:00 | 2306.8654 | 801.0858
[5 empty] | 2018-05-27 07:00 | 1413.4471 | 608.3068
[5 empty] | 2018-05-27 08:00 | 1634.391 | 687.8529
[5 empty] | 2018-05-27 09:00 | 941.2485 | 308.3639
[5 empty] | 2018-05-27 10:00 | 7225.1349 | 58.461
[5 empty] | 2018-05-27 11:00 | 7359.6768 | 68.6282
[5 empty] | 2018-05-27 12:00 | 7442.832 | 130.1253
[5 empty] | 2018-05-27 13:00 | 7426.7678 | 230.5908
[5 empty] | 2018-05-27 14:00 | 7160.4462 | 210.3648
[5 empty] | 2018-05-27 15:00 | 7093.6404 | 300.8372
[5 empty] | 2018-05-27 16:00 | 6707.6098 | 204.9503
[5 empty] | 2018-05-27 17:00 | 6696.7652 | 214.2994
[5 empty] | 2018-05-27 18:00 | 6596.9671 | 132.1134
[5 empty] | 2018-05-27 19:00 | 7463.8852 | 499.1322
[5 empty] | 2018-05-27 20:00 | 903.2104 | 274.9137
[5 empty] | 2018-05-27 21:00 | 1253.9602 | 454.307
[5 empty] | 2018-05-27 22:00 | 1154.1552 | 422.4876
[5 empty] | 2018-05-27 23:00 | 817.7311 | 299.8056
[5 empty] | 2018-05-28 | 734.7819 | 270.745
[5 empty] | 2018-05-28 01:00 | 1919.3173 | 604.8137
[5 empty] | 2018-05-28 02:00 | 1901.1815 | 602.1079
[5 empty] | 2018-05-28 03:00 | 1915.8316 | 595.5316
[5 empty] | 2018-05-28 04:00 | 1996.5045 | 638.11
[5 empty] | 2018-05-28 05:00 | 2221.1814 | 751.1478
[5 empty] | 2018-05-28 06:00 | 2340.5651 | 802.2914
[5 empty] | 2018-05-28 07:00 | 1426.3251 | 610.4172
[5 empty] | 2018-05-28 08:00 | 1615.6689 | 685.12
[5 empty] | 2018-05-28 09:00 | 975.665 | 318.6494
[5 empty] | 2018-05-28 10:00 | 545.6734 | 81.9631
[5 empty] | 2018-05-28 11:00 | 550.7794 | 92.6034
[5 empty] | 2018-05-28 12:00 | 695.906 | 164.527
[5 empty] | 2018-05-28 13:00 | 921.5105 | 273.2405
[5 empty] | 2018-05-28 14:00 | 905.7808 | 257.7182
[5 empty] | 2018-05-28 15:00 | 1112.8629 | 351.6153
[5 empty] | 2018-05-28 16:00 | 913.8391 | 256.4906
[5 empty] | 2018-05-28 17:00 | 928.1619 | 261.9557
[5 empty] | 2018-05-28 18:00 | 756.7235 | 173.6255
[5 empty] | 2018-05-28 19:00 | 1466.2927 | 536.5932
[5 empty] | 2018-05-28 20:00 | 999.33 | 307.3427
[5 empty] | 2018-05-28 21:00 | 1312.8697 | 481.0085
[5 empty] | 2018-05-28 22:00 | 1205.1164 | 443.3054
[5 empty] | 2018-05-28 23:00 | 868.0735 | 314.0944
[5 empty] | 2018-05-29 | 790.0976 | 281.0656
[5 empty] | 2018-05-29 01:00 | 1937.0156 | 613.9813
[5 empty] | 2018-05-29 02:00 | 1937.2925 | 611.9841
[5 empty] | 2018-05-29 03:00 | 2054.9788 | 657.4542
[5 empty] | 2018-05-29 04:00 | 2584.7991 | 923.918
[5 empty] | 2018-05-29 05:00 | 2218.8451 | 751.4761
[5 empty] | 2018-05-29 06:00 | 2102.5792 | 691.3945
[5 empty] | 2018-05-29 07:00 | 726.9735 | 260.3827
[5 empty] | 2018-05-29 08:00 | 648.8918 | 202.05
[5 empty] | 2018-05-29 09:00 | 742.8889 | 204.9151
[5 empty] | 2018-05-29 10:00 | 1382.9675 | 514.676
[5 empty] | 2018-05-29 11:00 | 1182.064 | 388.127
[5 empty] | 2018-05-29 12:00 | 8821.5871 | 418.4577
[5 empty] | 2018-05-29 13:00 | 8821.3903 | 414.3425
[5 empty] | 2018-05-29 14:00 | 8528.2279 | 342.1552
[5 empty] | 2018-05-29 15:00 | 8019.4605 | 240.2825
[5 empty] | 2018-05-29 16:00 | 7889.9093 | 307.1874
[5 empty] | 2018-05-29 17:00 | 7772.5839 | 298.3646
[5 empty] | 2018-05-29 18:00 | 8034.6484 | 413.0341
[5 empty] | 2018-05-29 19:00 | 7715.9883 | 366.8071
[5 empty] | 2018-05-29 20:00 | 7599.6697 | 416.9925
[5 empty] | 2018-05-29 21:00 | 587.8169 | 238.9132
[5 empty] | 2018-05-29 22:00 | 602.1919 | 261.5501
[5 empty] | 2018-05-29 23:00 | 525.5539 | 277.3157
[5 empty] | 2018-05-30 | 519.2243 | 280.4477
[5 empty] | 2018-05-30 01:00 | 1687.1772 | 612.4625
[5 empty] | 2018-05-30 02:00 | 1680.5703 | 610.2172
[5 empty] | 2018-05-30 03:00 | 1769.9562 | 654.4426
[5 empty] | 2018-05-30 04:00 | 2302.2053 | 920.8821
[5 empty] | 2018-05-30 05:00 | 1959.2466 | 749.4096
[5 empty] | 2018-05-30 06:00 | 1840.461 | 689.6143
[5 empty] | 2018-05-30 07:00 | 470.129 | 257.9304
[5 empty] | 2018-05-30 08:00 | 375.7661 | 194.6489
[5 empty] | 2018-05-30 09:00 | 472.1318 | 197.8164
[5 empty] | 2018-05-30 10:00 | 1082.8994 | 501.3952
[5 empty] | 2018-05-30 11:00 | 814.1902 | 365.5942
[5 empty] | 2018-05-30 12:00 | 860.6858 | 387.3118
[5 empty] | 2018-05-30 13:00 | 842.9322 | 376.4954
[5 empty] | 2018-05-30 14:00 | 692.6808 | 300.0019
[5 empty] | 2018-05-30 15:00 | 484.5859 | 195.5491
[5 empty] | 2018-05-30 16:00 | 619.1312 | 262.5136
[5 empty] | 2018-05-30 17:00 | 610.0949 | 256.8711
[5 empty] | 2018-05-30 18:00 | 846.6866 | 374.9312
[5 empty] | 2018-05-30 19:00 | 763.962 | 334.6587
[5 empty] | 2018-05-30 20:00 | 867.6304 | 388.5948
[5 empty] | 2018-05-30 21:00 | 513.0924 | 213.8371
[5 empty] | 2018-05-30 22:00 | 540.1604 | 240.4842
[5 empty] | 2018-05-30 23:00 | 479.5133 | 261.7597
[5 empty] | 2018-05-31 | 489.1677 | 270.2541
[5 empty] | 2018-05-31 01:00 | 1666.2958 | 605.4226
[5 empty] | 2018-05-31 02:00 | 1660.5561 | 603.8678
[5 empty] | 2018-05-31 03:00 | 1776.03 | 655.2663
[5 empty] | 2018-05-31 04:00 | 2311.6876 | 923.2974
[5 empty] | 2018-05-31 05:00 | 1969.7498 | 752.2852
[5 empty] | 2018-05-31 06:00 | 1850.9542 | 692.2596
[5 empty] | 2018-05-31 07:00 | 487.5119 | 262.1982
[5 empty] | 2018-05-31 08:00 | 393.8674 | 198.3414
[5 empty] | 2018-05-31 09:00 | 509.6748 | 207.3989
[5 empty] | 2018-05-31 10:00 | 1121.1053 | 510.3449
[5 empty] | 2018-05-31 11:00 | 863.3328 | 377.2268
[5 empty] | 2018-05-31 12:00 | 919.5528 | 401.527
[5 empty] | 2018-05-31 13:00 | 902.7272 | 391.0273
[5 empty] | 2018-05-31 14:00 | 748.1824 | 313.1379
[5 empty] | 2018-05-31 15:00 | 537.6166 | 207.7114
[5 empty] | 2018-05-31 16:00 | 670.4823 | 274.2695
[5 empty] | 2018-05-31 17:00 | 649.5188 | 264.4105
[5 empty] | 2018-05-31 18:00 | 872.7381 | 378.0766
[5 empty] | 2018-05-31 19:00 | 778.7417 | 334.2545
[5 empty] | 2018-05-31 20:00 | 879.321 | 388.0281
[5 empty] | 2018-05-31 21:00 | 526.2844 | 214.4972
[5 empty] | 2018-05-31 22:00 | 553.112 | 242.1638
[5 empty] | 2018-05-31 23:00 | 487.4884 | 262.6104
[5 empty] | 2018-06-01 | 490.8781 | 269.5339
[5 empty] | 2018-06-01 01:00 | 1666.2172 | 605.4927
[5 empty] | 2018-06-01 02:00 | 1780.5002 | 663.2076
[5 empty] | 2018-06-01 03:00 | 2215.4299 | 877.4081
[5 empty] | 2018-06-01 04:00 | 2411.3711 | 975.3674
[5 empty] | 2018-06-01 05:00 | 2807.2267 | 1173.1301
[5 empty] | 2018-06-01 06:00 | 2210.1363 | 874.5672
[5 empty] | 2018-06-01 07:00 | 877.469 | 461.1725
[5 empty] | 2018-06-01 08:00 | 777.9698 | 393.5204
[5 empty] | 2018-06-01 09:00 | 1232.8146 | 572.6485
[5 empty] | 2018-06-01 10:00 | 1383.6577 | 642.2503
[5 empty] | 2018-06-01 11:00 | 901.0018 | 394.8492
[5 empty] | 2018-06-01 12:00 | 677.6899 | 279.096
[5 empty] | 2018-06-01 13:00 | 904.7915 | 390.3034
[5 empty] | 2018-06-01 14:00 | 1457.1301 | 665.4133
[5 empty] | 2018-06-01 15:00 | 609.7712 | 240.7265
[5 empty] | 2018-06-01 16:00 | 1217.3346 | 543.9959
[5 empty] | 2018-06-01 17:00 | 1286.9942 | 578.7809
[5 empty] | 2018-06-01 18:00 | 464.6779 | 169.109
[5 empty] | 2018-06-01 19:00 | 7106.7812 | 310.7755
[5 empty] | 2018-06-01 20:00 | 7735.9551 | 504.4337
[5 empty] | 2018-06-01 21:00 | 7600.6519 | 408.6422
[5 empty] | 2018-06-01 22:00 | 7502.3939 | 452.5039
[5 empty] | 2018-06-01 23:00 | 7917.2835 | 631.7378
[5 empty] | 2018-06-02 | 7518.9189 | 277.4537
[5 empty] | 2018-06-02 01:00 | 9057.8672 | 609.7456
[5 empty] | 2018-06-02 02:00 | 9392.0194 | 665.7795
[5 empty] | 2018-06-02 03:00 | 9799.7 | 874.9843
[5 empty] | 2018-06-02 04:00 | 10110.369 | 971.3281
[5 empty] | 2018-06-02 05:00 | 10501.816 | 1167.6416
[5 empty] | 2018-06-02 06:00 | 2192.1364 | 869.0234
[5 empty] | 2018-06-02 07:00 | 857.066 | 455.576
[5 empty] | 2018-06-02 08:00 | 757.6165 | 389.0093
[5 empty] | 2018-06-02 09:00 | 1195.6574 | 562.7428
[5 empty] | 2018-06-02 10:00 | 1338.3737 | 631.0762
[5 empty] | 2018-06-02 11:00 | 844.5562 | 381.2837
[5 empty] | 2018-06-02 12:00 | 8254.8425 | 264.4719
[5 empty] | 2018-06-02 13:00 | 8484.1997 | 375.9324
[5 empty] | 2018-06-02 14:00 | 8914.6559 | 651.42
[5 empty] | 2018-06-02 15:00 | 7970.9216 | 227.4109
[5 empty] | 2018-06-02 16:00 | 8584.0767 | 533.4258
[5 empty] | 2018-06-02 17:00 | 8650.2527 | 572.5459
[5 empty] | 2018-06-02 18:00 | 7982.1846 | 170.5545
[5 empty] | 2018-06-02 19:00 | 8316.9386 | 317.1912
[5 empty] | 2018-06-02 20:00 | 8758.9196 | 512.4425
[5 empty] | 2018-06-02 21:00 | 8404.9781 | 416.2886
[5 empty] | 2018-06-02 22:00 | 988.1899 | 458.5695
[5 empty] | 2018-06-02 23:00 | 1236.6641 | 636.2317
[5 empty] | 2018-06-03 | 518.9982 | 282.3159
[5 empty] | 2018-06-03 01:00 | 1686.8809 | 613.599
[5 empty] | 2018-06-03 02:00 | 1676.378 | 610.1501
[5 empty] | 2018-06-03 03:00 | 2009.8478 | 772.7767
[5 empty] | 2018-06-03 04:00 | 2023.9429 | 780.1142
[5 empty] | 2018-06-03 05:00 | 1918.3993 | 727.7591
[5 empty] | 2018-06-03 06:00 | 1651.7931 | 595.0652
[5 empty] | 2018-06-03 07:00 | 653.8856 | 350.5705
[5 empty] | 2018-06-03 08:00 | 1151.3548 | 576.5999
[5 empty] | 2018-06-03 09:00 | 1139.4128 | 532.8075
[5 empty] | 2018-06-03 10:00 | 1055.3206 | 489.5517
[5 empty] | 2018-06-03 11:00 | 1201.2265 | 557.3515
[5 empty] | 2018-06-03 12:00 | 1376.4665 | 641.6926
[5 empty] | 2018-06-03 13:00 | 631.859 | 266.4077
[5 empty] | 2018-06-03 14:00 | 946.8678 | 422.7088
[5 empty] | 2018-06-03 15:00 | 386.4749 | 141.5067
[5 empty] | 2018-06-03 16:00 | 389.8987 | 141.9964
[5 empty] | 2018-06-03 17:00 | 703.0378 | 297.3509
[5 empty] | 2018-06-03 18:00 | 1086.8338 | 487.7569
[5 empty] | 2018-06-03 19:00 | 1120.7422 | 504.66
[5 empty] | 2018-06-03 20:00 | 804.5176 | 347.8564
[5 empty] | 2018-06-03 21:00 | 1027.0487 | 461.7091
[5 empty] | 2018-06-03 22:00 | 1471.6047 | 698.6221
[5 empty] | 2018-06-03 23:00 | 569.3116 | 300.7876
[5 empty] | 2018-06-04 | 525.4199 | 284.8167
[5 empty] | 2018-06-04 01:00 | 1690.4354 | 615.1913
[5 empty] | 2018-06-04 02:00 | 1677.1117 | 610.5408
[5 empty] | 2018-06-04 03:00 | 2019.8871 | 776.0231
[5 empty] | 2018-06-04 04:00 | 2034.7458 | 783.5176
[5 empty] | 2018-06-04 05:00 | 1932.2267 | 731.8713
[5 empty] | 2018-06-04 06:00 | 1670.4812 | 600.2103
[5 empty] | 2018-06-04 07:00 | 680.2883 | 357.3144
[5 empty] | 2018-06-04 08:00 | 1171.3979 | 578.7128
[5 empty] | 2018-06-04 09:00 | 1193.2196 | 546.8063
[5 empty] | 2018-06-04 10:00 | 1140.9358 | 514.808
[5 empty] | 2018-06-04 11:00 | 1285.494 | 580.7868
[5 empty] | 2018-06-04 12:00 | 1473.842 | 669.871
[5 empty] | 2018-06-04 13:00 | 733.106 | 296.3979
[5 empty] | 2018-06-04 14:00 | 1049.8963 | 453.7341
[5 empty] | 2018-06-04 15:00 | 482.4158 | 170.1126
[5 empty] | 2018-06-04 16:00 | 480.2073 | 168.5786
[5 empty] | 2018-06-04 17:00 | 779.6829 | 318.1791
[5 empty] | 2018-06-04 18:00 | 1143.5114 | 501.3089
[5 empty] | 2018-06-04 19:00 | 1161.3711 | 512.8979
[5 empty] | 2018-06-04 20:00 | 826.8567 | 350.4247
[5 empty] | 2018-06-04 21:00 | 1035.6152 | 459.8397
[5 empty] | 2018-06-04 22:00 | 1473.9528 | 695.1621
[5 empty] | 2018-06-04 23:00 | 569.6588 | 297.5561
[5 empty] | 2018-06-05 | 528.0671 | 283.5026
[5 empty] | 2018-06-05 01:00 | 1697.7737 | 616.5831
[5 empty] | 2018-06-05 02:00 | 1806.0027 | 672.0508
[5 empty] | 2018-06-05 03:00 | 2235.3143 | 884.0413
[5 empty] | 2018-06-05 04:00 | 2426.5892 | 980.0563
[5 empty] | 2018-06-05 05:00 | 2818.3506 | 1176.0278
[5 empty] | 2018-06-05 06:00 | 2222.4052 | 877.2716
[5 empty] | 2018-06-05 07:00 | 890.7421 | 464.1709
[5 empty] | 2018-06-05 08:00 | 8245.9696 | 378.5239
[5 empty] | 2018-06-05 09:00 | 8466.0443 | 575.3725
[5 empty] | 2018-06-05 10:00 | 8807.0822 | 649.7134
[5 empty] | 2018-06-05 11:00 | 8438.1473 | 404.7984
[5 empty] | 2018-06-05 12:00 | 8153.4975 | 290.5784
[5 empty] | 2018-06-05 13:00 | 8210.2829 | 402.7977
[5 empty] | 2018-06-05 14:00 | 8494.9333 | 677.596
[5 empty] | 2018-06-05 15:00 | 7289.1163 | 251.2385
[5 empty] | 2018-06-05 16:00 | 7702.6948 | 554.3941
[5 empty] | 2018-06-05 17:00 | 1314.0879 | 588.7709
[5 empty] | 2018-06-05 18:00 | 489.9004 | 178.5321
[5 empty] | 2018-06-05 19:00 | 762.7078 | 318.1992
[5 empty] | 2018-06-05 20:00 | 1131.7387 | 507.2961
[5 empty] | 2018-06-05 21:00 | 928.2627 | 409.8218
[5 empty] | 2018-06-05 22:00 | 986.2368 | 453.9102
[5 empty] | 2018-06-05 23:00 | 1233.404 | 631.3003
[5 empty] | 2018-06-06 | 513.578 | 278.5146
[5 empty] | 2018-06-06 01:00 | 1682.9053 | 611.2256
[5 empty] | 2018-06-06 02:00 | 1794.3619 | 667.8218
[5 empty] | 2018-06-06 03:00 | 2216.1142 | 878.1327
[5 empty] | 2018-06-06 04:00 | 2408.1062 | 974.4678
[5 empty] | 2018-06-06 05:00 | 2799.7374 | 1170.6579
[5 empty] | 2018-06-06 06:00 | 2203.9693 | 872.3915
[5 empty] | 2018-06-06 07:00 | 869.3821 | 458.6761
[5 empty] | 2018-06-06 08:00 | 741.7039 | 372.5534
[5 empty] | 2018-06-06 09:00 | 1207.3167 | 566.0944
[5 empty] | 2018-06-06 10:00 | 1350.0853 | 635.1461
[5 empty] | 2018-06-06 11:00 | 852.293 | 384.2709
[5 empty] | 2018-06-06 12:00 | 619.1682 | 265.446
[5 empty] | 2018-06-06 13:00 | 840.9734 | 374.0826
[5 empty] | 2018-06-06 14:00 | 1387.6371 | 646.5448
[5 empty] | 2018-06-06 15:00 | 531.2199 | 218.4807
[5 empty] | 2018-06-06 16:00 | 1140.7686 | 522.6351
[5 empty] | 2018-06-06 17:00 | 1219.5472 | 560.7158
[5 empty] | 2018-06-06 18:00 | 410.7152 | 155.5658
[5 empty] | 2018-06-06 19:00 | 694.0929 | 298.3004
[5 empty] | 2018-06-06 20:00 | 1072.6431 | 489.8562
[5 empty] | 2018-06-06 21:00 | 876.7381 | 394.3066
[5 empty] | 2018-06-06 22:00 | 943.9458 | 440.5897
[5 empty] | 2018-06-06 23:00 | 1205.0035 | 622.5217
[5 empty] | 2018-06-07 | 495.9396 | 273.1394
[5 empty] | 2018-06-07 01:00 | 1667.9131 | 606.5659
[5 empty] | 2018-06-07 02:00 | 1776.3633 | 662.2959
[5 empty] | 2018-06-07 03:00 | 2222.0384 | 878.6901
[5 empty] | 2018-06-07 04:00 | 2416.112 | 975.7162
[5 empty] | 2018-06-07 05:00 | 2809.9512 | 1172.5922
[5 empty] | 2018-06-07 06:00 | 2214.2746 | 874.3826
[5 empty] | 2018-06-07 07:00 | 883.7977 | 461.6207
[5 empty] | 2018-06-07 08:00 | 763.4465 | 376.6955
[5 empty] | 2018-06-07 09:00 | 1241.2222 | 573.4186
[5 empty] | 2018-06-07 10:00 | 1393.2085 | 644.9137
[5 empty] | 2018-06-07 11:00 | 910.0559 | 398.6458
[5 empty] | 2018-06-07 12:00 | 689.0485 | 283.8505
[5 empty] | 2018-06-07 13:00 | 916.291 | 394.8
[5 empty] | 2018-06-07 14:00 | 1467.0716 | 669.2846
[5 empty] | 2018-06-07 15:00 | 616.7154 | 243.6205
[5 empty] | 2018-06-07 16:00 | 1221.6978 | 545.9439
[5 empty] | 2018-06-07 17:00 | 1288.8994 | 579.6758
[5 empty] | 2018-06-07 18:00 | 470.5273 | 171.5199
[5 empty] | 2018-06-07 19:00 | 748.6879 | 313.0973
[5 empty] | 2018-06-07 20:00 | 1120.0307 | 503.0141
[5 empty] | 2018-06-07 21:00 | 918.9413 | 406.4251
[5 empty] | 2018-06-07 22:00 | 977.6531 | 450.1575
[5 empty] | 2018-06-07 23:00 | 1226.8206 | 628.1779
[5 empty] | 2018-06-08 | 509.6931 | 276.799
[5 empty] | 2018-06-08 01:00 | 1680.0365 | 609.7618
[5 empty] | 2018-06-08 02:00 | 1791.1529 | 666.2375
[5 empty] | 2018-06-08 03:00 | 2220.362 | 878.3832
[5 empty] | 2018-06-08 04:00 | 2413.7005 | 975.3367
[5 empty] | 2018-06-08 05:00 | 2808.0285 | 1172.266
[5 empty] | 2018-06-08 06:00 | 2212.3195 | 873.7443
[5 empty] | 2018-06-08 07:00 | 882.7449 | 461.0624
[5 empty] | 2018-06-08 08:00 | 763.9572 | 376.4787
[5 empty] | 2018-06-08 09:00 | 1240.7562 | 573.0954
[5 empty] | 2018-06-08 10:00 | 1397.2278 | 646.0663
[5 empty] | 2018-06-08 11:00 | 919.327 | 401.571
[5 empty] | 2018-06-08 12:00 | 704.4169 | 289.5036
[5 empty] | 2018-06-08 13:00 | 936.7563 | 402.8343
[5 empty] | 2018-06-08 14:00 | 1492.0468 | 679.1547
[5 empty] | 2018-06-08 15:00 | 643.629 | 254.1885
[5 empty] | 2018-06-08 16:00 | 1253.1258 | 558.2367
[5 empty] | 2018-06-08 17:00 | 1324.9909 | 593.6117
[5 empty] | 2018-06-08 18:00 | 506.6097 | 185.1818
[5 empty] | 2018-06-08 19:00 | 785.8748 | 326.9105
[5 empty] | 2018-06-08 20:00 | 1156.6643 | 516.5621
[5 empty] | 2018-06-08 21:00 | 947.4372 | 417.2246
[5 empty] | 2018-06-08 22:00 | 1001.7898 | 459.7644
[5 empty] | 2018-06-08 23:00 | 1247.7509 | 636.4878
[5 empty] | 2018-06-09 | 525.7971 | 282.9735
[5 empty] | 2018-06-09 01:00 | 2418.7304 | 677.8805
[5 empty] | 2018-06-09 02:00 | 4651.6965 | 929.5112
[5 empty] | 2018-06-09 03:00 | 4758.5283 | 1136.6437
[5 empty] | 2018-06-09 04:00 | 4807.5591 | 1229.1272
[5 empty] | 2018-06-09 05:00 | 5507.1855 | 1454.1257
[5 empty] | 2018-06-09 06:00 | 4708.374 | 1123.1197
[5 empty] | 2018-06-09 07:00 | 3202.7751 | 708.7416
[5 empty] | 2018-06-09 08:00 | 3445.509 | 630.2724
[5 empty] | 2018-06-09 09:00 | 3561.4244 | 821.8162
[5 empty] | 2018-06-09 10:00 | 3761.8328 | 864.2104
[5 empty] | 2018-06-09 11:00 | 3077.4261 | 629.982
[5 empty] | 2018-06-09 12:00 | 2954.2901 | 516.9273
[5 empty] | 2018-06-09 13:00 | 2964.8436 | 591.6265
[5 empty] | 2018-06-09 14:00 | 3786.9134 | 892.5718
[5 empty] | 2018-06-09 15:00 | 2922.6539 | 479.1819
[5 empty] | 2018-06-09 16:00 | 3406.9431 | 767.0096
[5 empty] | 2018-06-09 17:00 | 3458.1498 | 835.5071
[5 empty] | 2018-06-09 18:00 | 9574.3786 | 397.1234
[5 empty] | 2018-06-09 19:00 | 9391.7512 | 540.7484
[5 empty] | 2018-06-09 20:00 | 10460.3893 | 757.2894
[5 empty] | 2018-06-09 21:00 | 9628.1782 | 665.9263
[5 empty] | 2018-06-09 22:00 | 9775.0898 | 685.0542
[5 empty] | 2018-06-09 23:00 | 10655.5858 | 842.9795
[5 empty] | 2018-06-10 | 10089.2873 | 550.3646
[5 empty] | 2018-06-10 01:00 | 11668.5201 | 839.2325
[5 empty] | 2018-06-10 02:00 | 12179.9952 | 875.2473
[5 empty] | 2018-06-10 03:00 | 4310.786 | 1013.7325
[5 empty] | 2018-06-10 04:00 | 4426.2987 | 1038.2459
[5 empty] | 2018-06-10 05:00 | 4350.457 | 985.5591
[5 empty] | 2018-06-10 06:00 | 3970.3164 | 855.1256
[5 empty] | 2018-06-10 07:00 | 3039.7383 | 593.5731
[5 empty] | 2018-06-10 08:00 | 3544.775 | 819.3909
[5 empty] | 2018-06-10 09:00 | 3627.1523 | 794.716
[5 empty] | 2018-06-10 10:00 | 3454.5209 | 734.4793
[5 empty] | 2018-06-10 11:00 | 3527.7625 | 794.8454
[5 empty] | 2018-06-10 12:00 | 3916.5494 | 884.0394
[5 empty] | 2018-06-10 13:00 | 3238.9042 | 484.7741
[5 empty] | 2018-06-10 14:00 | 3259.5725 | 660.2233
[5 empty] | 2018-06-10 15:00 | 2683.634 | 359.2465
[5 empty] | 2018-06-10 16:00 | 2954.6943 | 334.9687
[5 empty] | 2018-06-10 17:00 | 3024.5714 | 528.2816
[5 empty] | 2018-06-10 18:00 | 3588.3652 | 690.4668
[5 empty] | 2018-06-10 19:00 | 3412.3351 | 719.3237
[5 empty] | 2018-06-10 20:00 | 3378.5637 | 564.5746
[5 empty] | 2018-06-10 21:00 | 3156.2996 | 679.8685
[5 empty] | 2018-06-10 22:00 | 3959.2351 | 907.0928
[5 empty] | 2018-06-10 23:00 | 3072.9241 | 565.2643
[5 empty] | 2018-06-11 | 2868.4711 | 529.6031
[5 empty] | 2018-06-11 01:00 | 4343.6829 | 860.4279
[5 empty] | 2018-06-11 02:00 | 4241.483 | 858.4837
[5 empty] | 2018-06-11 03:00 | 4585.1324 | 1039.2916
[5 empty] | 2018-06-11 04:00 | 4251.7362 | 1026.9103
[5 empty] | 2018-06-11 05:00 | 4482.7627 | 992.2479
[5 empty] | 2018-06-11 06:00 | 4277.7101 | 831.3318
[5 empty] | 2018-06-11 07:00 | 3200.6577 | 619.24
[5 empty] | 2018-06-11 08:00 | 3733.3677 | 813.9193
[5 empty] | 2018-06-11 09:00 | 3470.8463 | 793.9987
[5 empty] | 2018-06-11 10:00 | 3708.4519 | 763.6379
[5 empty] | 2018-06-11 11:00 | 3700.4491 | 825.1665
[5 empty] | 2018-06-11 12:00 | 3915.2449 | 905.2369
[5 empty] | 2018-06-11 13:00 | 3190.6856 | 527.438
[5 empty] | 2018-06-11 14:00 | 3259.845 | 674.6836
[5 empty] | 2018-06-11 15:00 | 3030.0883 | 424.5338
[5 empty] | 2018-06-11 16:00 | 2978.2543 | 418.9783
[5 empty] | 2018-06-11 17:00 | 3241.6213 | 564.0683
[5 empty] | 2018-06-11 18:00 | 3496.3538 | 749.0499
[5 empty] | 2018-06-11 19:00 | 3322.9264 | 770.3923
[5 empty] | 2018-06-11 20:00 | 3405.5269 | 605.4432
[5 empty] | 2018-06-11 21:00 | 3535.5679 | 723.6225
[5 empty] | 2018-06-11 22:00 | 3988.1659 | 962.6426
[5 empty] | 2018-06-11 23:00 | 2757.3726 | 551.3611
[5 empty] | 2018-06-12 | 3322.8465 | 549.2806
[5 empty] | 2018-06-12 01:00 | 4321.4375 | 879.4436
[5 empty] | 2018-06-12 02:00 | 4467.5272 | 949.7884
[5 empty] | 2018-06-12 03:00 | 5061.994 | 1150.1981
[5 empty] | 2018-06-12 04:00 | 5294.9564 | 1220.8225
[5 empty] | 2018-06-12 05:00 | 5429.2013 | 1425.1111
[5 empty] | 2018-06-12 06:00 | 4803.6742 | 1126.8491
[5 empty] | 2018-06-12 07:00 | 3318.7185 | 707.7911
[5 empty] | 2018-06-12 08:00 | 3273.0683 | 633.7648
[5 empty] | 2018-06-12 09:00 | 3298.1164 | 825.5266
[5 empty] | 2018-06-12 10:00 | 11334.8048 | 919.9331
[5 empty] | 2018-06-12 11:00 | 11105.4193 | 659.7086
[5 empty] | 2018-06-12 12:00 | 10719.4825 | 556.9717
[5 empty] | 2018-06-12 13:00 | 11351.4198 | 649.115
[5 empty] | 2018-06-12 14:00 | 11919.7448 | 950.9149
[5 empty] | 2018-06-12 15:00 | 10751.5777 | 526.4389
[5 empty] | 2018-06-12 16:00 | 11490.1106 | 830.9194
[5 empty] | 2018-06-12 17:00 | 11291.642 | 854.6951
[5 empty] | 2018-06-12 18:00 | 10620.6959 | 461.2647
[5 empty] | 2018-06-12 19:00 | 11375.186 | 587.2319
[5 empty] | 2018-06-12 20:00 | 11200.9015 | 793.5216
[5 empty] | 2018-06-12 21:00 | 3651.6748 | 674.8888
[5 empty] | 2018-06-12 22:00 | 3801.4777 | 700.4495
[5 empty] | 2018-06-12 23:00 | 3916.3846 | 898.5698
[5 empty] | 2018-06-13 | 2928.5773 | 561.2693
[5 empty] | 2018-06-13 01:00 | 4245.5001 | 868.9153
[5 empty] | 2018-06-13 02:00 | 4280.0019 | 931.0201
[5 empty] | 2018-06-13 03:00 | 4534.907 | 1129.8849
[5 empty] | 2018-06-13 04:00 | 4908.1519 | 1239.4538
[5 empty] | 2018-06-13 05:00 | 5150.945 | 1431.271
[5 empty] | 2018-06-13 06:00 | 4756.7269 | 1148.9121
[5 empty] | 2018-06-13 07:00 | 3287.519 | 720.0226
[5 empty] | 2018-06-13 08:00 | 3124.2879 | 636.4974
[5 empty] | 2018-06-13 09:00 | 3752.2925 | 838.4227
[5 empty] | 2018-06-13 10:00 | 3471.9656 | 880.9324
[5 empty] | 2018-06-13 11:00 | 3390.6677 | 654.2003
[5 empty] | 2018-06-13 12:00 | 3087.1662 | 541.2042
[5 empty] | 2018-06-13 13:00 | 3410.3061 | 674.3358
[5 empty] | 2018-06-13 14:00 | 3729.9342 | 915.6599
[5 empty] | 2018-06-13 15:00 | 3024.3516 | 501.8626
[5 empty] | 2018-06-13 16:00 | 3970.0232 | 776.7051
[5 empty] | 2018-06-13 17:00 | 3578.606 | 845.8756
[5 empty] | 2018-06-13 18:00 | 3227.8452 | 447.1298
[5 empty] | 2018-06-13 19:00 | 3480.2657 | 591.4998
[5 empty] | 2018-06-13 20:00 | 3506.3563 | 766.1217
[5 empty] | 2018-06-13 21:00 | 3313.0131 | 674.9835
[5 empty] | 2018-06-13 22:00 | 3399.117 | 688.3156
[5 empty] | 2018-06-13 23:00 | 3867.032 | 904.1727
[5 empty] | 2018-06-14 | 2973.4089 | 550.446
[5 empty] | 2018-06-14 01:00 | 4433.5159 | 886.3751
[5 empty] | 2018-06-14 02:00 | 4329.2172 | 919.7502
[5 empty] | 2018-06-14 03:00 | 4868.8187 | 1138.8855
[5 empty] | 2018-06-14 04:00 | 4949.002 | 1259.4506
[5 empty] | 2018-06-14 05:00 | 5450.0283 | 1435.3329
[5 empty] | 2018-06-14 06:00 | 4726.1392 | 1150.6927
[5 empty] | 2018-06-14 07:00 | 3641.7648 | 703.1258
[5 empty] | 2018-06-14 08:00 | 3488.5209 | 637.7687
[5 empty] | 2018-06-14 09:00 | 3773.3472 | 819.254
[5 empty] | 2018-06-14 10:00 | 3689.2667 | 911.9015
[5 empty] | 2018-06-14 11:00 | 3408.6273 | 671.1714
[5 empty] | 2018-06-14 12:00 | 3313.1073 | 556.3893
[5 empty] | 2018-06-14 13:00 | 3675.1656 | 677.1881
[5 empty] | 2018-06-14 14:00 | 4221.9381 | 952.8319
[5 empty] | 2018-06-14 15:00 | 3256.8796 | 533.7534
[5 empty] | 2018-06-14 16:00 | 3727.8448 | 809.2814
[5 empty] | 2018-06-14 17:00 | 4069.6002 | 868.8308
[5 empty] | 2018-06-14 18:00 | 3124.3106 | 457.0514
[5 empty] | 2018-06-14 19:00 | 3590.8309 | 586.7054
[5 empty] | 2018-06-14 20:00 | 3760.5484 | 793.6541
[5 empty] | 2018-06-14 21:00 | 3931.6785 | 682.4899
[5 empty] | 2018-06-14 22:00 | 3727.9608 | 711.6118
[5 empty] | 2018-06-14 23:00 | 4329.4045 | 893.2208
[5 empty] | 2018-06-15 | 3219.652 | 537.4318
[5 empty] | 2018-06-15 01:00 | 4432.0081 | 863.8851
[5 empty] | 2018-06-15 02:00 | 4253.0876 | 911.1683
[5 empty] | 2018-06-15 03:00 | 5125.339 | 1159.6712
[5 empty] | 2018-06-15 04:00 | 4952.3793 | 1249.5416
[5 empty] | 2018-06-15 05:00 | 5439.4441 | 1419.7695
[5 empty] | 2018-06-15 06:00 | 4959.9653 | 1122.1059
[5 empty] | 2018-06-15 07:00 | 3490.2502 | 746.247
[5 empty] | 2018-06-15 08:00 | 3324.1448 | 628.3665
[5 empty] | 2018-06-15 09:00 | 3813.9299 | 825.2022
[5 empty] | 2018-06-15 10:00 | 3998.6694 | 907.2137
[5 empty] | 2018-06-15 11:00 | 3587.7587 | 666.7741
[5 empty] | 2018-06-15 12:00 | 3547.046 | 542.3981
[5 empty] | 2018-06-15 13:00 | 3393.0288 | 655.0256
[5 empty] | 2018-06-15 14:00 | 4079.9174 | 912.7084
[5 empty] | 2018-06-15 15:00 | 3688.1879 | 510.8494
[5 empty] | 2018-06-15 16:00 | 3824.2747 | 810.591
[5 empty] | 2018-06-15 17:00 | 4158.0609 | 846.4805
[5 empty] | 2018-06-15 18:00 | 3159.1816 | 421.7107
[5 empty] | 2018-06-15 19:00 | 3723.0144 | 578.5752
[5 empty] | 2018-06-15 20:00 | 4030.6938 | 755.4493
[5 empty] | 2018-06-15 21:00 | 3497.2081 | 668.8786
[5 empty] | 2018-06-15 22:00 | 3652.9832 | 683.3255
[5 empty] | 2018-06-15 23:00 | 3725.2966 | 872.7804
[5 empty] | 2018-06-16 | 3421.9588 | 517.1553
[5 empty] | 2018-06-16 01:00 | 4054.1362 | 848.6752
[5 empty] | 2018-06-16 02:00 | 4381.642 | 941.6894
[5 empty] | 2018-06-16 03:00 | 5005.9335 | 1131.2271
[5 empty] | 2018-06-16 04:00 | 5233.8307 | 1220.2305
[5 empty] | 2018-06-16 05:00 | 5379.7518 | 1401.0481
[5 empty] | 2018-06-16 06:00 | 4952.3933 | 1121.2912
[5 empty] | 2018-06-16 07:00 | 3458.3832 | 721.0267
[5 empty] | 2018-06-16 08:00 | 3434.6594 | 635.7632
[5 empty] | 2018-06-16 09:00 | 4191.8766 | 840.3415
[5 empty] | 2018-06-16 10:00 | 3865.6953 | 871.3854
[5 empty] | 2018-06-16 11:00 | 3746.1878 | 640.7869
[5 empty] | 2018-06-16 12:00 | 3384.8945 | 524.4973
[5 empty] | 2018-06-16 13:00 | 3309.2625 | 605.5879
[5 empty] | 2018-06-16 14:00 | 4160.4122 | 893.7459
[5 empty] | 2018-06-16 15:00 | 3479.5206 | 465.4642
[5 empty] | 2018-06-16 16:00 | 3592.6106 | 777.1904
[5 empty] | 2018-06-16 17:00 | 3927.7388 | 803.8064
[5 empty] | 2018-06-16 18:00 | 3016.7012 | 417.7101
[5 empty] | 2018-06-16 19:00 | 3316.6729 | 541.4864
[5 empty] | 2018-06-16 20:00 | 4247.2465 | 714.3045
[5 empty] | 2018-06-16 21:00 | 3402.6361 | 636.7291
[5 empty] | 2018-06-16 22:00 | 4016.3063 | 681.9429
[5 empty] | 2018-06-16 23:00 | 9995.3451 | 860.8188
[5 empty] | 2018-06-17 | 9866.7922 | 496.5654
[5 empty] | 2018-06-17 01:00 | 11669.3669 | 851.4511
[5 empty] | 2018-06-17 02:00 | 11654.7209 | 834.1831
[5 empty] | 2018-06-17 03:00 | 12458.7638 | 1024.8415
[5 empty] | 2018-06-17 04:00 | 12541.8796 | 1002.6571
[5 empty] | 2018-06-17 05:00 | 12532.0987 | 977.1217
[5 empty] | 2018-06-17 06:00 | 11583.7266 | 863.1192
[5 empty] | 2018-06-17 07:00 | 10869.875 | 596.1226
[5 empty] | 2018-06-17 08:00 | 10894.0857 | 825.6207
[5 empty] | 2018-06-17 09:00 | 3660.2691 | 785.8997
[5 empty] | 2018-06-17 10:00 | 3613.9277 | 749.0562
[5 empty] | 2018-06-17 11:00 | 4098.3376 | 786.445
[5 empty] | 2018-06-17 12:00 | 10575.1239 | 877.1978
[5 empty] | 2018-06-17 13:00 | 9417.6802 | 470.1846
[5 empty] | 2018-06-17 14:00 | 9588.3328 | 640.3983
[5 empty] | 2018-06-17 15:00 | 8853.5765 | 365.8643
[5 empty] | 2018-06-17 16:00 | 8561.4663 | 363.2879
[5 empty] | 2018-06-17 17:00 | 8984.4589 | 517.6557
[5 empty] | 2018-06-17 18:00 | 9191.6113 | 678.8436
[5 empty] | 2018-06-17 19:00 | 9467.5445 | 686.6005
[5 empty] | 2018-06-17 20:00 | 8865.3978 | 559.0183
[5 empty] | 2018-06-17 21:00 | 9653.3355 | 666.954
[5 empty] | 2018-06-17 22:00 | 10045.7428 | 800.7975
[5 empty] | 2018-06-17 23:00 | 7431.9275 | 275.7409
[5 empty] | 2018-06-18 | 749.6717 | 269.2838
[5 empty] | 2018-06-18 01:00 | 1932.9126 | 604.7423
[5 empty] | 2018-06-18 02:00 | 1913.6137 | 603.1843
[5 empty] | 2018-06-18 03:00 | 2257.6367 | 770.7926
[5 empty] | 2018-06-18 04:00 | 2270.1486 | 778.5444
[5 empty] | 2018-06-18 05:00 | 2175.5193 | 726.8625
[5 empty] | 2018-06-18 06:00 | 1900.9876 | 595.7038
[5 empty] | 2018-06-18 07:00 | 898.9086 | 353.202
[5 empty] | 2018-06-18 08:00 | 1389.7247 | 572.8994
[5 empty] | 2018-06-18 09:00 | 1429.6554 | 542.2416
[5 empty] | 2018-06-18 10:00 | 1370.7307 | 504.8365
[5 empty] | 2018-06-18 11:00 | 1494.1426 | 565.0379
[5 empty] | 2018-06-18 12:00 | 1677.5063 | 648.2146
[5 empty] | 2018-06-18 13:00 | 927.3206 | 271.1152
[5 empty] | 2018-06-18 14:00 | 1216.6767 | 427.2574
[5 empty] | 2018-06-18 15:00 | 683.3055 | 144.8579
[5 empty] | 2018-06-18 16:00 | 669.6366 | 142.0104
[5 empty] | 2018-06-18 17:00 | 964.5989 | 292.2943
[5 empty] | 2018-06-18 18:00 | 1349.4295 | 475.4437
[5 empty] | 2018-06-18 19:00 | 1336.8984 | 487.0854
[5 empty] | 2018-06-18 20:00 | 1029.0539 | 329.3475
[5 empty] | 2018-06-18 21:00 | 1238.2929 | 444.3068
[5 empty] | 2018-06-18 22:00 | 1662.2478 | 666.6483
[5 empty] | 2018-06-18 23:00 | 794.1755 | 286.2945
[5 empty] | 2018-06-19 | 774.0855 | 276.7556
[5 empty] | 2018-06-19 01:00 | 1939.311 | 610.4074
[5 empty] | 2018-06-19 02:00 | 2052.8859 | 666.9458
[5 empty] | 2018-06-19 03:00 | 2479.4052 | 879.318
[5 empty] | 2018-06-19 04:00 | 2670.8392 | 975.4999
[5 empty] | 2018-06-19 05:00 | 3060.1678 | 1172.0589
[5 empty] | 2018-06-19 06:00 | 2440.584 | 873.9543
[5 empty] | 2018-06-19 07:00 | 1129.3982 | 460.7965
[5 empty] | 2018-06-19 08:00 | 1009.9051 | 376.1948
[5 empty] | 2018-06-19 09:00 | 1469.7082 | 572.7558
[5 empty] | 2018-06-19 10:00 | 1640.5605 | 645.4291
[5 empty] | 2018-06-19 11:00 | 1183.1153 | 400.6632
[5 empty] | 2018-06-19 12:00 | 945.1604 | 287.5493
[5 empty] | 2018-06-19 13:00 | 1187.8914 | 400.3886
[5 empty] | 2018-06-19 14:00 | 1744.4483 | 676.536
[5 empty] | 2018-06-19 15:00 | 897.8736 | 252.2645
[5 empty] | 2018-06-19 16:00 | 1497.8414 | 555.2133
[5 empty] | 2018-06-19 17:00 | 1561.46 | 589.7761
[5 empty] | 2018-06-19 18:00 | 732.7065 | 182.7785
[5 empty] | 2018-06-19 19:00 | 1023.9384 | 326.2001
[5 empty] | 2018-06-19 20:00 | 1398.2558 | 518.6396
[5 empty] | 2018-06-19 21:00 | 1219.4114 | 421.055
[5 empty] | 2018-06-19 22:00 | 1233.2882 | 445.8047
[5 empty] | 2018-06-19 23:00 | 1491.6397 | 635.021
[5 empty] | 2018-06-20 | 770.5833 | 285.3203
[5 empty] | 2018-06-20 01:00 | 1964.6694 | 617.0141
[5 empty] | 2018-06-20 02:00 | 2079.6975 | 672.7331
[5 empty] | 2018-06-20 03:00 | 2479.1797 | 882.5318
[5 empty] | 2018-06-20 04:00 | 2662.5164 | 977.7668
[5 empty] | 2018-06-20 05:00 | 3054.8349 | 1172.9518
[5 empty] | 2018-06-20 06:00 | 2496.9576 | 874.185
[5 empty] | 2018-06-20 07:00 | 1142.6243 | 460.1562
[5 empty] | 2018-06-20 08:00 | 972.2867 | 373.341
[5 empty] | 2018-06-20 09:00 | 1472.2738 | 567.1286
[5 empty] | 2018-06-20 10:00 | 1618.7326 | 637.7974
[5 empty] | 2018-06-20 11:00 | 1139.2677 | 389.2394
[5 empty] | 2018-06-20 12:00 | 890.9539 | 272.7061
[5 empty] | 2018-06-20 13:00 | 1113.9083 | 383.905
[5 empty] | 2018-06-20 14:00 | 1669.7891 | 659.7951
[5 empty] | 2018-06-20 15:00 | 864.4018 | 237.4096
[5 empty] | 2018-06-20 16:00 | 1431.2809 | 542.8543
[5 empty] | 2018-06-20 17:00 | 1526.683 | 584.0091
[5 empty] | 2018-06-20 18:00 | 719.274 | 181.7292
[5 empty] | 2018-06-20 19:00 | 1018.4948 | 326.401
[5 empty] | 2018-06-20 20:00 | 1398.7387 | 519.7486
[5 empty] | 2018-06-20 21:00 | 1214.5232 | 423.6022
[5 empty] | 2018-06-20 22:00 | 1241.9726 | 446.7753
[5 empty] | 2018-06-20 23:00 | 1482.3472 | 634.8677
[5 empty] | 2018-06-21 | 781.4315 | 287.1849
[5 empty] | 2018-06-21 01:00 | 1962.0116 | 618.3712
[5 empty] | 2018-06-21 02:00 | 2067.4244 | 672.1314
[5 empty] | 2018-06-21 03:00 | 2487.9686 | 887.128
[5 empty] | 2018-06-21 04:00 | 2676.474 | 982.5106
[5 empty] | 2018-06-21 05:00 | 3069.6632 | 1178.7566
[5 empty] | 2018-06-21 06:00 | 2497.7455 | 879.9931
[5 empty] | 2018-06-21 07:00 | 1166.5824 | 466.0436
[5 empty] | 2018-06-21 08:00 | 1015.6101 | 379.4557
[5 empty] | 2018-06-21 09:00 | 1505.0874 | 576.3701
[5 empty] | 2018-06-21 10:00 | 1638.9202 | 650.5015
[5 empty] | 2018-06-21 11:00 | 1189.0091 | 406.5759
[5 empty] | 2018-06-21 12:00 | 984.866 | 295.6991
[5 empty] | 2018-06-21 13:00 | 1226.094 | 411.8193
[5 empty] | 2018-06-21 14:00 | 1770.9492 | 690.5883
[5 empty] | 2018-06-21 15:00 | 921.4048 | 267.6605
[5 empty] | 2018-06-21 16:00 | 1444.7956 | 574.9447
[5 empty] | 2018-06-21 17:00 | 1377.306 | 613.3105
[5 empty] | 2018-06-21 18:00 | 558.6383 | 204.7561
[5 empty] | 2018-06-21 19:00 | 833.9408 | 345.1126
[5 empty] | 2018-06-21 20:00 | 1204.8397 | 534.716
[5 empty] | 2018-06-21 21:00 | 1002.9726 | 437.5396
[5 empty] | 2018-06-21 22:00 | 1023.7569 | 459.1123
[5 empty] | 2018-06-21 23:00 | 1272.9337 | 644.3009
[5 empty] | 2018-06-22 | 551.2274 | 292.9383
[5 empty] | 2018-06-22 01:00 | 1713.8187 | 622.8353
[5 empty] | 2018-06-22 02:00 | 1821.9651 | 677.9856
[5 empty] | 2018-06-22 03:00 | 2247.661 | 888.7615
[5 empty] | 2018-06-22 04:00 | 2437.6539 | 984.4854
[5 empty] | 2018-06-22 05:00 | 2828.1779 | 1179.9192
[5 empty] | 2018-06-22 06:00 | 2232.0747 | 880.9297
[5 empty] | 2018-06-22 07:00 | 899.6643 | 466.9139
[5 empty] | 2018-06-22 08:00 | 776.7331 | 380.5616
[5 empty] | 2018-06-22 09:00 | 1252.7583 | 577.2906
[5 empty] | 2018-06-22 10:00 | 1416.317 | 653.3087
[5 empty] | 2018-06-22 11:00 | 946.8854 | 411.9033
[5 empty] | 2018-06-22 12:00 | 740.8143 | 303.0389
[5 empty] | 2018-06-22 13:00 | 980.1634 | 418.9641
[5 empty] | 2018-06-22 14:00 | 1543.8793 | 698.5002
[5 empty] | 2018-06-22 15:00 | 705.1179 | 277.2925
[5 empty] | 2018-06-22 16:00 | 1320.3061 | 583.6879
[5 empty] | 2018-06-22 17:00 | 1397.3245 | 621.2117
[5 empty] | 2018-06-22 18:00 | 580.653 | 213.6655
[5 empty] | 2018-06-22 19:00 | 867.3165 | 358.0826
[5 empty] | 2018-06-22 20:00 | 1247.6504 | 550.6051
[5 empty] | 2018-06-22 21:00 | 1032.1237 | 448.6386
[5 empty] | 2018-06-22 22:00 | 1041.2839 | 466.293
[5 empty] | 2018-06-22 23:00 | 1287.9487 | 650.3942
[5 empty] | 2018-06-23 | 566.6181 | 299.1293
[5 empty] | 2018-06-23 01:00 | 1724.5925 | 627.3488
[5 empty] | 2018-06-23 02:00 | 1829.5069 | 681.3078
[5 empty] | 2018-06-23 03:00 | 2245.3058 | 889.1255
[5 empty] | 2018-06-23 04:00 | 10597.8362 | 983.524
[5 empty] | 2018-06-23 05:00 | 10949.9231 | 1178.9039
[5 empty] | 2018-06-23 06:00 | 10161.2248 | 879.7795
[5 empty] | 2018-06-23 07:00 | 8727.9988 | 465.6388
[5 empty] | 2018-06-23 08:00 | 8303.2313 | 377.474
[5 empty] | 2018-06-23 09:00 | 8621.7507 | 572.1721
[5 empty] | 2018-06-23 10:00 | 9144.5044 | 644.3743
[5 empty] | 2018-06-23 11:00 | 9025.7461 | 397.3074
[5 empty] | 2018-06-23 12:00 | 9005.8308 | 282.1548
[5 empty] | 2018-06-23 13:00 | 9207.8803 | 392.8432
[5 empty] | 2018-06-23 14:00 | 9645.6589 | 668.4771
[5 empty] | 2018-06-23 15:00 | 8715.2424 | 244.7121
[5 empty] | 2018-06-23 16:00 | 8996.9336 | 546.8354
[5 empty] | 2018-06-23 17:00 | 1281.6211 | 584.7687
[5 empty] | 2018-06-23 18:00 | 477.0249 | 180.9938
[5 empty] | 2018-06-23 19:00 | 768.3378 | 326.5387
[5 empty] | 2018-06-23 20:00 | 1151.7215 | 519.9533
[5 empty] | 2018-06-23 21:00 | 948.8417 | 422.3059
[5 empty] | 2018-06-23 22:00 | 980.7841 | 447.4571
[5 empty] | 2018-06-23 23:00 | 1243.869 | 636.3387
[5 empty] | 2018-06-24 | 531.5881 | 287.5853
[5 empty] | 2018-06-24 01:00 | 1698.9048 | 618.429
[5 empty] | 2018-06-24 02:00 | 1687.5256 | 614.5156
[5 empty] | 2018-06-24 03:00 | 2021.0724 | 777.4806
[5 empty] | 2018-06-24 04:00 | 2032.5226 | 783.834
[5 empty] | 2018-06-24 05:00 | 1924.8826 | 730.4568
[5 empty] | 2018-06-24 06:00 | 1660.9482 | 598.5936
[5 empty] | 2018-06-24 07:00 | 665.8121 | 354.8194
[5 empty] | 2018-06-24 08:00 | 8611.8595 | 583.9298
[5 empty] | 2018-06-24 09:00 | 8400.5335 | 537.0412
[5 empty] | 2018-06-24 10:00 | 8603.3854 | 494.6171
[5 empty] | 2018-06-24 11:00 | 9057.5259 | 558.4312
[5 empty] | 2018-06-24 12:00 | 9428.471 | 640.3532
[5 empty] | 2018-06-24 13:00 | 8683.8101 | 261.815
[5 empty] | 2018-06-24 14:00 | 8810.867 | 417.7571
[5 empty] | 2018-06-24 15:00 | 7960.7084 | 135.7702
[5 empty] | 2018-06-24 16:00 | 7814.7733 | 136.6174
[5 empty] | 2018-06-24 17:00 | 695.0266 | 293.2003
[5 empty] | 2018-06-24 18:00 | 1072.5653 | 481.3342
[5 empty] | 2018-06-24 19:00 | 1103.3395 | 496.8389
[5 empty] | 2018-06-24 20:00 | 783.7197 | 338.7507
[5 empty] | 2018-06-24 21:00 | 1000.7324 | 450.7188
[5 empty] | 2018-06-24 22:00 | 1424.8439 | 671.3178
[5 empty] | 2018-06-24 23:00 | 546.4496 | 288.7963
[5 empty] | 2018-06-25 | 517.3015 | 281.2737
[5 empty] | 2018-06-25 01:00 | 1688.2938 | 613.9847
[5 empty] | 2018-06-25 02:00 | 1676.1421 | 609.7407
[5 empty] | 2018-06-25 03:00 | 2022.4356 | 776.475
[5 empty] | 2018-06-25 04:00 | 2036.9913 | 784.0073
[5 empty] | 2018-06-25 05:00 | 1932.6594 | 731.8611
[5 empty] | 2018-06-25 06:00 | 1670.8007 | 600.2198
[5 empty] | 2018-06-25 07:00 | 679.6904 | 356.9064
[5 empty] | 2018-06-25 08:00 | 1196.0488 | 595.647
[5 empty] | 2018-06-25 09:00 | 1189.8705 | 545.4752
[5 empty] | 2018-06-25 10:00 | 1134.4433 | 512.6966
[5 empty] | 2018-06-25 11:00 | 1275.2073 | 577.3338
[5 empty] | 2018-06-25 12:00 | 1458.9504 | 664.3707
[5 empty] | 2018-06-25 13:00 | 719.1669 | 290.877
[5 empty] | 2018-06-25 14:00 | 1040.2404 | 449.4365
[5 empty] | 2018-06-25 15:00 | 480.8187 | 168.5115
[5 empty] | 2018-06-25 16:00 | 481.7965 | 167.7964
[5 empty] | 2018-06-25 17:00 | 787.0889 | 319.9178
[5 empty] | 2018-06-25 18:00 | 1148.9712 | 502.3521
[5 empty] | 2018-06-25 19:00 | 1162.0122 | 512.3104
[5 empty] | 2018-06-25 20:00 | 831.7983 | 351.8714
[5 empty] | 2018-06-25 21:00 | 1046.561 | 463.9276
[5 empty] | 2018-06-25 22:00 | 1464.1589 | 682.9965
[5 empty] | 2018-06-25 23:00 | 574.2233 | 297.1786
[5 empty] | 2018-06-26 | 533.5139 | 286.0479
[5 empty] | 2018-06-26 01:00 | 9331.759 | 618.0503
[5 empty] | 2018-06-26 02:00 | 9667.6676 | 673.576
[5 empty] | 2018-06-26 03:00 | 10129.7471 | 885.168
[5 empty] | 2018-06-26 04:00 | 10410.0065 | 980.9153
[5 empty] | 2018-06-26 05:00 | 10766.5229 | 1176.9621
[5 empty] | 2018-06-26 06:00 | 10015.7034 | 878.6606
[5 empty] | 2018-06-26 07:00 | 8621.1814 | 465.66
[5 empty] | 2018-06-26 08:00 | 8234.3084 | 399.2489
[5 empty] | 2018-06-26 09:00 | 8495.7374 | 577.5538
[5 empty] | 2018-06-26 10:00 | 8793.3531 | 652.2881
[5 empty] | 2018-06-26 11:00 | 8518.3352 | 409.3632
[5 empty] | 2018-06-26 12:00 | 727.6224 | 298.0913
[5 empty] | 2018-06-26 13:00 | 962.0122 | 412.3325
[5 empty] | 2018-06-26 14:00 | 1519.72 | 689.6806
[5 empty] | 2018-06-26 15:00 | 674.049 | 265.8068
[5 empty] | 2018-06-26 16:00 | 1283.8921 | 570.034
[5 empty] | 2018-06-26 17:00 | 1357.1576 | 606.0168
[5 empty] | 2018-06-26 18:00 | 540.4276 | 198.2716
[5 empty] | 2018-06-26 19:00 | 820.1837 | 340.4264
[5 empty] | 2018-06-26 20:00 | 1188.8232 | 529.0993
[5 empty] | 2018-06-26 21:00 | 979.7615 | 429.4339
[5 empty] | 2018-06-26 22:00 | 1004.1112 | 452.302
[5 empty] | 2018-06-26 23:00 | 1259.5705 | 639.1522
[5 empty] | 2018-06-27 | 541.4292 | 289.203
[5 empty] | 2018-06-27 01:00 | 1704.3713 | 619.2012
[5 empty] | 2018-06-27 02:00 | 1812.4912 | 674.4497
[5 empty] | 2018-06-27 03:00 | 2232.1632 | 883.9205
[5 empty] | 2018-06-27 04:00 | 2423.4956 | 979.8247
[5 empty] | 2018-06-27 05:00 | 2813.7091 | 1175.4231
[5 empty] | 2018-06-27 06:00 | 2216.0788 | 876.4003
[5 empty] | 2018-06-27 07:00 | 882.5683 | 462.8586
[5 empty] | 2018-06-27 08:00 | 782.7788 | 396.0337
[5 empty] | 2018-06-27 09:00 | 1219.6252 | 570.2872
[5 empty] | 2018-06-27 10:00 | 1367.5282 | 641.5735
[5 empty] | 2018-06-27 11:00 | 878.1262 | 393.5872
[5 empty] | 2018-06-27 12:00 | 655.4515 | 278.8823
[5 empty] | 2018-06-27 13:00 | 886.0438 | 391.3109
[5 empty] | 2018-06-27 14:00 | 1437.7133 | 665.8581
[5 empty] | 2018-06-27 15:00 | 587.6612 | 240.2759
[5 empty] | 2018-06-27 16:00 | 1198.0053 | 544.5047
[5 empty] | 2018-06-27 17:00 | 1275.5091 | 581.9234
[5 empty] | 2018-06-27 18:00 | 462.2409 | 175.116
[5 empty] | 2018-06-27 19:00 | 749.9075 | 319.4676
[5 empty] | 2018-06-27 20:00 | 1131.4259 | 512.1754
[5 empty] | 2018-06-27 21:00 | 932.1534 | 415.5639
[5 empty] | 2018-06-27 22:00 | 961.0454 | 437.6658
[5 empty] | 2018-06-27 23:00 | 1229.9124 | 630.193
[5 empty] | 2018-06-28 | 520.9536 | 283.0761
[5 empty] | 2018-06-28 01:00 | 1689.3665 | 614.9244
[5 empty] | 2018-06-28 02:00 | 1794.5207 | 669.3371
[5 empty] | 2018-06-28 03:00 | 2237.5058 | 884.7243
[5 empty] | 2018-06-28 04:00 | 2428.3393 | 980.5479
[5 empty] | 2018-06-28 05:00 | 2820.095 | 1176.4145
[5 empty] | 2018-06-28 06:00 | 2224.8226 | 877.9197
[5 empty] | 2018-06-28 07:00 | 894.5876 | 464.9825
[5 empty] | 2018-06-28 08:00 | 807.4024 | 402.8087
[5 empty] | 2018-06-28 09:00 | 1249.2742 | 575.9484
[5 empty] | 2018-06-28 10:00 | 1409.503 | 650.9599
[5 empty] | 2018-06-28 11:00 | 934.1658 | 407.4572
[5 empty] | 2018-06-28 12:00 | 719.9621 | 295.5336
[5 empty] | 2018-06-28 13:00 | 955.4514 | 410.0561
[5 empty] | 2018-06-28 14:00 | 1509.941 | 685.9535
[5 empty] | 2018-06-28 15:00 | 660.7566 | 260.6187
[5 empty] | 2018-06-28 16:00 | 1274.1794 | 565.9011
[5 empty] | 2018-06-28 17:00 | 1349.5289 | 602.6021
[5 empty] | 2018-06-28 18:00 | 524.3746 | 191.6994
[5 empty] | 2018-06-28 19:00 | 792.8887 | 329.6327
[5 empty] | 2018-06-28 20:00 | 1161.1303 | 518.3829
[5 empty] | 2018-06-28 21:00 | 955.541 | 420.09
[5 empty] | 2018-06-28 22:00 | 975.8071 | 439.8071
[5 empty] | 2018-06-28 23:00 | 1233.6817 | 627.7398
[5 empty] | 2018-06-29 | 524.2122 | 282.5332
[5 empty] | 2018-06-29 01:00 | 1693.5836 | 615.0339
[5 empty] | 2018-06-29 02:00 | 1804.5623 | 671.3384
[5 empty] | 2018-06-29 03:00 | 2233.6287 | 883.2913
[5 empty] | 2018-06-29 04:00 | 2425.273 | 979.3737
[5 empty] | 2018-06-29 05:00 | 2817.4901 | 1175.5062
[5 empty] | 2018-06-29 06:00 | 2221.6776 | 876.9329
[5 empty] | 2018-06-29 07:00 | 890.593 | 463.6379
[5 empty] | 2018-06-29 08:00 | 802.839 | 401.2457
[5 empty] | 2018-06-29 09:00 | 1246.23 | 574.914
[5 empty] | 2018-06-29 10:00 | 1403.8859 | 648.6706
[5 empty] | 2018-06-29 11:00 | 926.6389 | 404.6001
[5 empty] | 2018-06-29 12:00 | 711.7521 | 292.2749
[5 empty] | 2018-06-29 13:00 | 946.0744 | 405.8937
[5 empty] | 2018-06-29 14:00 | 1504.4702 | 683.3516
[5 empty] | 2018-06-29 15:00 | 658.6902 | 259.4414
[5 empty] | 2018-06-29 16:00 | 1266.9848 | 563.0941
[5 empty] | 2018-06-29 17:00 | 1334.148 | 597.1435
[5 empty] | 2018-06-29 18:00 | 706.1766 | 186.1907
[5 empty] | 2018-06-29 19:00 | 1030.0658 | 326.2511
[5 empty] | 2018-06-29 20:00 | 1404.9021 | 517.1172
[5 empty] | 2018-06-29 21:00 | 1204.3006 | 420.5112
[5 empty] | 2018-06-29 22:00 | 1211.9521 | 442.6809
[5 empty] | 2018-06-29 23:00 | 1496.9166 | 631.2926
[5 empty] | 2018-06-30 | 784.4575 | 285.9979
[5 empty] | 2018-06-30 01:00 | 1941.2357 | 617.5679
[5 empty] | 2018-06-30 02:00 | 2079.0572 | 672.7882
[5 empty] | 2018-06-30 03:00 | 2459.5436 | 881.7763
[5 empty] | 2018-06-30 04:00 | 2666.417 | 977.8476
[5 empty] | 2018-06-30 05:00 | 3072.2433 | 1174.0094
[5 empty] | 2018-06-30 06:00 | 2470.1626 | 875.3714
[5 empty] | 2018-06-30 07:00 | 1139.8725 | 461.4378
[5 empty] | 2018-06-30 08:00 | 8336.6993 | 397.0883
[5 empty] | 2018-06-30 09:00 | 8545.2142 | 566.9708
[5 empty] | 2018-06-30 10:00 | 9143.9879 | 638.5137
[5 empty] | 2018-06-30 11:00 | 9016.4092 | 390.12
[5 empty] | 2018-06-30 12:00 | 9004.089 | 273.6537
[5 empty] | 2018-06-30 13:00 | 9270.42 | 384.6425
[5 empty] | 2018-06-30 14:00 | 9694.8821 | 660.0518
[5 empty] | 2018-06-30 15:00 | 8715.913 | 235.666
[5 empty] | 2018-06-30 16:00 | 9425.0117 | 542.4705
[5 empty] | 2018-06-30 17:00 | 9499.5049 | 582.102
[5 empty] | 2018-06-30 18:00 | 8676.7275 | 178.6568
[5 empty] | 2018-06-30 19:00 | 1014.1007 | 323.0479
[5 empty] | 2018-06-30 20:00 | 1381.7524 | 515.1345
[5 empty] | 2018-06-30 21:00 | 1220.9493 | 417.9284
[5 empty] | 2018-06-30 22:00 | 1223.0936 | 440.7468
[5 empty] | 2018-06-30 23:00 | 1491.1103 | 630.5383
[5 empty] | 2018-07-01 | 792.0602 | 286.1573
[5 empty] | 2018-07-01 01:00 | 1931.4517 | 616.802
[5 empty] | 2018-07-01 02:00 | 9881.0351 | 612.7527
[5 empty] | 2018-07-01 03:00 | 10209.9995 | 776.3036
[5 empty] | 2018-07-01 04:00 | 10323.0562 | 783.4929
[5 empty] | 2018-07-01 05:00 | 10170.1666 | 730.8414
[5 empty] | 2018-07-01 06:00 | 9712.5124 | 598.5392
[5 empty] | 2018-07-01 07:00 | 8591.1127 | 353.9095
[5 empty] | 2018-07-01 08:00 | 8831.8375 | 599.1837
[5 empty] | 2018-07-01 09:00 | 8597.2227 | 536.2615
[5 empty] | 2018-07-01 10:00 | 8805.4163 | 493.9271
[5 empty] | 2018-07-01 11:00 | 9340.3736 | 558.0923
[5 empty] | 2018-07-01 12:00 | 9754.0437 | 640.8691
[5 empty] | 2018-07-01 13:00 | 9028.5665 | 264.1086
[5 empty] | 2018-07-01 14:00 | 9130.7316 | 419.7146
[5 empty] | 2018-07-01 15:00 | 8300.9706 | 138.599
[5 empty] | 2018-07-01 16:00 | 8130.0203 | 137.9409
[5 empty] | 2018-07-01 17:00 | 950.8344 | 292.7142
[5 empty] | 2018-07-01 18:00 | 1321.6805 | 482.7919
[5 empty] | 2018-07-01 19:00 | 1359.7915 | 498.8771
[5 empty] | 2018-07-01 20:00 | 1066.4709 | 342.1639
[5 empty] | 2018-07-01 21:00 | 1254.7686 | 455.6079
[5 empty] | 2018-07-01 22:00 | 1702.8341 | 672.2667
[5 empty] | 2018-07-01 23:00 | 803.3142 | 291.9474
[5 empty] | 2018-07-02 | 762.4582 | 284.443
[5 empty] | 2018-07-02 01:00 | 1950.7795 | 615.6473
[5 empty] | 2018-07-02 02:00 | 1946.8367 | 611.0675
[5 empty] | 2018-07-02 03:00 | 2272.6789 | 777.4199
[5 empty] | 2018-07-02 04:00 | 2318.4984 | 784.8308
[5 empty] | 2018-07-02 05:00 | 2208.7211 | 732.7244
[5 empty] | 2018-07-02 06:00 | 1902.0224 | 601.4926
[5 empty] | 2018-07-02 07:00 | 929.6695 | 358.9171
[5 empty] | 2018-07-02 08:00 | 1468.8653 | 601.0517
[5 empty] | 2018-07-02 09:00 | 1466.6364 | 547.3701
[5 empty] | 2018-07-02 10:00 | 1382.4762 | 513.6797
[5 empty] | 2018-07-02 11:00 | 1511.5694 | 577.9804
[5 empty] | 2018-07-02 12:00 | 1707.3048 | 665.3451
[5 empty] | 2018-07-02 13:00 | 981.3833 | 290.9324
[5 empty] | 2018-07-02 14:00 | 1267.234 | 449.5825
[5 empty] | 2018-07-02 15:00 | 747.7429 | 168.6617
[5 empty] | 2018-07-02 16:00 | 714.8303 | 167.1749
[5 empty] | 2018-07-02 17:00 | 1031.0872 | 320.2015
[5 empty] | 2018-07-02 18:00 | 1384.0276 | 502.6285
[5 empty] | 2018-07-02 19:00 | 1413.6476 | 512.5776
[5 empty] | 2018-07-02 20:00 | 1094.4129 | 352.5071
[5 empty] | 2018-07-02 21:00 | 1311.6175 | 464.9272
[5 empty] | 2018-07-02 22:00 | 1709.974 | 680.3655
[5 empty] | 2018-07-02 23:00 | 826.1671 | 296.8407
[5 empty] | 2018-07-03 | 798.0891 | 287.5307
[5 empty] | 2018-07-03 01:00 | 1975.7655 | 619.6362
[5 empty] | 2018-07-03 02:00 | 2062.2098 | 674.9435
[5 empty] | 2018-07-03 03:00 | 2504.2111 | 886.706
[5 empty] | 2018-07-03 04:00 | 2690.8516 | 982.3262
[5 empty] | 2018-07-03 05:00 | 3083.7657 | 1178.4108
[5 empty] | 2018-07-03 06:00 | 2462.3079 | 879.4199
[5 empty] | 2018-07-03 07:00 | 1144.8145 | 466.017
[5 empty] | 2018-07-03 08:00 | 1065.5107 | 404.6354
[5 empty] | 2018-07-03 09:00 | 1530.7963 | 577.4347
[5 empty] | 2018-07-03 10:00 | 1696.6514 | 651.5042
[5 empty] | 2018-07-03 11:00 | 1200.2955 | 407.1689
[5 empty] | 2018-07-03 12:00 | 964.5279 | 295.1584
[5 empty] | 2018-07-03 13:00 | 1214.0233 | 409.0382
[5 empty] | 2018-07-03 14:00 | 1759.7493 | 685.1449
[5 empty] | 2018-07-03 15:00 | 916.1466 | 261.0537
[5 empty] | 2018-07-03 16:00 | 1494.1624 | 564.7298
[5 empty] | 2018-07-03 17:00 | 1578.8784 | 598.2903
[5 empty] | 2018-07-03 18:00 | 778.3981 | 188.52
[5 empty] | 2018-07-03 19:00 | 1047.2748 | 328.5626
[5 empty] | 2018-07-03 20:00 | 1404.5244 | 518.3047
[5 empty] | 2018-07-03 21:00 | 1218.626 | 419.3064
[5 empty] | 2018-07-03 22:00 | 1237.6615 | 439.5625
[5 empty] | 2018-07-03 23:00 | 1497.4569 | 631.4495
[5 empty] | 2018-07-04 | 768.4094 | 283.6225
[5 empty] | 2018-07-04 01:00 | 1949.3847 | 615.5792
[5 empty] | 2018-07-04 02:00 | 2074.876 | 670.8777
[5 empty] | 2018-07-04 03:00 | 2475.5369 | 880.3135
[5 empty] | 2018-07-04 04:00 | 2679.9676 | 976.5222
[5 empty] | 2018-07-04 05:00 | 3050.5521 | 1172.748
[5 empty] | 2018-07-04 06:00 | 2465.2203 | 873.7637
[5 empty] | 2018-07-04 07:00 | 1134.213 | 460.1928
[5 empty] | 2018-07-04 08:00 | 1047.2301 | 397.3733
[5 empty] | 2018-07-04 09:00 | 1451.6529 | 567.0217
[5 empty] | 2018-07-04 10:00 | 1611.3036 | 636.851
[5 empty] | 2018-07-04 11:00 | 1116.0325 | 387.4319
[5 empty] | 2018-07-04 12:00 | 884.1642 | 270.6295
[5 empty] | 2018-07-04 13:00 | 1131.2677 | 381.2613
[5 empty] | 2018-07-04 14:00 | 1670.5382 | 655.8366
[5 empty] | 2018-07-04 15:00 | 821.6788 | 231.9428
[5 empty] | 2018-07-04 16:00 | 1421.4529 | 537.3962
[5 empty] | 2018-07-04 17:00 | 1509.1818 | 574.8855
[5 empty] | 2018-07-04 18:00 | 713.4937 | 169.4767
[5 empty] | 2018-07-04 19:00 | 1004.5253 | 313.9989
[5 empty] | 2018-07-04 20:00 | 1374.8855 | 507.4243
[5 empty] | 2018-07-04 21:00 | 1161.2835 | 411.7322
[5 empty] | 2018-07-04 22:00 | 1213.6989 | 435.8914
[5 empty] | 2018-07-04 23:00 | 1465.8755 | 628.8012
[5 empty] | 2018-07-05 | 779.6465 | 281.9964
[5 empty] | 2018-07-05 01:00 | 1944.8232 | 613.8832
[5 empty] | 2018-07-05 02:00 | 2035.0007 | 667.567
[5 empty] | 2018-07-05 03:00 | 2472.7011 | 882.1133
[5 empty] | 2018-07-05 04:00 | 2684.6618 | 977.1272
[5 empty] | 2018-07-05 05:00 | 3079.8419 | 1172.838
[5 empty] | 2018-07-05 06:00 | 2433.9758 | 874.5719
[5 empty] | 2018-07-05 07:00 | 1129.7386 | 461.4935
[5 empty] | 2018-07-05 08:00 | 1056.0827 | 399.6186
[5 empty] | 2018-07-05 09:00 | 1495.4381 | 573.2882
[5 empty] | 2018-07-05 10:00 | 1636.3551 | 647.937
[5 empty] | 2018-07-05 11:00 | 1189.9684 | 405.1479
[5 empty] | 2018-07-05 12:00 | 977.2417 | 294.9003
[5 empty] | 2018-07-05 13:00 | 1227.7016 | 411.1573
[5 empty] | 2018-07-05 14:00 | 1778.7062 | 689.8042
[5 empty] | 2018-07-05 15:00 | 931.4616 | 268.1702
[5 empty] | 2018-07-05 16:00 | 1548.6825 | 575.0398
[5 empty] | 2018-07-05 17:00 | 1629.3877 | 612.2443
[5 empty] | 2018-07-05 18:00 | 813.5907 | 204.4848
[5 empty] | 2018-07-05 19:00 | 1045.7863 | 346.1748
[5 empty] | 2018-07-05 20:00 | 1474.728 | 539.9897
[5 empty] | 2018-07-05 21:00 | 1247.555 | 440.7398
[5 empty] | 2018-07-05 22:00 | 1297.4558 | 460.1069
[5 empty] | 2018-07-05 23:00 | 1544.382 | 644.37
[5 empty] | 2018-07-06 | 798.6893 | 294.416
[5 empty] | 2018-07-06 01:00 | 1977.5741 | 625.9176
[5 empty] | 2018-07-06 02:00 | 2087.2614 | 680.8574
[5 empty] | 2018-07-06 03:00 | 2518.9855 | 891.8387
[5 empty] | 2018-07-06 04:00 | 2693.5597 | 986.8258
[5 empty] | 2018-07-06 05:00 | 3093.5569 | 1181.609
[5 empty] | 2018-07-06 06:00 | 2507.2061 | 882.3756
[5 empty] | 2018-07-06 07:00 | 1167.8427 | 467.681
[5 empty] | 2018-07-06 08:00 | 8610.8322 | 404.9231
[5 empty] | 2018-07-06 09:00 | 8775.4748 | 578.3473
[5 empty] | 2018-07-06 10:00 | 9234.489 | 655.5831
[5 empty] | 2018-07-06 11:00 | 9179.5081 | 416.6821
[5 empty] | 2018-07-06 12:00 | 9400.1426 | 311.1362
[5 empty] | 2018-07-06 13:00 | 9937.6768 | 430.6094
[5 empty] | 2018-07-06 14:00 | 10548.5386 | 710.4969
[5 empty] | 2018-07-06 15:00 | 9858.2427 | 291.8258
[5 empty] | 2018-07-06 16:00 | 10730.3856 | 601.3451
[5 empty] | 2018-07-06 17:00 | 11096.7428 | 643.2785
[5 empty] | 2018-07-06 18:00 | 869.9483 | 235.8966
[5 empty] | 2018-07-06 19:00 | 1190.9115 | 378.6281
[5 empty] | 2018-07-06 20:00 | 1541.532 | 568.9687
[5 empty] | 2018-07-06 21:00 | 1313.3397 | 463.6183
[5 empty] | 2018-07-06 22:00 | 1316.1877 | 478.9637
[5 empty] | 2018-07-06 23:00 | 1573.7045 | 662.0979
[5 empty] | 2018-07-07 | 835.9478 | 311.2981
[5 empty] | 2018-07-07 01:00 | 2011.2953 | 638.8226
[5 empty] | 2018-07-07 02:00 | 2108.3856 | 690.7887
[5 empty] | 2018-07-07 03:00 | 2526.9031 | 897.6655
[5 empty] | 2018-07-07 04:00 | 2709.8856 | 992.1205
[5 empty] | 2018-07-07 05:00 | 3105.8513 | 1186.3638
[5 empty] | 2018-07-07 06:00 | 2488.7701 | 885.5587
[5 empty] | 2018-07-07 07:00 | 1145.876 | 470.5661
[5 empty] | 2018-07-07 08:00 | 1031.1508 | 406.1042
[5 empty] | 2018-07-07 09:00 | 1490.2997 | 575.0424
[5 empty] | 2018-07-07 10:00 | 1633.175 | 649.1172
[5 empty] | 2018-07-07 11:00 | 1129.1657 | 404.199
[5 empty] | 2018-07-07 12:00 | 943.6689 | 291.4536
[5 empty] | 2018-07-07 13:00 | 1168.402 | 406.4635
[5 empty] | 2018-07-07 14:00 | 1742.648 | 684.4262
[5 empty] | 2018-07-07 15:00 | 880.2663 | 260.836
[5 empty] | 2018-07-07 16:00 | 10719.5432 | 565.8776
[5 empty] | 2018-07-07 17:00 | 10388.0936 | 599.7269
[5 empty] | 2018-07-07 18:00 | 9332.7753 | 192.0677
[5 empty] | 2018-07-07 19:00 | 9902.647 | 341.0196
[5 empty] | 2018-07-07 20:00 | 10293.5061 | 534.3395
[5 empty] | 2018-07-07 21:00 | 9815.4103 | 435.5917
[5 empty] | 2018-07-07 22:00 | 9382.1374 | 459.1168
[5 empty] | 2018-07-07 23:00 | 9458.1447 | 646.869
[5 empty] | 2018-07-08 | 8920.1801 | 298.1005
[5 empty] | 2018-07-08 01:00 | 10387.7411 | 628.4316
[5 empty] | 2018-07-08 02:00 | 10487.4263 | 622.7012
[5 empty] | 2018-07-08 03:00 | 10750.4759 | 785.0558
[5 empty] | 2018-07-08 04:00 | 2305.5172 | 791.9992
[5 empty] | 2018-07-08 05:00 | 2197.987 | 738.6174
[5 empty] | 2018-07-08 06:00 | 1943.914 | 605.4913
[5 empty] | 2018-07-08 07:00 | 950.809 | 361.2288
[5 empty] | 2018-07-08 08:00 | 1459.1832 | 606.9954
[5 empty] | 2018-07-08 09:00 | 1407.138 | 542.451
[5 empty] | 2018-07-08 10:00 | 1340.2634 | 502.6478
[5 empty] | 2018-07-08 11:00 | 1492.8372 | 569.6326
[5 empty] | 2018-07-08 12:00 | 1692.9663 | 655.797
[5 empty] | 2018-07-08 13:00 | 902.815 | 279.4251
[5 empty] | 2018-07-08 14:00 | 1222.2837 | 437.3169
[5 empty] | 2018-07-08 15:00 | 684.8422 | 157.5632
[5 empty] | 2018-07-08 16:00 | 697.4005 | 158.602
[5 empty] | 2018-07-08 17:00 | 996.1512 | 312.0309
[5 empty] | 2018-07-08 18:00 | 1271.6006 | 501.4694
[5 empty] | 2018-07-08 19:00 | 1184.2252 | 520.2001
[5 empty] | 2018-07-08 20:00 | 844.8532 | 362.6138
[5 empty] | 2018-07-08 21:00 | 1058.4056 | 473.7093
[5 empty] | 2018-07-08 22:00 | 1473.6635 | 691.2915
[5 empty] | 2018-07-08 23:00 | 585.1575 | 305.3748
[5 empty] | 2018-07-09 | 547.5393 | 294.1939
[5 empty] | 2018-07-09 01:00 | 1716.4582 | 625.5047
[5 empty] | 2018-07-09 02:00 | 1704.7613 | 621.2444
[5 empty] | 2018-07-09 03:00 | 2048.5247 | 786.9602
[5 empty] | 2018-07-09 04:00 | 2059.7281 | 793.2053
[5 empty] | 2018-07-09 05:00 | 1953.6545 | 740.2936
[5 empty] | 2018-07-09 06:00 | 1690.8231 | 608.1403
[5 empty] | 2018-07-09 07:00 | 701.2587 | 365.3825
[5 empty] | 2018-07-09 08:00 | 1236.8542 | 616.607
[5 empty] | 2018-07-09 09:00 | 1210.6483 | 553.9048
[5 empty] | 2018-07-09 10:00 | 1155.8709 | 521.4282
[5 empty] | 2018-07-09 11:00 | 1300.8927 | 587.9328
[5 empty] | 2018-07-09 12:00 | 1494.0003 | 678.716
[5 empty] | 2018-07-09 13:00 | 758.1022 | 306.8565
[5 empty] | 2018-07-09 14:00 | 1084.1849 | 467.6132
[5 empty] | 2018-07-09 15:00 | 529.1831 | 188.5186
[5 empty] | 2018-07-09 16:00 | 533.5535 | 189.0497
[5 empty] | 2018-07-09 17:00 | 844.0656 | 342.6013
[5 empty] | 2018-07-09 18:00 | 1213.2688 | 527.0214
[5 empty] | 2018-07-09 19:00 | 1230.7158 | 538.2273
[5 empty] | 2018-07-09 20:00 | 898.1066 | 376.8017
[5 empty] | 2018-07-09 21:00 | 1106.4538 | 486.8052
[5 empty] | 2018-07-09 22:00 | 1511.7994 | 701.7081
[5 empty] | 2018-07-09 23:00 | 615.2368 | 313.9012
[5 empty] | 2018-07-10 | 570.5912 | 300.7216
[5 empty] | 2018-07-10 01:00 | 1736.0157 | 631.8825
[5 empty] | 2018-07-10 02:00 | 1843.5105 | 686.8618
[5 empty] | 2018-07-10 03:00 | 10773.9667 | 898.0875
[5 empty] | 2018-07-10 04:00 | 11044.0749 | 993.9099
[5 empty] | 2018-07-10 05:00 | 11335.8004 | 1189.48
[5 empty] | 2018-07-10 06:00 | 10531.1777 | 889.5814
[5 empty] | 2018-07-10 07:00 | 9074.2704 | 475.5709
[5 empty] | 2018-07-10 08:00 | 8777.838 | 422.9335
[5 empty] | 2018-07-10 09:00 | 8896.2913 | 586.5375
[5 empty] | 2018-07-10 10:00 | 9254.0908 | 661.6937
[5 empty] | 2018-07-10 11:00 | 9017.2266 | 418.8979
[5 empty] | 2018-07-10 12:00 | 8976.0934 | 307.4171
[5 empty] | 2018-07-10 13:00 | 9294.7063 | 422.9943
[5 empty] | 2018-07-10 14:00 | 1549.6038 | 701.9455
[5 empty] | 2018-07-10 15:00 | 705.9682 | 278.9145
[5 empty] | 2018-07-10 16:00 | 1313.5511 | 582.3758
[5 empty] | 2018-07-10 17:00 | 1385.7336 | 617.7447
[5 empty] | 2018-07-10 18:00 | 568.8591 | 209.5664
[5 empty] | 2018-07-10 19:00 | 843.9903 | 349.5318
[5 empty] | 2018-07-10 20:00 | 1214.9717 | 539.1302
[5 empty] | 2018-07-10 21:00 | 1004.6011 | 438.876
[5 empty] | 2018-07-10 22:00 | 1028.4541 | 461.3575
[5 empty] | 2018-07-10 23:00 | 1283.2478 | 648.5168
[5 empty] | 2018-07-11 | 564.0874 | 297.8556
[5 empty] | 2018-07-11 01:00 | 1727.7205 | 628.2099
[5 empty] | 2018-07-11 02:00 | 1834.0966 | 682.804
[5 empty] | 2018-07-11 03:00 | 2252.7511 | 891.729
[5 empty] | 2018-07-11 04:00 | 2442.6656 | 986.9758
[5 empty] | 2018-07-11 05:00 | 2833.9341 | 1182.7555
[5 empty] | 2018-07-11 06:00 | 2236.8558 | 883.8487
[5 empty] | 2018-07-11 07:00 | 899.9954 | 469.1084
[5 empty] | 2018-07-11 08:00 | 818.7393 | 416.0351
[5 empty] | 2018-07-11 09:00 | 1233.3952 | 575.3114
[5 empty] | 2018-07-11 10:00 | 1381.7945 | 647.29
[5 empty] | 2018-07-11 11:00 | 891.0413 | 399.4545
[5 empty] | 2018-07-11 12:00 | 665.9791 | 284.3388
[5 empty] | 2018-07-11 13:00 | 896.1517 | 396.4277
[5 empty] | 2018-07-11 14:00 | 1450.6172 | 671.7929
[5 empty] | 2018-07-11 15:00 | 606.6032 | 248.1924
[5 empty] | 2018-07-11 16:00 | 1219.8947 | 553.8496
[5 empty] | 2018-07-11 17:00 | 1296.4476 | 590.7332
[5 empty] | 2018-07-11 18:00 | 485.1428 | 184.2255
[5 empty] | 2018-07-11 19:00 | 769.8028 | 327.2426
[5 empty] | 2018-07-11 20:00 | 1146.6488 | 518.4324
[5 empty] | 2018-07-11 21:00 | 945.6511 | 421.4107
[5 empty] | 2018-07-11 22:00 | 984.1148 | 448.523
[5 empty] | 2018-07-11 23:00 | 1254.2997 | 640.564
[5 empty] | 2018-07-12 | 544.2616 | 292.3775
[5 empty] | 2018-07-12 01:00 | 1712.4841 | 624.0416
[5 empty] | 2018-07-12 02:00 | 1816.9997 | 678.1219
[5 empty] | 2018-07-12 03:00 | 2260.2506 | 893.5387
[5 empty] | 2018-07-12 04:00 | 2450.758 | 989.1647
[5 empty] | 2018-07-12 05:00 | 2841.4843 | 1184.6798
[5 empty] | 2018-07-12 06:00 | 2246.0369 | 886.0525
[5 empty] | 2018-07-12 07:00 | 916.6036 | 473.1839
[5 empty] | 2018-07-12 08:00 | 848.9324 | 424.1612
[5 empty] | 2018-07-12 09:00 | 1268.9089 | 583.3989
[5 empty] | 2018-07-12 10:00 | 1425.6404 | 657.4907
[5 empty] | 2018-07-12 11:00 | 950.884 | 414.557
[5 empty] | 2018-07-12 12:00 | 738.234 | 303.5114
[5 empty] | 2018-07-12 13:00 | 973.5302 | 417.8498
[5 empty] | 2018-07-12 14:00 | 1535.0835 | 696.1403
[5 empty] | 2018-07-12 15:00 | 694.6083 | 274.1371
[5 empty] | 2018-07-12 16:00 | 1304.7355 | 578.458
[5 empty] | 2018-07-12 17:00 | 1371.4304 | 611.883
[5 empty] | 2018-07-12 18:00 | 548.4592 | 201.563
[5 empty] | 2018-07-12 19:00 | 829.4439 | 343.8323
[5 empty] | 2018-07-12 20:00 | 1202.1583 | 534.0932
[5 empty] | 2018-07-12 21:00 | 992.045 | 434.0958
[5 empty] | 2018-07-12 22:00 | 1017.647 | 457.4773
[5 empty] | 2018-07-12 23:00 | 1281.8348 | 649.3351
[5 empty] | 2018-07-13 | 563.9964 | 298.0259
[5 empty] | 2018-07-13 01:00 | 1729.8435 | 629.1938
[5 empty] | 2018-07-13 02:00 | 1837.8477 | 684.2965
[5 empty] | 2018-07-13 03:00 | 2265.5315 | 895.5908
[5 empty] | 2018-07-13 04:00 | 2456.265 | 991.3649
[5 empty] | 2018-07-13 05:00 | 2845.9534 | 1186.4288
[5 empty] | 2018-07-13 06:00 | 2248.2804 | 887.0074
[5 empty] | 2018-07-13 07:00 | 916.5086 | 473.3225
[5 empty] | 2018-07-13 08:00 | 845.3608 | 422.9907
[5 empty] | 2018-07-13 09:00 | 1268.9792 | 583.4252
[5 empty] | 2018-07-13 10:00 | 1433.6833 | 660.2926
[5 empty] | 2018-07-13 11:00 | 963.6431 | 418.8441
[5 empty] | 2018-07-13 12:00 | 755.739 | 309.0287
[5 empty] | 2018-07-13 13:00 | 992.2724 | 423.7025
[5 empty] | 2018-07-13 14:00 | 1548.4407 | 700.2516
[5 empty] | 2018-07-13 15:00 | 701.2751 | 275.7537
[5 empty] | 2018-07-13 16:00 | 1316.7535 | 582.2181
[5 empty] | 2018-07-13 17:00 | 1388.0573 | 617.4754
[5 empty] | 2018-07-13 18:00 | 567.4862 | 208.1209
[5 empty] | 2018-07-13 19:00 | 841.8579 | 347.8841
[5 empty] | 2018-07-13 20:00 | 1213.7547 | 537.9286
[5 empty] | 2018-07-13 21:00 | 1007.3764 | 439.3974
[5 empty] | 2018-07-13 22:00 | 1034.7923 | 463.5986
[5 empty] | 2018-07-13 23:00 | 1294.1717 | 653.7815
[5 empty] | 2018-07-14 | 572.339 | 301.0641
[5 empty] | 2018-07-14 01:00 | 1735.2178 | 631.0752
[5 empty] | 2018-07-14 02:00 | 1842.9511 | 686.103
[5 empty] | 2018-07-14 03:00 | 2260.8695 | 894.7178
[5 empty] | 2018-07-14 04:00 | 2449.8429 | 989.6218
[5 empty] | 2018-07-14 05:00 | 2840.8763 | 1185.3904
[5 empty] | 2018-07-14 06:00 | 10485.6655 | 886.1729
[5 empty] | 2018-07-14 07:00 | 9035.0826 | 471.3217
[5 empty] | 2018-07-14 08:00 | 8755.7581 | 422.1398
[5 empty] | 2018-07-14 09:00 | 8884.7895 | 576.7326
[5 empty] | 2018-07-14 10:00 | 9292.8697 | 648.1879
[5 empty] | 2018-07-14 11:00 | 8981.6824 | 399.8829
[5 empty] | 2018-07-14 12:00 | 8887.3775 | 283.5807
[5 empty] | 2018-07-14 13:00 | 9173.1106 | 394.8834
[5 empty] | 2018-07-14 14:00 | 9636.9415 | 670.1365
[5 empty] | 2018-07-14 15:00 | 8659.5059 | 246.2277
[5 empty] | 2018-07-14 16:00 | 1214.3347 | 551.7111
[5 empty] | 2018-07-14 17:00 | 1297.7911 | 591.9733
[5 empty] | 2018-07-14 18:00 | 496.0132 | 189.6547
[5 empty] | 2018-07-14 19:00 | 794.053 | 337.4385
[5 empty] | 2018-07-14 20:00 | 1175.6285 | 530.0202
[5 empty] | 2018-07-14 21:00 | 977.6511 | 433.8014
[5 empty] | 2018-07-14 22:00 | 1017.3089 | 463.4606
[5 empty] | 2018-07-14 23:00 | 1274.523 | 649.3617
[5 empty] | 2018-07-15 | 556.7855 | 296.9967
[5 empty] | 2018-07-15 01:00 | 1721.4434 | 627.1288
[5 empty] | 2018-07-15 02:00 | 1706.9249 | 622.0788
[5 empty] | 2018-07-15 03:00 | 2039.4377 | 784.4197
[5 empty] | 2018-07-15 04:00 | 2051.7872 | 790.914
[5 empty] | 2018-07-15 05:00 | 1945.8085 | 738.211
[5 empty] | 2018-07-15 06:00 | 1681.4724 | 606.162
[5 empty] | 2018-07-15 07:00 | 684.9688 | 361.9896
[5 empty] | 2018-07-15 08:00 | 1229.8067 | 621.8967
[5 empty] | 2018-07-15 09:00 | 1169.3303 | 544.0119
[5 empty] | 2018-07-15 10:00 | 1085.9004 | 501.3333
[5 empty] | 2018-07-15 11:00 | 1223.0703 | 565.7888
[5 empty] | 2018-07-15 12:00 | 1393.2421 | 648.3487
[5 empty] | 2018-07-15 13:00 | 642.7981 | 271.0104
[5 empty] | 2018-07-15 14:00 | 956.9912 | 426.8499
[5 empty] | 2018-07-15 15:00 | 392.8365 | 144.1005
[5 empty] | 2018-07-15 16:00 | 396.6846 | 144.5811
[5 empty] | 2018-07-15 17:00 | 715.054 | 301.8595
[5 empty] | 2018-07-15 18:00 | 1098.0771 | 491.9162
[5 empty] | 2018-07-15 19:00 | 1133.0984 | 508.8939
[5 empty] | 2018-07-15 20:00 | 821.0821 | 353.516
[5 empty] | 2018-07-15 21:00 | 1043.1195 | 467.3004
[5 empty] | 2018-07-15 22:00 | 1471.965 | 691.6161
[5 empty] | 2018-07-15 23:00 | 588.1859 | 306.4454
[5 empty] | 2018-07-16 | 547.7576 | 292.9246
[5 empty] | 2018-07-16 01:00 | 1715.2444 | 624.3505
[5 empty] | 2018-07-16 02:00 | 1703.749 | 620.2582
[5 empty] | 2018-07-16 03:00 | 2048.1377 | 786.3111
[5 empty] | 2018-07-16 04:00 | 2060.3177 | 792.956
[5 empty] | 2018-07-16 05:00 | 1955.0378 | 740.1851
[5 empty] | 2018-07-16 06:00 | 1691.4824 | 607.9341
[5 empty] | 2018-07-16 07:00 | 700.4153 | 364.8399
[5 empty] | 2018-07-16 08:00 | 1244.647 | 623.269
[5 empty] | 2018-07-16 09:00 | 1208.0171 | 552.6339
[5 empty] | 2018-07-16 10:00 | 1154.2227 | 520.2564
[5 empty] | 2018-07-16 11:00 | 1297.213 | 585.7769
[5 empty] | 2018-07-16 12:00 | 1484.2654 | 674.2997
[5 empty] | 2018-07-16 13:00 | 747.6993 | 302.3311
[5 empty] | 2018-07-16 14:00 | 1068.4846 | 460.9323
[5 empty] | 2018-07-16 15:00 | 512.153 | 181.4251
[5 empty] | 2018-07-16 16:00 | 519.1054 | 183.27
[5 empty] | 2018-07-16 17:00 | 828.528 | 336.5787
[5 empty] | 2018-07-16 18:00 | 1190.2944 | 518.9884
[5 empty] | 2018-07-16 19:00 | 1207.2716 | 530.2766
[5 empty] | 2018-07-16 20:00 | 881.8153 | 371.1505
[5 empty] | 2018-07-16 21:00 | 1090.6001 | 481.0851
[5 empty] | 2018-07-16 22:00 | 1507.7392 | 702.1226
[5 empty] | 2018-07-16 23:00 | 613.6307 | 314.2001
[5 empty] | 2018-07-17 | 566.6405 | 298.7583
[5 empty] | 2018-07-17 01:00 | 1732.9027 | 630.4064
[5 empty] | 2018-07-17 02:00 | 1839.9117 | 685.1599
[5 empty] | 2018-07-17 03:00 | 2263.5768 | 894.9382
[5 empty] | 2018-07-17 04:00 | 2452.4704 | 989.9431
[5 empty] | 2018-07-17 05:00 | 2845.8717 | 1186.5076
[5 empty] | 2018-07-17 06:00 | 2250.2142 | 887.7927
[5 empty] | 2018-07-17 07:00 | 9104.4621 | 474.3074
[5 empty] | 2018-07-17 08:00 | 8817.1851 | 429.316
[5 empty] | 2018-07-17 09:00 | 8916.1166 | 585.6048
[5 empty] | 2018-07-17 10:00 | 9239.8945 | 660.8704
[5 empty] | 2018-07-17 11:00 | 8934.4287 | 418.7217
[5 empty] | 2018-07-17 12:00 | 8825.1746 | 307.6777
[5 empty] | 2018-07-17 13:00 | 9107.9914 | 423.2831
[5 empty] | 2018-07-17 14:00 | 9653.1759 | 702.8029
[5 empty] | 2018-07-17 15:00 | 8708.8518 | 280.1673
[5 empty] | 2018-07-17 16:00 | 9316.5428 | 587.9326
[5 empty] | 2018-07-17 17:00 | 1408.6816 | 625.7376
[5 empty] | 2018-07-17 18:00 | 589.7136 | 217.1094
[5 empty] | 2018-07-17 19:00 | 866.809 | 357.6626
[5 empty] | 2018-07-17 20:00 | 1239.2505 | 547.4871
[5 empty] | 2018-07-17 21:00 | 1026.1633 | 446.5814
[5 empty] | 2018-07-17 22:00 | 1052.0758 | 472.1946
[5 empty] | 2018-07-17 23:00 | 1302.4227 | 657.2226
[5 empty] | 2018-07-18 | 574.7855 | 301.7959
[5 empty] | 2018-07-18 01:00 | 1738.1883 | 632.2241
[5 empty] | 2018-07-18 02:00 | 1845.4013 | 687.1497
[5 empty] | 2018-07-18 03:00 | 2262.9501 | 895.6873
[5 empty] | 2018-07-18 04:00 | 2451.1423 | 990.4338
[5 empty] | 2018-07-18 05:00 | 2841.3063 | 1185.7294
[5 empty] | 2018-07-18 06:00 | 2242.5888 | 886.3452
[5 empty] | 2018-07-18 07:00 | 907.4407 | 472.44
[5 empty] | 2018-07-18 08:00 | 839.9055 | 428.2858
[5 empty] | 2018-07-18 09:00 | 1237.8484 | 577.2426
[5 empty] | 2018-07-18 10:00 | 1382.8468 | 647.6062
[5 empty] | 2018-07-18 11:00 | 892.8526 | 399.921
[5 empty] | 2018-07-18 12:00 | 668.0392 | 284.8956
[5 empty] | 2018-07-18 13:00 | 898.4086 | 397.0425
[5 empty] | 2018-07-18 14:00 | 1453.3609 | 672.6923
[5 empty] | 2018-07-18 15:00 | 614.5678 | 251.1364
[5 empty] | 2018-07-18 16:00 | 1237.6677 | 559.9651
[5 empty] | 2018-07-18 17:00 | 1320.8253 | 599.2876
[5 empty] | 2018-07-18 18:00 | 514.4098 | 194.6969
[5 empty] | 2018-07-18 19:00 | 802.5082 | 339.1133
[5 empty] | 2018-07-18 20:00 | 1182.8998 | 531.482
[5 empty] | 2018-07-18 21:00 | 981.9883 | 433.9401
[5 empty] | 2018-07-18 22:00 | 1022.4982 | 463.9884
[5 empty] | 2018-07-18 23:00 | 1284.9385 | 652.7282
[5 empty] | 2018-07-19 | 567.5169 | 300.3172
[5 empty] | 2018-07-19 01:00 | 1733.7095 | 631.2273
[5 empty] | 2018-07-19 02:00 | 1833.8156 | 683.6005
[5 empty] | 2018-07-19 03:00 | 2274.2557 | 898.0189
[5 empty] | 2018-07-19 04:00 | 2463.4108 | 993.1757
[5 empty] | 2018-07-19 05:00 | 2854.1447 | 1188.6869
[5 empty] | 2018-07-19 06:00 | 2256.7644 | 889.3979
[5 empty] | 2018-07-19 07:00 | 924.947 | 475.639
[5 empty] | 2018-07-19 08:00 | 860.9719 | 431.1921
[5 empty] | 2018-07-19 09:00 | 1280.8067 | 587.0133
[5 empty] | 2018-07-19 10:00 | 1445.1492 | 663.8624
[5 empty] | 2018-07-19 11:00 | 973.5283 | 422.3121
[5 empty] | 2018-07-19 12:00 | 765.649 | 313.1894
[5 empty] | 2018-07-19 13:00 | 1005.2097 | 429.0086
[5 empty] | 2018-07-19 14:00 | 1565.8419 | 706.9474
[5 empty] | 2018-07-19 15:00 | 727.3908 | 285.3287
[5 empty] | 2018-07-19 16:00 | 1345.8406 | 592.1784
[5 empty] | 2018-07-19 17:00 | 1418.9333 | 627.6431
[5 empty] | 2018-07-19 18:00 | 598.3523 | 218.1221
[5 empty] | 2018-07-19 19:00 | 870.6167 | 357.5761
[5 empty] | 2018-07-19 20:00 | 1229.2373 | 543.2255
[5 empty] | 2018-07-19 21:00 | 1012.7894 | 441.3418
[5 empty] | 2018-07-19 22:00 | 1041.3837 | 468.1315
[5 empty] | 2018-07-19 23:00 | 1295.5211 | 654.6203
[5 empty] | 2018-07-20 | 569.7363 | 299.5994
[5 empty] | 2018-07-20 01:00 | 1734.0611 | 630.1776
[5 empty] | 2018-07-20 02:00 | 1842.0381 | 685.3255
[5 empty] | 2018-07-20 03:00 | 2268.809 | 896.2974
[5 empty] | 2018-07-20 04:00 | 2458.4164 | 991.6424
[5 empty] | 2018-07-20 05:00 | 2848.9716 | 1187.0151
[5 empty] | 2018-07-20 06:00 | 2251.4189 | 887.5883
[5 empty] | 2018-07-20 07:00 | 921.4359 | 474.5318
[5 empty] | 2018-07-20 08:00 | 865.4131 | 433.4291
[5 empty] | 2018-07-20 09:00 | 1277.7761 | 586.0247
[5 empty] | 2018-07-20 10:00 | 1439.4768 | 661.7329
[5 empty] | 2018-07-20 11:00 | 970.9642 | 420.8131
[5 empty] | 2018-07-20 12:00 | 765.4474 | 312.1421
[5 empty] | 2018-07-20 13:00 | 1004.2135 | 427.8279
[5 empty] | 2018-07-20 14:00 | 1561.747 | 704.6981
[5 empty] | 2018-07-20 15:00 | 717.2243 | 280.94
[5 empty] | 2018-07-20 16:00 | 1330.8282 | 586.0894
[5 empty] | 2018-07-20 17:00 | 1407.8098 | 623.0131
[5 empty] | 2018-07-20 18:00 | 584.7762 | 212.8482
[5 empty] | 2018-07-20 19:00 | 856.139 | 352.1797
[5 empty] | 2018-07-20 20:00 | 1218.5772 | 539.1068
[5 empty] | 2018-07-20 21:00 | 1002.1025 | 437.0484
[5 empty] | 2018-07-20 22:00 | 1031.0643 | 464.1138
[5 empty] | 2018-07-20 23:00 | 1289.9837 | 652.5263
[5 empty] | 2018-07-21 | 568.1424 | 299.0491
[5 empty] | 2018-07-21 01:00 | 1732.2839 | 629.599
[5 empty] | 2018-07-21 02:00 | 1838.6356 | 684.0876
[5 empty] | 2018-07-21 03:00 | 2255.709 | 892.2946
[5 empty] | 2018-07-21 04:00 | 2446.2846 | 987.7912
[5 empty] | 2018-07-21 05:00 | 2836.8792 | 1183.4303
[5 empty] | 2018-07-21 06:00 | 2238.4 | 884.1737
[5 empty] | 2018-07-21 07:00 | 903.395 | 470.2813
[5 empty] | 2018-07-21 08:00 | 835.8666 | 427.355
[5 empty] | 2018-07-21 09:00 | 1233.7189 | 575.2794
[5 empty] | 2018-07-21 10:00 | 1379.8494 | 646.4285
[5 empty] | 2018-07-21 11:00 | 889.9596 | 398.3686
[5 empty] | 2018-07-21 12:00 | 664.2651 | 282.3723
[5 empty] | 2018-07-21 13:00 | 888.1019 | 392.201
[5 empty] | 2018-07-21 14:00 | 1440.8536 | 667.2674
[5 empty] | 2018-07-21 15:00 | 591.7528 | 241.9047
[5 empty] | 2018-07-21 16:00 | 1206.2734 | 547.6486
[5 empty] | 2018-07-21 17:00 | 1285.4649 | 586.0074
[5 empty] | 2018-07-21 18:00 | 8212.2772 | 182.8748
[5 empty] | 2018-07-21 19:00 | 8553.8785 | 328.0393
[5 empty] | 2018-07-21 20:00 | 8922.929 | 521.2173
[5 empty] | 2018-07-21 21:00 | 8650.6603 | 424.9406
[5 empty] | 2018-07-21 22:00 | 8489.4286 | 467.8023
[5 empty] | 2018-07-21 23:00 | 8698.6993 | 644.3122
[5 empty] | 2018-07-22 | 8264.9237 | 292.9493
[5 empty] | 2018-07-22 01:00 | 9753.4782 | 623.7739
[5 empty] | 2018-07-22 02:00 | 9906.9616 | 619.1159
[5 empty] | 2018-07-22 03:00 | 10254.2097 | 782.2518
[5 empty] | 2018-07-22 04:00 | 10368.3998 | 789.3627
[5 empty] | 2018-07-22 05:00 | 10184.858 | 736.5783
[5 empty] | 2018-07-22 06:00 | 9730.1306 | 604.0746
[5 empty] | 2018-07-22 07:00 | 680.8212 | 360.0356
[5 empty] | 2018-07-22 08:00 | 1243.909 | 633.8019
[5 empty] | 2018-07-22 09:00 | 1163.5167 | 541.4837
[5 empty] | 2018-07-22 10:00 | 1081.3174 | 499.2754
[5 empty] | 2018-07-22 11:00 | 1217.9603 | 563.6324
[5 empty] | 2018-07-22 12:00 | 9560.3076 | 646.7535
[5 empty] | 2018-07-22 13:00 | 8873.9024 | 269.2766
[5 empty] | 2018-07-22 14:00 | 9092.8174 | 425.2077
[5 empty] | 2018-07-22 15:00 | 8405.0909 | 144.4371
[5 empty] | 2018-07-22 16:00 | 8273.0571 | 144.9016
[5 empty] | 2018-07-22 17:00 | 8585.7879 | 301.2
[5 empty] | 2018-07-22 18:00 | 9066.3518 | 491.3529
[5 empty] | 2018-07-22 19:00 | 9154.241 | 508.8788
[5 empty] | 2018-07-22 20:00 | 8899.1159 | 354.5179
[5 empty] | 2018-07-22 21:00 | 9022.8793 | 468.8538
[5 empty] | 2018-07-22 22:00 | 1487.7879 | 704.5344
[5 empty] | 2018-07-22 23:00 | 591.8092 | 309.4602
[5 empty] | 2018-07-23 | 555.5126 | 296.2609
[5 empty] | 2018-07-23 01:00 | 1724.4851 | 627.914
[5 empty] | 2018-07-23 02:00 | 1713.0283 | 623.815
[5 empty] | 2018-07-23 03:00 | 2056.6688 | 789.4713
[5 empty] | 2018-07-23 04:00 | 2067.4148 | 795.4521
[5 empty] | 2018-07-23 05:00 | 1960.5374 | 742.1875
[5 empty] | 2018-07-23 06:00 | 1697.3431 | 609.8256
[5 empty] | 2018-07-23 07:00 | 704.7607 | 365.9598
[5 empty] | 2018-07-23 08:00 | 1266.6156 | 637.4217
[5 empty] | 2018-07-23 09:00 | 1212.396 | 553.7324
[5 empty] | 2018-07-23 10:00 | 1159.5246 | 521.9006
[5 empty] | 2018-07-23 11:00 | 1307.0245 | 589.3542
[5 empty] | 2018-07-23 12:00 | 1498.1922 | 679.7231
[5 empty] | 2018-07-23 13:00 | 762.1258 | 308.0356
[5 empty] | 2018-07-23 14:00 | 1086.5001 | 468.0894
[5 empty] | 2018-07-23 15:00 | 529.6976 | 188.6829
[5 empty] | 2018-07-23 16:00 | 532.3767 | 189.1843
[5 empty] | 2018-07-23 17:00 | 842.4367 | 343.1189
[5 empty] | 2018-07-23 18:00 | 1216.9247 | 530.1569
[5 empty] | 2018-07-23 19:00 | 1248.1547 | 546.1339
[5 empty] | 2018-07-23 20:00 | 917.7845 | 385.1052
[5 empty] | 2018-07-23 21:00 | 1120.4843 | 492.6046
[5 empty] | 2018-07-23 22:00 | 1544.5239 | 722.3395
[5 empty] | 2018-07-23 23:00 | 629.0531 | 320.8856
[5 empty] | 2018-07-24 | 581.0682 | 304.3267
[5 empty] | 2018-07-24 01:00 | 1747.916 | 636.0059
[5 empty] | 2018-07-24 02:00 | 1852.7322 | 689.8164
[5 empty] | 2018-07-24 03:00 | 2278.2872 | 900.3035
[5 empty] | 2018-07-24 04:00 | 2466.5233 | 994.9892
[5 empty] | 2018-07-24 05:00 | 11421.1965 | 1190.1754
[5 empty] | 2018-07-24 06:00 | 10634.2824 | 890.9031
[5 empty] | 2018-07-24 07:00 | 9220.2914 | 477.4972
[5 empty] | 2018-07-24 08:00 | 8997.5916 | 460.7422
[5 empty] | 2018-07-24 09:00 | 9087.7171 | 588.3081
[5 empty] | 2018-07-24 10:00 | 9556.3222 | 665.6315
[5 empty] | 2018-07-24 11:00 | 9380.5289 | 425.38
[5 empty] | 2018-07-24 12:00 | 9389.3883 | 317.6282
[5 empty] | 2018-07-24 13:00 | 9730.5548 | 434.6139
[5 empty] | 2018-07-24 14:00 | 10218.2469 | 713.5898
[5 empty] | 2018-07-24 15:00 | 9229.4005 | 291.3995
[5 empty] | 2018-07-24 16:00 | 1357.1585 | 598.7165
[5 empty] | 2018-07-24 17:00 | 1439.8679 | 638.0932
[5 empty] | 2018-07-24 18:00 | 632.4247 | 233.3885
[5 empty] | 2018-07-24 19:00 | 907.481 | 373.4392
[5 empty] | 2018-07-24 20:00 | 1269.8795 | 559.6845
[5 empty] | 2018-07-24 21:00 | 1058.2806 | 459.0862
[5 empty] | 2018-07-24 22:00 | 1096.6198 | 495.8167
[5 empty] | 2018-07-24 23:00 | 1323.71 | 666.4449
[5 empty] | 2018-07-25 | 594.8199 | 309.8313
[5 empty] | 2018-07-25 01:00 | 1753.9365 | 638.4404
[5 empty] | 2018-07-25 02:00 | 1856.0333 | 691.3403
[5 empty] | 2018-07-25 03:00 | 2274.1006 | 900.0885
[5 empty] | 2018-07-25 04:00 | 2463.4889 | 995.1138
[5 empty] | 2018-07-25 05:00 | 2852.1315 | 1189.8939
[5 empty] | 2018-07-25 06:00 | 2252.6911 | 890.1093
[5 empty] | 2018-07-25 07:00 | 914.6063 | 474.7698
[5 empty] | 2018-07-25 08:00 | 883.5366 | 458.794
[5 empty] | 2018-07-25 09:00 | 1247.9188 | 580.8336
[5 empty] | 2018-07-25 10:00 | 1397.653 | 652.9422
[5 empty] | 2018-07-25 11:00 | 914.2456 | 407.5242
[5 empty] | 2018-07-25 12:00 | 697.1108 | 295.346
[5 empty] | 2018-07-25 13:00 | 931.3551 | 409.3169
[5 empty] | 2018-07-25 14:00 | 1491.2192 | 687.0575
[5 empty] | 2018-07-25 15:00 | 653.7731 | 266.2096
[5 empty] | 2018-07-25 16:00 | 1274.6896 | 574.6906
[5 empty] | 2018-07-25 17:00 | 1367.7158 | 617.835
[5 empty] | 2018-07-25 18:00 | 558.6117 | 212.3484
[5 empty] | 2018-07-25 19:00 | 848.8133 | 357.43
[5 empty] | 2018-07-25 20:00 | 1228.7394 | 549.0416
[5 empty] | 2018-07-25 21:00 | 1021.36 | 449.632
[5 empty] | 2018-07-25 22:00 | 1064.3217 | 487.5409
[5 empty] | 2018-07-25 23:00 | 1301.1115 | 660.8978
[5 empty] | 2018-07-26 | 572.9851 | 303.3593
[5 empty] | 2018-07-26 01:00 | 1734.1636 | 632.3627
[5 empty] | 2018-07-26 02:00 | 1835.5535 | 685.2554
[5 empty] | 2018-07-26 03:00 | 2274.4987 | 899.1041
[5 empty] | 2018-07-26 04:00 | 2461.2713 | 993.384
[5 empty] | 2018-07-26 05:00 | 2850.369 | 1188.2084
[5 empty] | 2018-07-26 06:00 | 2252.3643 | 888.5448
[5 empty] | 2018-07-26 07:00 | 919.0924 | 474.2689
[5 empty] | 2018-07-26 08:00 | 891.2654 | 457.7153
[5 empty] | 2018-07-26 09:00 | 1268.2 | 583.4633
[5 empty] | 2018-07-26 10:00 | 1430.541 | 659.4048
[5 empty] | 2018-07-26 11:00 | 963.2229 | 418.8042
[5 empty] | 2018-07-26 12:00 | 763.941 | 312.511
[5 empty] | 2018-07-26 13:00 | 1013.335 | 432.2552
[5 empty] | 2018-07-26 14:00 | 1584.1951 | 714.5003
[5 empty] | 2018-07-26 15:00 | 742.1524 | 292.1787
[5 empty] | 2018-07-26 16:00 | 1901.8356 | 655.9561
[5 empty] | 2018-07-26 17:00 | 3765.5838 | 887.1711
[5 empty] | 2018-07-26 18:00 | 3450.0403 | 447.9561
[5 empty] | 2018-07-26 19:00 | 3121.0705 | 609.5181
[5 empty] | 2018-07-26 20:00 | 3609.6945 | 780.8827
[5 empty] | 2018-07-26 21:00 | 3708.1139 | 704.209
[5 empty] | 2018-07-26 22:00 | 3267.9763 | 740.5095
[5 empty] | 2018-07-26 23:00 | 3932.3028 | 911.5934
[5 empty] | 2018-07-27 | 3023.8085 | 562.0441
[5 empty] | 2018-07-27 01:00 | 4388.2953 | 882.888
[5 empty] | 2018-07-27 02:00 | 4361.0336 | 914.8227
[5 empty] | 2018-07-27 03:00 | 4967.6893 | 1156.7874
[5 empty] | 2018-07-27 04:00 | 5168.7345 | 1265.3332
[5 empty] | 2018-07-27 05:00 | 5056.4233 | 1444.0053
[5 empty] | 2018-07-27 06:00 | 4841.0704 | 1141.2673
[5 empty] | 2018-07-27 07:00 | 3433.1889 | 738.2515
[5 empty] | 2018-07-27 08:00 | 3282.9097 | 711.3259
[5 empty] | 2018-07-27 09:00 | 4059.7615 | 837.3185
[5 empty] | 2018-07-27 10:00 | 4002.8509 | 908.3671
[5 empty] | 2018-07-27 11:00 | 3120.0856 | 663.4092
[5 empty] | 2018-07-27 12:00 | 3570.0616 | 568.4451
[5 empty] | 2018-07-27 13:00 | 3437.032 | 690.1557
[5 empty] | 2018-07-27 14:00 | 4492.9583 | 973.8631
[5 empty] | 2018-07-27 15:00 | 3486.9143 | 556.6235
[5 empty] | 2018-07-27 16:00 | 3774.2941 | 852.1766
[5 empty] | 2018-07-27 17:00 | 3937.7113 | 892.6931
[5 empty] | 2018-07-27 18:00 | 3076.8525 | 492.6001
[5 empty] | 2018-07-27 19:00 | 3578.2863 | 633.308
[5 empty] | 2018-07-27 20:00 | 3475.2579 | 815.6417
[5 empty] | 2018-07-27 21:00 | 3592.8434 | 696.9157
[5 empty] | 2018-07-27 22:00 | 3851.3891 | 774.2258
[5 empty] | 2018-07-27 23:00 | 3631.5207 | 925.7512
[5 empty] | 2018-07-28 | 3302.2156 | 551.7255
[5 empty] | 2018-07-28 01:00 | 4395.736 | 877.9249
[5 empty] | 2018-07-28 02:00 | 4132.215 | 930.9175
[5 empty] | 2018-07-28 03:00 | 4867.2198 | 1141.4452
[5 empty] | 2018-07-28 04:00 | 4964.9819 | 1237.0831
[5 empty] | 2018-07-28 05:00 | 5668.3104 | 1441.9033
[5 empty] | 2018-07-28 06:00 | 4662.0391 | 1138.9428
[5 empty] | 2018-07-28 07:00 | 3638.2034 | 718.5372
[5 empty] | 2018-07-28 08:00 | 3138.578 | 710.5296
[5 empty] | 2018-07-28 09:00 | 3435.6695 | 829.5654
[5 empty] | 2018-07-28 10:00 | 11314.4228 | 891.2001
[5 empty] | 2018-07-28 11:00 | 11187.5949 | 675.524
[5 empty] | 2018-07-28 12:00 | 11114.8911 | 539.6204
[5 empty] | 2018-07-28 13:00 | 11523.6291 | 671.6912
[5 empty] | 2018-07-28 14:00 | 11943.0072 | 919.8445
[5 empty] | 2018-07-28 15:00 | 10968.4074 | 510.3931
[5 empty] | 2018-07-28 16:00 | 12011.4918 | 814.3987
[5 empty] | 2018-07-28 17:00 | 11644.6242 | 860.2046
[5 empty] | 2018-07-28 18:00 | 11037.2769 | 443.0162
[5 empty] | 2018-07-28 19:00 | 3350.748 | 587.5714
[5 empty] | 2018-07-28 20:00 | 3408.4106 | 773.8388
[5 empty] | 2018-07-28 21:00 | 3638.0155 | 708.9577
[5 empty] | 2018-07-28 22:00 | 3542.094 | 724.5141
[5 empty] | 2018-07-28 23:00 | 3752.5729 | 889.8982
[5 empty] | 2018-07-29 | 2729.1668 | 542.256
[5 empty] | 2018-07-29 01:00 | 4284.1732 | 864.4796
[5 empty] | 2018-07-29 02:00 | 4247.9297 | 860.5551
[5 empty] | 2018-07-29 03:00 | 4266.2601 | 1051.7549
[5 empty] | 2018-07-29 04:00 | 4220.5482 | 1018.1555
[5 empty] | 2018-07-29 05:00 | 4753.6134 | 991.1245
[5 empty] | 2018-07-29 06:00 | 3954.2437 | 863.1959
[5 empty] | 2018-07-29 07:00 | 3140.9416 | 592.6099
[5 empty] | 2018-07-29 08:00 | 3952.887 | 910.0628
[5 empty] | 2018-07-29 09:00 | 3678.8364 | 806.0291
[5 empty] | 2018-07-29 10:00 | 3447.2923 | 748.357
[5 empty] | 2018-07-29 11:00 | 3582.3131 | 785.9961
[5 empty] | 2018-07-29 12:00 | 3933.5189 | 903.8416
[5 empty] | 2018-07-29 13:00 | 3010.5904 | 539.934
[5 empty] | 2018-07-29 14:00 | 3393.7737 | 685.1124
[5 empty] | 2018-07-29 15:00 | 3176.7111 | 390.0444
[5 empty] | 2018-07-29 16:00 | 3100.098 | 418.4401
[5 empty] | 2018-07-29 17:00 | 3184.4578 | 558.2249
[5 empty] | 2018-07-29 18:00 | 3434.8048 | 757.4471
[5 empty] | 2018-07-29 19:00 | 11679.5561 | 748.4692
[5 empty] | 2018-07-29 20:00 | 11020.0408 | 594.9787
[5 empty] | 2018-07-29 21:00 | 11077.5835 | 696.5835
[5 empty] | 2018-07-29 22:00 | 11572.5595 | 943.6595
[5 empty] | 2018-07-29 23:00 | 10577.7901 | 559.6809
[5 empty] | 2018-07-30 | 10576.9593 | 533.8595
[5 empty] | 2018-07-30 01:00 | 12586.6119 | 867.7504
[5 empty] | 2018-07-30 02:00 | 12712.0923 | 887.5448
[5 empty] | 2018-07-30 03:00 | 13497.5447 | 1052.7741
[5 empty] | 2018-07-30 04:00 | 13299.7749 | 1021.4082
[5 empty] | 2018-07-30 05:00 | 13106.5379 | 984.0478
[5 empty] | 2018-07-30 06:00 | 12493.4134 | 871.4622
[5 empty] | 2018-07-30 07:00 | 11564.3752 | 620.2231
[5 empty] | 2018-07-30 08:00 | 11769.5599 | 908.9226
[5 empty] | 2018-07-30 09:00 | 11142.2409 | 808.9556
[5 empty] | 2018-07-30 10:00 | 3585.9861 | 779.4333
[5 empty] | 2018-07-30 11:00 | 3730.1777 | 836.3646
[5 empty] | 2018-07-30 12:00 | 4019.177 | 943.6435
[5 empty] | 2018-07-30 13:00 | 3061.1074 | 558.0896
[5 empty] | 2018-07-30 14:00 | 3503.9512 | 735.8347
[5 empty] | 2018-07-30 15:00 | 2701.8664 | 423.9141
[5 empty] | 2018-07-30 16:00 | 3117.8298 | 442.0252
[5 empty] | 2018-07-30 17:00 | 3593.3447 | 570.6687
[5 empty] | 2018-07-30 18:00 | 3887.9381 | 773.6495
[5 empty] | 2018-07-30 19:00 | 3341.9035 | 777.8218
[5 empty] | 2018-07-30 20:00 | 3482.5752 | 601.7719
[5 empty] | 2018-07-30 21:00 | 3863.3751 | 753.2531
[5 empty] | 2018-07-30 22:00 | 4301.635 | 964.405
[5 empty] | 2018-07-30 23:00 | 3020.6351 | 586.585
[5 empty] | 2018-07-31 | 3431.5285 | 562.4474
[5 empty] | 2018-07-31 01:00 | 4313.4975 | 884.9736
[5 empty] | 2018-07-31 02:00 | 4015.2699 | 931.6011
[5 empty] | 2018-07-31 03:00 | 4685.4939 | 1141.9798
[5 empty] | 2018-07-31 04:00 | 5001.5251 | 1235.4307
[5 empty] | 2018-07-31 05:00 | 5441.4334 | 1435.9996
[5 empty] | 2018-07-31 06:00 | 4643.9807 | 1157.162
[5 empty] | 2018-07-31 07:00 | 3118.9534 | 726.5239
[5 empty] | 2018-07-31 08:00 | 3412.6082 | 723.6629
[5 empty] | 2018-07-31 09:00 | 3478.3018 | 836.4344
[5 empty] | 2018-07-31 10:00 | 4066.0797 | 925.9765
[5 empty] | 2018-07-31 11:00 | 3419.3681 | 656.7415
[5 empty] | 2018-07-31 12:00 | 3098.8457 | 568.2012
[5 empty] | 2018-07-31 13:00 | 3261.6756 | 673.9098
[5 empty] | 2018-07-31 14:00 | 4061.0562 | 947.0717
[5 empty] | 2018-07-31 15:00 | 3416.7345 | 552.8117
[5 empty] | 2018-07-31 16:00 | 4165.6396 | 830.4585
[5 empty] | 2018-07-31 17:00 | 3966.753 | 886.7383
[5 empty] | 2018-07-31 18:00 | 2903.5884 | 433.7487
[5 empty] | 2018-07-31 19:00 | 3454.4249 | 626.1623
[5 empty] | 2018-07-31 20:00 | 3566.034 | 806.2011
[5 empty] | 2018-07-31 21:00 | 3416.1547 | 700.4271
[5 empty] | 2018-07-31 22:00 | 3478.6245 | 722.1732
[5 empty] | 2018-07-31 23:00 | 3818.5833 | 917.866
[5 empty] | 2018-08-01 | 2797.3695 | 525.4262
[5 empty] | 2018-08-01 01:00 | 4328.5608 | 892.464
[5 empty] | 2018-08-01 02:00 | 4382.7488 | 932.2502
[5 empty] | 2018-08-01 03:00 | 5009.3138 | 1170.2959
[5 empty] | 2018-08-01 04:00 | 5107.6649 | 1257.8887
[5 empty] | 2018-08-01 05:00 | 5299.7922 | 1437.4705
[5 empty] | 2018-08-01 06:00 | 4912.1396 | 1138.6882
[5 empty] | 2018-08-01 07:00 | 3193.5204 | 699.8684
[5 empty] | 2018-08-01 08:00 | 3381.618 | 696.2932
[5 empty] | 2018-08-01 09:00 | 3458.555 | 839.6601
[5 empty] | 2018-08-01 10:00 | 3691.7048 | 896.0736
[5 empty] | 2018-08-01 11:00 | 3099.58 | 642.1195
[5 empty] | 2018-08-01 12:00 | 3241.012 | 538.3928
[5 empty] | 2018-08-01 13:00 | 3582.0543 | 684.2431
[5 empty] | 2018-08-01 14:00 | 3799.7895 | 905.9334
[5 empty] | 2018-08-01 15:00 | 3135.758 | 498.3725
[5 empty] | 2018-08-01 16:00 | 3830.6378 | 828.0246
[5 empty] | 2018-08-01 17:00 | 4182.26 | 862.1062
[5 empty] | 2018-08-01 18:00 | 3103.209 | 451.7629
[5 empty] | 2018-08-01 19:00 | 3081.0757 | 601.5722
[5 empty] | 2018-08-01 20:00 | 3754.4555 | 775.0025
[5 empty] | 2018-08-01 21:00 | 3336.497 | 682.7121
[5 empty] | 2018-08-01 22:00 | 3385.7412 | 745.4938
[5 empty] | 2018-08-01 23:00 | 4120.1928 | 930.0448
[5 empty] | 2018-08-02 | 3109.424 | 548.9896
[5 empty] | 2018-08-02 01:00 | 4496.9604 | 874.9879
[5 empty] | 2018-08-02 02:00 | 4968.2343 | 949.0432
[5 empty] | 2018-08-02 03:00 | 5196.192 | 1134.6749
[5 empty] | 2018-08-02 04:00 | 5429.4389 | 1225.6869
[5 empty] | 2018-08-02 05:00 | 5652.8741 | 1441.486
[5 empty] | 2018-08-02 06:00 | 4957.6527 | 1130.3493
[5 empty] | 2018-08-02 07:00 | 3896.7698 | 726.8979
[5 empty] | 2018-08-02 08:00 | 3178.6641 | 701.6746
[5 empty] | 2018-08-02 09:00 | 4245.4707 | 847.8343
[5 empty] | 2018-08-02 10:00 | 4153.8423 | 892.0881
[5 empty] | 2018-08-02 11:00 | 3679.5178 | 641.2995
[5 empty] | 2018-08-02 12:00 | 3116.4282 | 549.2212
[5 empty] | 2018-08-02 13:00 | 3407.2615 | 654.4726
[5 empty] | 2018-08-02 14:00 | 4124.5434 | 951.5046
[5 empty] | 2018-08-02 15:00 | 3562.6066 | 558.5042
[5 empty] | 2018-08-02 16:00 | 4070.9389 | 824.7905
[5 empty] | 2018-08-02 17:00 | 4401.2906 | 877.565
[5 empty] | 2018-08-02 18:00 | 3283.3243 | 458.2945
[5 empty] | 2018-08-02 19:00 | 3723.2142 | 604.8288
[5 empty] | 2018-08-02 20:00 | 4150.3781 | 792.0072
[5 empty] | 2018-08-02 21:00 | 4101.2311 | 697.7958
[5 empty] | 2018-08-02 22:00 | 3830.8049 | 740.086
[5 empty] | 2018-08-02 23:00 | 4239.5346 | 919.5636
[5 empty] | 2018-08-03 | 3745.0203 | 536.942
[5 empty] | 2018-08-03 01:00 | 4508.1437 | 890.438
[5 empty] | 2018-08-03 02:00 | 4652.2764 | 930.7133
[5 empty] | 2018-08-03 03:00 | 5224.0455 | 1167.1782
[5 empty] | 2018-08-03 04:00 | 5302.8352 | 1246.882
[5 empty] | 2018-08-03 05:00 | 5743.6975 | 1439.6248
[5 empty] | 2018-08-03 06:00 | 5043.7234 | 1133.7816
[5 empty] | 2018-08-03 07:00 | 3709.9274 | 735.2343
[5 empty] | 2018-08-03 08:00 | 3187.1193 | 707.4189
[5 empty] | 2018-08-03 09:00 | 3793.6116 | 831.3464
[5 empty] | 2018-08-03 10:00 | 4308.4536 | 907.3415
[5 empty] | 2018-08-03 11:00 | 3877.2019 | 673.8437
[5 empty] | 2018-08-03 12:00 | 3702.0833 | 543.0301
[5 empty] | 2018-08-03 13:00 | 3721.2993 | 685.3033
[5 empty] | 2018-08-03 14:00 | 4151.816 | 973.5335
[5 empty] | 2018-08-03 15:00 | 3303.5522 | 389.1344
[5 empty] | 2018-08-03 16:00 | 1333.4598 | 589.1048
[5 empty] | 2018-08-03 17:00 | 1410.6244 | 626.5211
[5 empty] | 2018-08-03 18:00 | 600.7141 | 220.9255
[5 empty] | 2018-08-03 19:00 | 878.2065 | 362.0611
[5 empty] | 2018-08-03 20:00 | 1241.8925 | 549.1045
[5 empty] | 2018-08-03 21:00 | 1028.1352 | 447.8198
[5 empty] | 2018-08-03 22:00 | 1085.0258 | 498.4835
[5 empty] | 2018-08-03 23:00 | 1316.0673 | 669.6658
[5 empty] | 2018-08-04 | 568.1724 | 300.1248
[5 empty] | 2018-08-04 01:00 | 1730.0039 | 629.7398
[5 empty] | 2018-08-04 02:00 | 1835.0132 | 683.7168
[5 empty] | 2018-08-04 03:00 | 2251.3869 | 891.6582
[5 empty] | 2018-08-04 04:00 | 2440.9747 | 986.7236
[5 empty] | 2018-08-04 05:00 | 2829.6949 | 1181.7865
[5 empty] | 2018-08-04 06:00 | 2230.2444 | 882.2424
[5 empty] | 2018-08-04 07:00 | 892.7312 | 467.3871
[5 empty] | 2018-08-04 08:00 | 866.9109 | 456.028
[5 empty] | 2018-08-04 09:00 | 1235.4868 | 580.9065
[5 empty] | 2018-08-04 10:00 | 1371.368 | 643.8904
[5 empty] | 2018-08-04 11:00 | 885.2287 | 397.2879
[5 empty] | 2018-08-04 12:00 | 665.2857 | 283.7792
[5 empty] | 2018-08-04 13:00 | 897.3656 | 397.0563
[5 empty] | 2018-08-04 14:00 | 1457.959 | 675.0916
[5 empty] | 2018-08-04 15:00 | 618.282 | 252.8983
[5 empty] | 2018-08-04 16:00 | 1241.5774 | 561.8552
[5 empty] | 2018-08-04 17:00 | 1330.9632 | 603.8139
[5 empty] | 2018-08-04 18:00 | 523.9847 | 199.5405
[5 empty] | 2018-08-04 19:00 | 810.9627 | 343.7995
[5 empty] | 2018-08-04 20:00 | 9329.4319 | 534.1273
[5 empty] | 2018-08-04 21:00 | 8788.012 | 432.0506
[5 empty] | 2018-08-04 22:00 | 8417.0783 | 487.553
[5 empty] | 2018-08-04 23:00 | 8657.3325 | 656.8181
[5 empty] | 2018-08-05 | 8208.2925 | 292.0885
[5 empty] | 2018-08-05 01:00 | 9680.8577 | 622.536
[5 empty] | 2018-08-05 02:00 | 9885.1929 | 617.5949
[5 empty] | 2018-08-05 03:00 | 10250.5689 | 780.4938
[5 empty] | 2018-08-05 04:00 | 10337.4397 | 787.7558
[5 empty] | 2018-08-05 05:00 | 10214.8436 | 734.809
[5 empty] | 2018-08-05 06:00 | 9743.5682 | 601.9553
[5 empty] | 2018-08-05 07:00 | 8641.2087 | 357.3767
[5 empty] | 2018-08-05 08:00 | 1269.8279 | 656.7586
[5 empty] | 2018-08-05 09:00 | 1169.7604 | 549.8632
[5 empty] | 2018-08-05 10:00 | 1070.0267 | 495.5235
[5 empty] | 2018-08-05 11:00 | 1208.5668 | 560.0279
[5 empty] | 2018-08-05 12:00 | 1385.8023 | 645.2864
[5 empty] | 2018-08-05 13:00 | 641.5234 | 270.5182
[5 empty] | 2018-08-05 14:00 | 960.6476 | 428.2704
[5 empty] | 2018-08-05 15:00 | 404.8065 | 148.5643
[5 empty] | 2018-08-05 16:00 | 410.3981 | 149.6897
[5 empty] | 2018-08-05 17:00 | 723.8491 | 305.0605
[5 empty] | 2018-08-05 18:00 | 8998.6605 | 494.0965
[5 empty] | 2018-08-05 19:00 | 9162.0421 | 512.9429
[5 empty] | 2018-08-05 20:00 | 8767.1459 | 354.9208
[5 empty] | 2018-08-05 21:00 | 8744.6866 | 466.4527
[5 empty] | 2018-08-05 22:00 | 8845.9091 | 719.0903
[5 empty] | 2018-08-05 23:00 | 7974.6022 | 316.7944
[5 empty] | 2018-08-06 | 8198.1228 | 289.6398
[5 empty] | 2018-08-06 01:00 | 9676.2124 | 620.7457
[5 empty] | 2018-08-06 02:00 | 9865.0722 | 616.0903
[5 empty] | 2018-08-06 03:00 | 2035.4608 | 782.0122
[5 empty] | 2018-08-06 04:00 | 2045.9267 | 787.9062
[5 empty] | 2018-08-06 05:00 | 1937.0162 | 734.0244
[5 empty] | 2018-08-06 06:00 | 1674.278 | 602.0094
[5 empty] | 2018-08-06 07:00 | 683.6127 | 359.0176
[5 empty] | 2018-08-06 08:00 | 1273.3377 | 653.4348
[5 empty] | 2018-08-06 09:00 | 1205.5904 | 558.0984
[5 empty] | 2018-08-06 10:00 | 1135.345 | 513.6685
[5 empty] | 2018-08-06 11:00 | 1283.5171 | 580.9454
[5 empty] | 2018-08-06 12:00 | 1475.8495 | 671.4657
[5 empty] | 2018-08-06 13:00 | 741.6168 | 300.5469
[5 empty] | 2018-08-06 14:00 | 1067.5773 | 461.3756
[5 empty] | 2018-08-06 15:00 | 511.8126 | 182.3218
[5 empty] | 2018-08-06 16:00 | 519.9388 | 184.7261
[5 empty] | 2018-08-06 17:00 | 832.6247 | 339.6663
[5 empty] | 2018-08-06 18:00 | 1204.6132 | 525.6162
[5 empty] | 2018-08-06 19:00 | 1220.7432 | 536.1516
[5 empty] | 2018-08-06 20:00 | 881.9288 | 372.272
[5 empty] | 2018-08-06 21:00 | 1083.895 | 479.4772
[5 empty] | 2018-08-06 22:00 | 1538.7877 | 732.4714
[5 empty] | 2018-08-06 23:00 | 620.5861 | 324.7402
[5 empty] | 2018-08-07 | 558.3015 | 296.6105
[5 empty] | 2018-08-07 01:00 | 1724.2383 | 627.7377
[5 empty] | 2018-08-07 02:00 | 1830.5083 | 682.008
[5 empty] | 2018-08-07 03:00 | 2255.6799 | 892.3748
[5 empty] | 2018-08-07 04:00 | 2444.447 | 987.4075
[5 empty] | 2018-08-07 05:00 | 2836.4885 | 1183.2849
[5 empty] | 2018-08-07 06:00 | 2237.688 | 883.3246
[5 empty] | 2018-08-07 07:00 | 903.2627 | 468.7006
[5 empty] | 2018-08-07 08:00 | 1085.532 | 458.3773
[5 empty] | 2018-08-07 09:00 | 8808.4452 | 591.7567
[5 empty] | 2018-08-07 10:00 | 9092.9408 | 652.3165
[5 empty] | 2018-08-07 11:00 | 8913.5131 | 410.8787
[5 empty] | 2018-08-07 12:00 | 8964.7698 | 302.4832
[5 empty] | 2018-08-07 13:00 | 9312.9043 | 419.9518
[5 empty] | 2018-08-07 14:00 | 9763.0908 | 698.4493
[5 empty] | 2018-08-07 15:00 | 8864.1192 | 276.7671
[5 empty] | 2018-08-07 16:00 | 9446.2892 | 583.5878
[5 empty] | 2018-08-07 17:00 | 9599.1173 | 622.0527
[5 empty] | 2018-08-07 18:00 | 9052.9944 | 217.3175
[5 empty] | 2018-08-07 19:00 | 9449.7996 | 358.4126
[5 empty] | 2018-08-07 20:00 | 1484.4567 | 546.4831
[5 empty] | 2018-08-07 21:00 | 1262.3081 | 443.7543
[5 empty] | 2018-08-07 22:00 | 1314.8308 | 503.5872
[5 empty] | 2018-08-07 23:00 | 1575.0699 | 668.9889
[5 empty] | 2018-08-08 | 845.4037 | 300.1914
[5 empty] | 2018-08-08 01:00 | 1979.5457 | 628.5679
[5 empty] | 2018-08-08 02:00 | 2072.8473 | 682.1144
[5 empty] | 2018-08-08 03:00 | 2513.1756 | 890.6421
[5 empty] | 2018-08-08 04:00 | 2710.4906 | 985.8094
[5 empty] | 2018-08-08 05:00 | 3086.5173 | 1181.5733
[5 empty] | 2018-08-08 06:00 | 2466.2396 | 882.2569
[5 empty] | 2018-08-08 07:00 | 1145.0986 | 467.4638
[5 empty] | 2018-08-08 08:00 | 1121.6031 | 458.3192
[5 empty] | 2018-08-08 09:00 | 1495.1927 | 588.668
[5 empty] | 2018-08-08 10:00 | 1639.978 | 644.5907
[5 empty] | 2018-08-08 11:00 | 1138.8331 | 398.0662
[5 empty] | 2018-08-08 12:00 | 928.1422 | 283.311
[5 empty] | 2018-08-08 13:00 | 1141.6692 | 396.5555
[5 empty] | 2018-08-08 14:00 | 1709.3124 | 677.122
[5 empty] | 2018-08-08 15:00 | 876.0538 | 255.7212
[5 empty] | 2018-08-08 16:00 | 1483.6289 | 562.3613
[5 empty] | 2018-08-08 17:00 | 1571.4801 | 601.3494
[5 empty] | 2018-08-08 18:00 | 745.0376 | 196.7378
[5 empty] | 2018-08-08 19:00 | 1069.9624 | 340.6759
[5 empty] | 2018-08-08 20:00 | 1428.1547 | 531.404
[5 empty] | 2018-08-08 21:00 | 1217.3271 | 430.4322
[5 empty] | 2018-08-08 22:00 | 1303.2658 | 494.2077
[5 empty] | 2018-08-08 23:00 | 1535.9784 | 662.1868
[5 empty] | 2018-08-09 | 799.7749 | 295.6201
[5 empty] | 2018-08-09 01:00 | 1970.0003 | 625.7638
[5 empty] | 2018-08-09 02:00 | 2060.8192 | 678.9364
[5 empty] | 2018-08-09 03:00 | 2525.3783 | 893.3948
[5 empty] | 2018-08-09 04:00 | 2697.4905 | 988.5637
[5 empty] | 2018-08-09 05:00 | 3103.8956 | 1183.0992
[5 empty] | 2018-08-09 06:00 | 2479.2966 | 883.724
[5 empty] | 2018-08-09 07:00 | 1168.0952 | 470.8672
[5 empty] | 2018-08-09 08:00 | 1141.3175 | 460.5485
[5 empty] | 2018-08-09 09:00 | 1560.8554 | 594.2352
[5 empty] | 2018-08-09 10:00 | 1681.7544 | 654.5556
[5 empty] | 2018-08-09 11:00 | 1204.0621 | 413.2804
[5 empty] | 2018-08-09 12:00 | 976.8318 | 306.5114
[5 empty] | 2018-08-09 13:00 | 1247.5473 | 427.1562
[5 empty] | 2018-08-09 14:00 | 1831.9611 | 709.1859
[5 empty] | 2018-08-09 15:00 | 992.5718 | 289.6089
[5 empty] | 2018-08-09 16:00 | 1623.2808 | 598.6366
[5 empty] | 2018-08-09 17:00 | 1693.3111 | 633.305
[5 empty] | 2018-08-09 18:00 | 847.5341 | 222.6531
[5 empty] | 2018-08-09 19:00 | 1143.3368 | 361.9765
[5 empty] | 2018-08-09 20:00 | 1474.0671 | 546.9663
[5 empty] | 2018-08-09 21:00 | 1264.328 | 442.5404
[5 empty] | 2018-08-09 22:00 | 1367.4311 | 517.3964
[5 empty] | 2018-08-09 23:00 | 1566.0965 | 669.1447
[5 empty] | 2018-08-10 | 820.6637 | 301.0856
[5 empty] | 2018-08-10 01:00 | 1994.3355 | 631.9247
[5 empty] | 2018-08-10 02:00 | 2092.7624 | 686.7229
[5 empty] | 2018-08-10 03:00 | 2526.9041 | 897.5296
[5 empty] | 2018-08-10 04:00 | 2731.5277 | 992.1343
[5 empty] | 2018-08-10 05:00 | 3099.7663 | 1186.7358
[5 empty] | 2018-08-10 06:00 | 2502.0895 | 887.034
[5 empty] | 2018-08-10 07:00 | 1156.4095 | 473.3855
[5 empty] | 2018-08-10 08:00 | 1158.6809 | 466.2774
[5 empty] | 2018-08-10 09:00 | 1568.1529 | 602.2199
[5 empty] | 2018-08-10 10:00 | 1699.5622 | 658.5229
[5 empty] | 2018-08-10 11:00 | 1189.3117 | 416.8393
[5 empty] | 2018-08-10 12:00 | 1018.2542 | 308.3783
[5 empty] | 2018-08-10 13:00 | 1228.1605 | 423.3108
[5 empty] | 2018-08-10 14:00 | 1806.0287 | 701.9795
[5 empty] | 2018-08-10 15:00 | 979.3444 | 281.5499
[5 empty] | 2018-08-10 16:00 | 1593.4455 | 588.0788
[5 empty] | 2018-08-10 17:00 | 1667.3917 | 623.2842
[5 empty] | 2018-08-10 18:00 | 835.0429 | 212.2288
[5 empty] | 2018-08-10 19:00 | 1087.6966 | 351.3774
[5 empty] | 2018-08-10 20:00 | 1471.6709 | 538.205
[5 empty] | 2018-08-10 21:00 | 1259.6166 | 434.5035
[5 empty] | 2018-08-10 22:00 | 1336.1716 | 512.0433
[5 empty] | 2018-08-10 23:00 | 1547.7904 | 664.1776
[5 empty] | 2018-08-11 | 832.0619 | 297.4831
[5 empty] | 2018-08-11 01:00 | 1986.9137 | 628.1806
[5 empty] | 2018-08-11 02:00 | 2107.6158 | 683.1845
[5 empty] | 2018-08-11 03:00 | 2515.3661 | 891.3314
[5 empty] | 2018-08-11 04:00 | 2695.1905 | 986.6348
[5 empty] | 2018-08-11 05:00 | 3098.9939 | 1182.4812
[5 empty] | 2018-08-11 06:00 | 2503.5017 | 882.8499
[5 empty] | 2018-08-11 07:00 | 1149.4773 | 468.2313
[5 empty] | 2018-08-11 08:00 | 1122.7474 | 457.6525
[5 empty] | 2018-08-11 09:00 | 1502.2509 | 591.3205
[5 empty] | 2018-08-11 10:00 | 1611.0422 | 642.2811
[5 empty] | 2018-08-11 11:00 | 1138.2782 | 394.3716
[5 empty] | 2018-08-11 12:00 | 9142.705 | 279.5015
[5 empty] | 2018-08-11 13:00 | 9531.4959 | 391.7927
[5 empty] | 2018-08-11 14:00 | 10072.6696 | 669.0468
[5 empty] | 2018-08-11 15:00 | 9086.8164 | 246.0333
[5 empty] | 2018-08-11 16:00 | 9670.2293 | 553.0272
[5 empty] | 2018-08-11 17:00 | 9677.2161 | 592.007
[5 empty] | 2018-08-11 18:00 | 8856.8761 | 189.1649
[5 empty] | 2018-08-11 19:00 | 9110.877 | 333.9313
[5 empty] | 2018-08-11 20:00 | 9347.8736 | 524.7321
[5 empty] | 2018-08-11 21:00 | 8870.6328 | 425.5822
[5 empty] | 2018-08-11 22:00 | 8778.5407 | 506.1623
[5 empty] | 2018-08-11 23:00 | 9360.0169 | 659.4801
[5 empty] | 2018-08-12 | 8873.6893 | 294.0174
[5 empty] | 2018-08-12 01:00 | 2207.5733 | 624.6239
[5 empty] | 2018-08-12 02:00 | 2195.7684 | 620.1915
[5 empty] | 2018-08-12 03:00 | 2543.1016 | 782.8777
[5 empty] | 2018-08-12 04:00 | 2536.7498 | 789.8764
[5 empty] | 2018-08-12 05:00 | 2465.8797 | 737.1007
[5 empty] | 2018-08-12 06:00 | 2168.3932 | 605.0227
[5 empty] | 2018-08-12 07:00 | 1203.8483 | 361.1719
[5 empty] | 2018-08-12 08:00 | 1794.8402 | 660.6473
[5 empty] | 2018-08-12 09:00 | 1701.0376 | 565.46
[5 empty] | 2018-08-12 10:00 | 1590.341 | 495.9057
[5 empty] | 2018-08-12 11:00 | 1688.4087 | 561.4309
[5 empty] | 2018-08-12 12:00 | 1897.251 | 645.4294
[5 empty] | 2018-08-12 13:00 | 1159.662 | 268.4154
[5 empty] | 2018-08-12 14:00 | 1441.1187 | 424.7602
[5 empty] | 2018-08-12 15:00 | 898.2639 | 143.5555
[5 empty] | 2018-08-12 16:00 | 881.4128 | 142.9663
[5 empty] | 2018-08-12 17:00 | 1221.4626 | 297.4729
[5 empty] | 2018-08-12 18:00 | 1586.4215 | 486.5612
[5 empty] | 2018-08-12 19:00 | 1620.8618 | 501.9076
[5 empty] | 2018-08-12 20:00 | 1298.6666 | 344.1669
[5 empty] | 2018-08-12 21:00 | 1506.6616 | 457.0053
[5 empty] | 2018-08-12 22:00 | 2027.0307 | 735.2193
[5 empty] | 2018-08-12 23:00 | 1107.8434 | 314.2366
[5 empty] | 2018-08-13 | 1032.8462 | 288.1124
[5 empty] | 2018-08-13 01:00 | 2216.6845 | 619.7462
[5 empty] | 2018-08-13 02:00 | 2201.4297 | 615.2845
[5 empty] | 2018-08-13 03:00 | 2567.152 | 781.7192
[5 empty] | 2018-08-13 04:00 | 2523.1917 | 788.6684
[5 empty] | 2018-08-13 05:00 | 2469.664 | 735.8725
[5 empty] | 2018-08-13 06:00 | 2200.3977 | 603.9724
[5 empty] | 2018-08-13 07:00 | 1207.5671 | 361.2536
[5 empty] | 2018-08-13 08:00 | 1823.5437 | 656.8421
[5 empty] | 2018-08-13 09:00 | 1760.2993 | 584.8915
[5 empty] | 2018-08-13 10:00 | 1636.1291 | 514.4287
[5 empty] | 2018-08-13 11:00 | 1790.1077 | 579.5373
[5 empty] | 2018-08-13 12:00 | 1976.9282 | 668.9121
[5 empty] | 2018-08-13 13:00 | 1220.6527 | 296.3145
[5 empty] | 2018-08-13 14:00 | 1549.5226 | 455.0498
[5 empty] | 2018-08-13 15:00 | 979.5527 | 173.9223
[5 empty] | 2018-08-13 16:00 | 1029.0713 | 172.4553
[5 empty] | 2018-08-13 17:00 | 1321.2668 | 324.3036
[5 empty] | 2018-08-13 18:00 | 1670.3535 | 506.5125
[5 empty] | 2018-08-13 19:00 | 1691.2896 | 516.0298
[5 empty] | 2018-08-13 20:00 | 1319.6892 | 353.7259
[5 empty] | 2018-08-13 21:00 | 1572.9843 | 464.0777
[5 empty] | 2018-08-13 22:00 | 2042.0515 | 742.4591
[5 empty] | 2018-08-13 23:00 | 1118.3819 | 316.9992
[5 empty] | 2018-08-14 | 1030.5734 | 289.068
[5 empty] | 2018-08-14 01:00 | 2208.1695 | 622.3326
[5 empty] | 2018-08-14 02:00 | 2294.2229 | 677.537
[5 empty] | 2018-08-14 03:00 | 2757.9013 | 888.7196
[5 empty] | 2018-08-14 04:00 | 2958.8473 | 984.2879
[5 empty] | 2018-08-14 05:00 | 3336.4749 | 1180.254
[5 empty] | 2018-08-14 06:00 | 2724.7212 | 881.7544
[5 empty] | 2018-08-14 07:00 | 1427.9885 | 467.9309
[5 empty] | 2018-08-14 08:00 | 1420.4331 | 458.9694
[5 empty] | 2018-08-14 09:00 | 1789.7846 | 615.2077
[5 empty] | 2018-08-14 10:00 | 1915.4309 | 653.2919
[5 empty] | 2018-08-14 11:00 | 1453.5723 | 410.5181
[5 empty] | 2018-08-14 12:00 | 1233.8228 | 299.5779
[5 empty] | 2018-08-14 13:00 | 1484.9754 | 414.0585
[5 empty] | 2018-08-14 14:00 | 2016.8336 | 691.0873
[5 empty] | 2018-08-14 15:00 | 1169.1256 | 265.9561
[5 empty] | 2018-08-14 16:00 | 1786.774 | 570.9103
[5 empty] | 2018-08-14 17:00 | 1886.9201 | 607.6218
[5 empty] | 2018-08-14 18:00 | 1045.9592 | 198.741
[5 empty] | 2018-08-14 19:00 | 1319.9487 | 338.1787
[5 empty] | 2018-08-14 20:00 | 1666.3073 | 526.2415
[5 empty] | 2018-08-14 21:00 | 8645.6562 | 425.786
[5 empty] | 2018-08-14 22:00 | 8524.754 | 514.5562
[5 empty] | 2018-08-14 23:00 | 9012.7089 | 658.1909
[5 empty] | 2018-08-15 | 8553.4828 | 291.6124
[5 empty] | 2018-08-15 01:00 | 10094.5306 | 623.1162
[5 empty] | 2018-08-15 02:00 | 10430.3852 | 678.6456
[5 empty] | 2018-08-15 03:00 | 10900.3936 | 888.7615
[5 empty] | 2018-08-15 04:00 | 11235.4638 | 984.9418
[5 empty] | 2018-08-15 05:00 | 11587.2352 | 1180.4821
[5 empty] | 2018-08-15 06:00 | 10735.2646 | 880.5229
[5 empty] | 2018-08-15 07:00 | 1407.2231 | 465.8151
[5 empty] | 2018-08-15 08:00 | 1389.0162 | 456.2768
[5 empty] | 2018-08-15 09:00 | 1782.1143 | 613.6207
[5 empty] | 2018-08-15 10:00 | 1869.047 | 642.6158
[5 empty] | 2018-08-15 11:00 | 1393.8947 | 394.3161
[5 empty] | 2018-08-15 12:00 | 1153.4083 | 279.4419
[5 empty] | 2018-08-15 13:00 | 1395.1689 | 391.2897
[5 empty] | 2018-08-15 14:00 | 1945.2496 | 667.6429
[5 empty] | 2018-08-15 15:00 | 1156.303 | 243.7196
[5 empty] | 2018-08-15 16:00 | 1728.4237 | 550.298
[5 empty] | 2018-08-15 17:00 | 1819.8892 | 589.0528
[5 empty] | 2018-08-15 18:00 | 942.8391 | 184.1665
[5 empty] | 2018-08-15 19:00 | 1272.0451 | 324.0714
[5 empty] | 2018-08-15 20:00 | 1653.4271 | 516.0563
[5 empty] | 2018-08-15 21:00 | 1424.8899 | 418.591
[5 empty] | 2018-08-15 22:00 | 1599.8127 | 512.6576
[5 empty] | 2018-08-15 23:00 | 1803.5294 | 654.3915
[5 empty] | 2018-08-16 | 1042.2503 | 289.5354
[5 empty] | 2018-08-16 01:00 | 2214.8806 | 622.1502
[5 empty] | 2018-08-16 02:00 | 2306.5763 | 677.1414
[5 empty] | 2018-08-16 03:00 | 2764.6757 | 892.6222
[5 empty] | 2018-08-16 04:00 | 2931.443 | 987.8343
[5 empty] | 2018-08-16 05:00 | 3355.7889 | 1183.8654
[5 empty] | 2018-08-16 06:00 | 2731.2387 | 885.5601
[5 empty] | 2018-08-16 07:00 | 1433.5734 | 471.6555
[5 empty] | 2018-08-16 08:00 | 1389.6854 | 462.1297
[5 empty] | 2018-08-16 09:00 | 1820.2124 | 625.8527
[5 empty] | 2018-08-16 10:00 | 1918.031 | 656.0754
[5 empty] | 2018-08-16 11:00 | 1471.0554 | 412.8173
[5 empty] | 2018-08-16 12:00 | 1269.4816 | 302.3103
[5 empty] | 2018-08-16 13:00 | 1482.5055 | 418.8431
[5 empty] | 2018-08-16 14:00 | 2046.4287 | 697.6539
[5 empty] | 2018-08-16 15:00 | 1061.0476 | 273.9773
[5 empty] | 2018-08-16 16:00 | 1523.8159 | 576.8864
[5 empty] | 2018-08-16 17:00 | 1628.6534 | 611.3427
[5 empty] | 2018-08-16 18:00 | 816.7622 | 202.3762
[5 empty] | 2018-08-16 19:00 | 1093.0237 | 343.7436
[5 empty] | 2018-08-16 20:00 | 1447.8034 | 531.5664
[5 empty] | 2018-08-16 21:00 | 1223.6686 | 429.5391
[5 empty] | 2018-08-16 22:00 | 1361.6846 | 522.4822
[5 empty] | 2018-08-16 23:00 | 1541.5076 | 661.7918
[5 empty] | 2018-08-17 | 779.3863 | 295.5312
[5 empty] | 2018-08-17 01:00 | 1988.7841 | 627.2698
[5 empty] | 2018-08-17 02:00 | 2051.0229 | 682.0994
[5 empty] | 2018-08-17 03:00 | 2518.5257 | 893.4385
[5 empty] | 2018-08-17 04:00 | 2703.4875 | 989.3067
[5 empty] | 2018-08-17 05:00 | 3084.5507 | 1185.063
[5 empty] | 2018-08-17 06:00 | 2513.0025 | 886.1371
[5 empty] | 2018-08-17 07:00 | 1173.0643 | 472.4497
[5 empty] | 2018-08-17 08:00 | 1130.9022 | 462.9422
[5 empty] | 2018-08-17 09:00 | 1571.4278 | 629.1988
[5 empty] | 2018-08-17 10:00 | 1673.6073 | 657.347
[5 empty] | 2018-08-17 11:00 | 1201.8062 | 414.4128
[5 empty] | 2018-08-17 12:00 | 1017.7652 | 304.5356
[5 empty] | 2018-08-17 13:00 | 1226.2163 | 420.6406
[5 empty] | 2018-08-17 14:00 | 1783.5772 | 698.9401
[5 empty] | 2018-08-17 15:00 | 968.7323 | 276.6713
[5 empty] | 2018-08-17 16:00 | 1570.1527 | 582.3163
[5 empty] | 2018-08-17 17:00 | 1670.6855 | 619.4093
[5 empty] | 2018-08-17 18:00 | 816.0936 | 211.3177
[5 empty] | 2018-08-17 19:00 | 1106.2161 | 351.6013
[5 empty] | 2018-08-17 20:00 | 1452.7585 | 540.3357
[5 empty] | 2018-08-17 21:00 | 1247.7483 | 438.846
[5 empty] | 2018-08-17 22:00 | 1384.5141 | 530.6795
[5 empty] | 2018-08-17 23:00 | 1554.1073 | 667.0622
[5 empty] | 2018-08-18 | 811.0961 | 299.41
[5 empty] | 2018-08-18 01:00 | 1992.9772 | 629.722
[5 empty] | 2018-08-18 02:00 | 2084.9515 | 684.8343
[5 empty] | 2018-08-18 03:00 | 2495.8935 | 893.4202
[5 empty] | 2018-08-18 04:00 | 2685.1293 | 988.5528
[5 empty] | 2018-08-18 05:00 | 3088.1299 | 1184.1925
[5 empty] | 2018-08-18 06:00 | 2507.7777 | 885.0948
[5 empty] | 2018-08-18 07:00 | 9397.2776 | 470.7015
[5 empty] | 2018-08-18 08:00 | 9147.6501 | 461.2187
[5 empty] | 2018-08-18 09:00 | 9260.2558 | 625.4078
[5 empty] | 2018-08-18 10:00 | 9414.8632 | 645.5605
[5 empty] | 2018-08-18 11:00 | 9161.473 | 397.4291
[5 empty] | 2018-08-18 12:00 | 9068.9913 | 281.3192
[5 empty] | 2018-08-18 13:00 | 9346.3343 | 392.1382
[5 empty] | 2018-08-18 14:00 | 9905.4943 | 668.5796
[5 empty] | 2018-08-18 15:00 | 9053.5978 | 247.3108
[5 empty] | 2018-08-18 16:00 | 9556.0508 | 554.94
[5 empty] | 2018-08-18 17:00 | 9673.8703 | 595.9265
[5 empty] | 2018-08-18 18:00 | 8979.1139 | 194.6742
[5 empty] | 2018-08-18 19:00 | 9240.188 | 339.5282
[5 empty] | 2018-08-18 20:00 | 1440.4051 | 531.9998
[5 empty] | 2018-08-18 21:00 | 1239.7927 | 431.0825
[5 empty] | 2018-08-18 22:00 | 1383.7819 | 534.9052
[5 empty] | 2018-08-18 23:00 | 1516.8824 | 659.4428
[5 empty] | 2018-08-19 | 812.9659 | 293.0877
[5 empty] | 2018-08-19 01:00 | 1961.1406 | 623.2589
[5 empty] | 2018-08-19 02:00 | 1936.8495 | 618.702
[5 empty] | 2018-08-19 03:00 | 2286.9331 | 781.9116
[5 empty] | 2018-08-19 04:00 | 2285.8033 | 789.3047
[5 empty] | 2018-08-19 05:00 | 2201.626 | 736.7158
[5 empty] | 2018-08-19 06:00 | 1958.3337 | 604.0214
[5 empty] | 2018-08-19 07:00 | 926.7917 | 359.9789
[5 empty] | 2018-08-19 08:00 | 1540.3776 | 659.6613
[5 empty] | 2018-08-19 09:00 | 1480.9947 | 592.9183
[5 empty] | 2018-08-19 10:00 | 1308.2571 | 498.5652
[5 empty] | 2018-08-19 11:00 | 1471.3899 | 564.2913
[5 empty] | 2018-08-19 12:00 | 1646.8022 | 647.9042
[5 empty] | 2018-08-19 13:00 | 898.1099 | 271.2642
[5 empty] | 2018-08-19 14:00 | 1215.4297 | 429.2094
[5 empty] | 2018-08-19 15:00 | 666.708 | 149.4264
[5 empty] | 2018-08-19 16:00 | 658.3081 | 148.8372
[5 empty] | 2018-08-19 17:00 | 983.7184 | 306.406
[5 empty] | 2018-08-19 18:00 | 1363.3392 | 497.5329
[5 empty] | 2018-08-19 19:00 | 1402.4507 | 512.0017
[5 empty] | 2018-08-19 20:00 | 1086.6202 | 353.8703
[5 empty] | 2018-08-19 21:00 | 1292.1423 | 465.9488
[5 empty] | 2018-08-19 22:00 | 1832.6374 | 769.6931
[5 empty] | 2018-08-19 23:00 | 854.6926 | 318.2524
[5 empty] | 2018-08-20 | 819.685 | 290.9758
[5 empty] | 2018-08-20 01:00 | 1966.9173 | 622.5803
[5 empty] | 2018-08-20 02:00 | 1896.814 | 617.6987
[5 empty] | 2018-08-20 03:00 | 2061.1533 | 783.9518
[5 empty] | 2018-08-20 04:00 | 2053.2468 | 790.936
[5 empty] | 2018-08-20 05:00 | 1946.9904 | 737.9413
[5 empty] | 2018-08-20 06:00 | 1685.3243 | 606.0913
[5 empty] | 2018-08-20 07:00 | 695.1048 | 363.1254
[5 empty] | 2018-08-20 08:00 | 1289.1761 | 658.8237
[5 empty] | 2018-08-20 09:00 | 1275.6691 | 603.3077
[5 empty] | 2018-08-20 10:00 | 1144.7443 | 517.0658
[5 empty] | 2018-08-20 11:00 | 1286.1349 | 581.6566
[5 empty] | 2018-08-20 12:00 | 1474.9785 | 670.5319
[5 empty] | 2018-08-20 13:00 | 738.5466 | 298.506
[5 empty] | 2018-08-20 14:00 | 1062.213 | 458.2157
[5 empty] | 2018-08-20 15:00 | 507.4305 | 179.1539
[5 empty] | 2018-08-20 16:00 | 508.16 | 178.6366
[5 empty] | 2018-08-20 17:00 | 815.2572 | 331.4597
[5 empty] | 2018-08-20 18:00 | 1177.41 | 513.9322
[5 empty] | 2018-08-20 19:00 | 1184.0256 | 521.3957
[5 empty] | 2018-08-20 20:00 | 847.7782 | 358.2816
[5 empty] | 2018-08-20 21:00 | 1055.3315 | 467.3369
[5 empty] | 2018-08-20 22:00 | 1584.8329 | 770.1364
[5 empty] | 2018-08-20 23:00 | 610.3364 | 318.9895
[5 empty] | 2018-08-21 | 547.3102 | 290.7505
[5 empty] | 2018-08-21 01:00 | 1716.9917 | 624.0134
[5 empty] | 2018-08-21 02:00 | 1825.2618 | 679.6267
[5 empty] | 2018-08-21 03:00 | 10527.3949 | 891.3316
[5 empty] | 2018-08-21 04:00 | 10849.502 | 987.2062
[5 empty] | 2018-08-21 05:00 | 11181.6063 | 1183.5889
[5 empty] | 2018-08-21 06:00 | 10424.1121 | 885.4762
[5 empty] | 2018-08-21 07:00 | 9013.4876 | 472.4407
[5 empty] | 2018-08-21 08:00 | 8809.0137 | 464.9519
[5 empty] | 2018-08-21 09:00 | 8881.119 | 640.6934
[5 empty] | 2018-08-21 10:00 | 8923.0843 | 655.2982
[5 empty] | 2018-08-21 11:00 | 8514.0832 | 410.4691
[5 empty] | 2018-08-21 12:00 | 8284.8016 | 297.2699
[5 empty] | 2018-08-21 13:00 | 958.9329 | 411.0928
[5 empty] | 2018-08-21 14:00 | 1517.2323 | 688.3998
[5 empty] | 2018-08-21 15:00 | 672.2909 | 264.7439
[5 empty] | 2018-08-21 16:00 | 1286.8117 | 570.6781
[5 empty] | 2018-08-21 17:00 | 1357.9423 | 605.9194
[5 empty] | 2018-08-21 18:00 | 532.0798 | 194.787
[5 empty] | 2018-08-21 19:00 | 802.2371 | 333.2638
[5 empty] | 2018-08-21 20:00 | 1169.2121 | 521.4841
[5 empty] | 2018-08-21 21:00 | 957.6345 | 421.0528
[5 empty] | 2018-08-21 22:00 | 1110.3573 | 536.7981
[5 empty] | 2018-08-21 23:00 | 1279.1252 | 655.2026
[5 empty] | 2018-08-22 | 542.9592 | 289.6397
[5 empty] | 2018-08-22 01:00 | 1712.061 | 622.0543
[5 empty] | 2018-08-22 02:00 | 1822.1807 | 678.0562
[5 empty] | 2018-08-22 03:00 | 2242.8715 | 887.9098
[5 empty] | 2018-08-22 04:00 | 2434.2375 | 983.6795
[5 empty] | 2018-08-22 05:00 | 2824.9567 | 1179.3282
[5 empty] | 2018-08-22 06:00 | 2226.5547 | 880.0311
[5 empty] | 2018-08-22 07:00 | 891.3131 | 465.9146
[5 empty] | 2018-08-22 08:00 | 869.2931 | 455.8144
[5 empty] | 2018-08-22 09:00 | 1308.2934 | 632.6163
[5 empty] | 2018-08-22 10:00 | 1368.9307 | 642.1886
[5 empty] | 2018-08-22 11:00 | 877.4932 | 393.7739
[5 empty] | 2018-08-22 12:00 | 652.659 | 278.4128
[5 empty] | 2018-08-22 13:00 | 881.3852 | 389.964
[5 empty] | 2018-08-22 14:00 | 1432.4704 | 664.1618
[5 empty] | 2018-08-22 15:00 | 585.6587 | 239.7337
[5 empty] | 2018-08-22 16:00 | 1201.1045 | 545.8899
[5 empty] | 2018-08-22 17:00 | 1279.982 | 583.5767
[5 empty] | 2018-08-22 18:00 | 470.3079 | 177.8415
[5 empty] | 2018-08-22 19:00 | 750.8078 | 319.6632
[5 empty] | 2018-08-22 20:00 | 1130.3194 | 511.7646
[5 empty] | 2018-08-22 21:00 | 926.0726 | 413.3788
[5 empty] | 2018-08-22 22:00 | 1103.4969 | 544.3109
[5 empty] | 2018-08-22 23:00 | 1259.3198 | 650.3152
[5 empty] | 2018-08-23 | 527.7308 | 285.651
[5 empty] | 2018-08-23 01:00 | 1696.7947 | 617.6955
[5 empty] | 2018-08-23 02:00 | 1803.3726 | 672.5885
[5 empty] | 2018-08-23 03:00 | 2246.842 | 888.2303
[5 empty] | 2018-08-23 04:00 | 2437.2143 | 983.8285
[5 empty] | 2018-08-23 05:00 | 2830.8215 | 1180.4361
[5 empty] | 2018-08-23 06:00 | 2235.0282 | 881.7127
[5 empty] | 2018-08-23 07:00 | 904.3241 | 468.4586
[5 empty] | 2018-08-23 08:00 | 889.5892 | 459.5232
[5 empty] | 2018-08-23 09:00 | 1342.3737 | 640.98
[5 empty] | 2018-08-23 10:00 | 1412.4345 | 652.2371
[5 empty] | 2018-08-23 11:00 | 936.3216 | 408.6667
[5 empty] | 2018-08-23 12:00 | 724.5137 | 297.6008
[5 empty] | 2018-08-23 13:00 | 962.1124 | 412.7719
[5 empty] | 2018-08-23 14:00 | 1520.7468 | 690.3067
[5 empty] | 2018-08-23 15:00 | 673.967 | 265.8423
[5 empty] | 2018-08-23 16:00 | 1280.2404 | 568.509
[5 empty] | 2018-08-23 17:00 | 1349.919 | 603.0198
[5 empty] | 2018-08-23 18:00 | 522.5278 | 191.3151
[5 empty] | 2018-08-23 19:00 | 799.2559 | 332.3098
[5 empty] | 2018-08-23 20:00 | 1165.8211 | 520.3406
[5 empty] | 2018-08-23 21:00 | 951.3875 | 418.8465
[5 empty] | 2018-08-23 22:00 | 1123.8381 | 549.8261
[5 empty] | 2018-08-23 23:00 | 1269.1789 | 651.6735
[5 empty] | 2018-08-24 | 534.2038 | 286.3878
[5 empty] | 2018-08-24 01:00 | 1702.8485 | 618.612
[5 empty] | 2018-08-24 02:00 | 1811.8672 | 674.1676
[5 empty] | 2018-08-24 03:00 | 2240.4971 | 885.8784
[5 empty] | 2018-08-24 04:00 | 2432.1414 | 981.8788
[5 empty] | 2018-08-24 05:00 | 2823.5358 | 1177.7028
[5 empty] | 2018-08-24 06:00 | 2228.9092 | 879.4288
[5 empty] | 2018-08-24 07:00 | 898.4713 | 466.3236
[5 empty] | 2018-08-24 08:00 | 885.4536 | 458.0742
[5 empty] | 2018-08-24 09:00 | 1341.7531 | 641.3957
[5 empty] | 2018-08-24 10:00 | 1407.2326 | 650.1485
[5 empty] | 2018-08-24 11:00 | 927.4182 | 405.1786
[5 empty] | 2018-08-24 12:00 | 711.225 | 292.2273
[5 empty] | 2018-08-24 13:00 | 942.7187 | 404.8916
[5 empty] | 2018-08-24 14:00 | 1499.0541 | 681.4662
[5 empty] | 2018-08-24 15:00 | 656.5535 | 258.542
[5 empty] | 2018-08-24 16:00 | 1270.3622 | 563.9716
[5 empty] | 2018-08-24 17:00 | 1337.6296 | 597.6534
[5 empty] | 2018-08-24 18:00 | 516.2146 | 188.2054
[5 empty] | 2018-08-24 19:00 | 787.1292 | 327.2056
[5 empty] | 2018-08-24 20:00 | 1151.8023 | 514.9842
[5 empty] | 2018-08-24 21:00 | 941.3205 | 415.1887
[5 empty] | 2018-08-24 22:00 | 1120.3248 | 548.7698
[5 empty] | 2018-08-24 23:00 | 1266.8003 | 650.6279
[5 empty] | 2018-08-25 | 530.2064 | 284.7881
[5 empty] | 2018-08-25 01:00 | 1698.137 | 616.732
[5 empty] | 2018-08-25 02:00 | 1808.1231 | 672.7183
[5 empty] | 2018-08-25 03:00 | 2226.4132 | 881.5754
[5 empty] | 2018-08-25 04:00 | 2418.6505 | 977.7635
[5 empty] | 2018-08-25 05:00 | 2810.8752 | 1174.0785
[5 empty] | 2018-08-25 06:00 | 2214.1499 | 875.6093
[5 empty] | 2018-08-25 07:00 | 878.917 | 461.8503
[5 empty] | 2018-08-25 08:00 | 857.9883 | 452.4453
[5 empty] | 2018-08-25 09:00 | 1300.5908 | 632.2853
[5 empty] | 2018-08-25 10:00 | 1349.8906 | 635.8591
[5 empty] | 2018-08-25 11:00 | 849.7329 | 383.8143
[5 empty] | 2018-08-25 12:00 | 617.8727 | 265.3375
[5 empty] | 2018-08-25 13:00 | 844.206 | 376.0141
[5 empty] | 2018-08-25 14:00 | 1397.6015 | 651.04
[5 empty] | 2018-08-25 15:00 | 549.839 | 225.9898
[5 empty] | 2018-08-25 16:00 | 1165.8638 | 532.2204
[5 empty] | 2018-08-25 17:00 | 1245.8052 | 570.9748
[5 empty] | 2018-08-25 18:00 | 438.4858 | 166.7413
[5 empty] | 2018-08-25 19:00 | 727.9671 | 311.7481
[5 empty] | 2018-08-25 20:00 | 1109.6599 | 504.4037
[5 empty] | 2018-08-25 21:00 | 907.5255 | 406.9668
[5 empty] | 2018-08-25 22:00 | 1100.0691 | 547.0838
[5 empty] | 2018-08-25 23:00 | 8249.6472 | 646.3048
[5 empty] | 2018-08-26 | 7827.7097 | 281.9209
[5 empty] | 2018-08-26 01:00 | 9379.7805 | 613.3045
[5 empty] | 2018-08-26 02:00 | 9600.4898 | 609.7121
[5 empty] | 2018-08-26 03:00 | 9976.7125 | 773.9183
[5 empty] | 2018-08-26 04:00 | 10127.9108 | 782.2652
[5 empty] | 2018-08-26 05:00 | 9959.2886 | 729.7709
[5 empty] | 2018-08-26 06:00 | 9535.3446 | 597.9085
[5 empty] | 2018-08-26 07:00 | 8471.5379 | 354.5061
[5 empty] | 2018-08-26 08:00 | 8923.2175 | 654.5833
[5 empty] | 2018-08-26 09:00 | 8501.2279 | 599.9748
[5 empty] | 2018-08-26 10:00 | 8225.25 | 487.6582
[5 empty] | 2018-08-26 11:00 | 8488.5797 | 551.4301
[5 empty] | 2018-08-26 12:00 | 1348.7213 | 631.3421
[5 empty] | 2018-08-26 13:00 | 594.3668 | 252.2107
[5 empty] | 2018-08-26 14:00 | 911.1625 | 408.9412
[5 empty] | 2018-08-26 15:00 | 352.4508 | 128.0613
[5 empty] | 2018-08-26 16:00 | 356.4514 | 128.3403
[5 empty] | 2018-08-26 17:00 | 668.6614 | 283.2318
[5 empty] | 2018-08-26 18:00 | 1047.8943 | 472.2609
[5 empty] | 2018-08-26 19:00 | 1081.0245 | 488.9414
[5 empty] | 2018-08-26 20:00 | 762.5839 | 331.3086
[5 empty] | 2018-08-26 21:00 | 981.9399 | 444.3087
[5 empty] | 2018-08-26 22:00 | 1569.7223 | 783.3561
[5 empty] | 2018-08-26 23:00 | 565.0609 | 304.6045
[5 empty] | 2018-08-27 | 513.0508 | 279.4782
[5 empty] | 2018-08-27 01:00 | 1684.3232 | 612.3335
[5 empty] | 2018-08-27 02:00 | 1672.1416 | 608.1095
[5 empty] | 2018-08-27 03:00 | 2019.3335 | 775.289
[5 empty] | 2018-08-27 04:00 | 2035.0353 | 783.3957
[5 empty] | 2018-08-27 05:00 | 1932.3204 | 731.8716
[5 empty] | 2018-08-27 06:00 | 1671.6738 | 600.6286
[5 empty] | 2018-08-27 07:00 | 683.1324 | 358.3235
[5 empty] | 2018-08-27 08:00 | 1278.916 | 654.9364
[5 empty] | 2018-08-27 09:00 | 1280.1091 | 611.0575
[5 empty] | 2018-08-27 10:00 | 1127.8376 | 510.2891
[5 empty] | 2018-08-27 11:00 | 1264.1173 | 573.411
[5 empty] | 2018-08-27 12:00 | 1447.088 | 660.2075
[5 empty] | 2018-08-27 13:00 | 704.4651 | 285.65
[5 empty] | 2018-08-27 14:00 | 1025.7824 | 444.3558
[5 empty] | 2018-08-27 15:00 | 466.7503 | 163.723
[5 empty] | 2018-08-27 16:00 | 461.7082 | 160.8508
[5 empty] | 2018-08-27 17:00 | 763.922 | 311.8918
[5 empty] | 2018-08-27 18:00 | 1124.7945 | 494.1091
[5 empty] | 2018-08-27 19:00 | 1135.3722 | 503.1943
[5 empty] | 2018-08-27 20:00 | 801.985 | 341.3349
[5 empty] | 2018-08-27 21:00 | 1011.5259 | 451.2469
[5 empty] | 2018-08-27 22:00 | 1595.0283 | 790.0384
[5 empty] | 2018-08-27 23:00 | 581.9063 | 308.5421
[5 empty] | 2018-08-28 | 521.7039 | 280.944
[5 empty] | 2018-08-28 01:00 | 1692.9567 | 614.5159
[5 empty] | 2018-08-28 02:00 | 1803.7704 | 670.7189
[5 empty] | 2018-08-28 03:00 | 2233.9417 | 883.0186
[5 empty] | 2018-08-28 04:00 | 2425.7464 | 979.2163
[5 empty] | 2018-08-28 05:00 | 2818.4838 | 1175.4833
[5 empty] | 2018-08-28 06:00 | 2224.1186 | 877.2248
[5 empty] | 2018-08-28 07:00 | 895.5506 | 464.8115
[5 empty] | 2018-08-28 08:00 | 883.3553 | 457.1116
[5 empty] | 2018-08-28 09:00 | 1342.7233 | 643.3984
[5 empty] | 2018-08-28 10:00 | 1402.1686 | 648.1058
[5 empty] | 2018-08-28 11:00 | 918.8283 | 402.0977
[5 empty] | 2018-08-28 12:00 | 698.1749 | 287.8903
[5 empty] | 2018-08-28 13:00 | 931.4496 | 400.994
[5 empty] | 2018-08-28 14:00 | 1488.7162 | 677.6455
[5 empty] | 2018-08-28 15:00 | 640.6142 | 252.6836
[5 empty] | 2018-08-28 16:00 | 1250.0642 | 556.8441
[5 empty] | 2018-08-28 17:00 | 1321.4465 | 592.0635
[5 empty] | 2018-08-28 18:00 | 498.2683 | 181.9255
[5 empty] | 2018-08-28 19:00 | 769.829 | 321.026
[5 empty] | 2018-08-28 20:00 | 1139.8942 | 510.492
[5 empty] | 2018-08-28 21:00 | 934.7638 | 412.5456
[5 empty] | 2018-08-28 22:00 | 1132.7815 | 559.0227
[5 empty] | 2018-08-28 23:00 | 1264.0398 | 649.3161
[5 empty] | 2018-08-29 | 529.0191 | 284.2498
[5 empty] | 2018-08-29 01:00 | 1697.8216 | 616.6526
[5 empty] | 2018-08-29 02:00 | 1808.0658 | 672.6944
[5 empty] | 2018-08-29 03:00 | 2228.3301 | 882.2149
[5 empty] | 2018-08-29 04:00 | 2420.7955 | 978.4306
[5 empty] | 2018-08-29 05:00 | 2812.9718 | 1174.6744
[5 empty] | 2018-08-29 06:00 | 2215.5692 | 875.7946
[5 empty] | 2018-08-29 07:00 | 882.3496 | 462.3665
[5 empty] | 2018-08-29 08:00 | 859.8277 | 452.1848
[5 empty] | 2018-08-29 09:00 | 1307.351 | 635.7604
[5 empty] | 2018-08-29 10:00 | 1356.1484 | 637.127
[5 empty] | 2018-08-29 11:00 | 863.2783 | 388.3236
[5 empty] | 2018-08-29 12:00 | 637.4892 | 272.6767
[5 empty] | 2018-08-29 13:00 | 868.8359 | 385.1187
[5 empty] | 2018-08-29 14:00 | 1426.0499 | 661.4361
[5 empty] | 2018-08-29 15:00 | 579.6762 | 237.0995
[5 empty] | 2018-08-29 16:00 | 1190.3833 | 541.6055
[5 empty] | 2018-08-29 17:00 | 1269.4432 | 579.4884
[5 empty] | 2018-08-29 18:00 | 458.4593 | 173.4085
[5 empty] | 2018-08-29 19:00 | 742.8858 | 316.7396
[5 empty] | 2018-08-29 20:00 | 1119.7982 | 507.8327
[5 empty] | 2018-08-29 21:00 | 913.8718 | 408.7932
[5 empty] | 2018-08-29 22:00 | 1116.389 | 557.1539
[5 empty] | 2018-08-29 23:00 | 1252.5364 | 647.4782
[5 empty] | 2018-08-30 | 521.5708 | 283.127
[5 empty] | 2018-08-30 01:00 | 1690.2165 | 615.079
[5 empty] | 2018-08-30 02:00 | 1794.3689 | 669.0733
[5 empty] | 2018-08-30 03:00 | 2238.3715 | 884.6915
[5 empty] | 2018-08-30 04:00 | 2428.444 | 980.1282
[5 empty] | 2018-08-30 05:00 | 2821.5485 | 1176.4734
[5 empty] | 2018-08-30 06:00 | 2225.8688 | 877.7052
[5 empty] | 2018-08-30 07:00 | 894.8933 | 464.445
[5 empty] | 2018-08-30 08:00 | 882.0511 | 456.3498
[5 empty] | 2018-08-30 09:00 | 1342.1728 | 644.4443
[5 empty] | 2018-08-30 10:00 | 1401.163 | 647.5706
[5 empty] | 2018-08-30 11:00 | 928.3682 | 405.4386
[5 empty] | 2018-08-30 12:00 | 716.5275 | 294.6082
[5 empty] | 2018-08-30 13:00 | 951.1563 | 408.6934
[5 empty] | 2018-08-30 14:00 | 1510.4651 | 686.3152
[5 empty] | 2018-08-30 15:00 | 666.2395 | 263.0404
[5 empty] | 2018-08-30 16:00 | 1279.2043 | 568.3483
[5 empty] | 2018-08-30 17:00 | 1347.4713 | 602.1499
[5 empty] | 2018-08-30 18:00 | 518.018 | 189.6994
[5 empty] | 2018-08-30 19:00 | 787.0452 | 327.8137
[5 empty] | 2018-08-30 20:00 | 1153.2881 | 515.9918
[5 empty] | 2018-08-30 21:00 | 937.884 | 414.2977
[5 empty] | 2018-08-30 22:00 | 1151.7251 | 572.7901
[5 empty] | 2018-08-30 23:00 | 1264.3919 | 649.5259
[5 empty] | 2018-08-31 | 527.6891 | 283.5629
[5 empty] | 2018-08-31 01:00 | 1695.2809 | 615.3653
[5 empty] | 2018-08-31 02:00 | 1804.518 | 670.9316
[5 empty] | 2018-08-31 03:00 | 2233.5275 | 882.7981
[5 empty] | 2018-08-31 04:00 | 2425.4322 | 979.0538
[5 empty] | 2018-08-31 05:00 | 2818.1285 | 1175.2043
[5 empty] | 2018-08-31 06:00 | 2222.1981 | 876.4505
[5 empty] | 2018-08-31 07:00 | 892.4533 | 463.6309
[5 empty] | 2018-08-31 08:00 | 879.3795 | 455.6828
[5 empty] | 2018-08-31 09:00 | 1342.0774 | 644.4655
[5 empty] | 2018-08-31 10:00 | 1399.3148 | 646.7305
[5 empty] | 2018-08-31 11:00 | 922.8993 | 403.0575
[5 empty] | 2018-08-31 12:00 | 708.6511 | 291.2407
[5 empty] | 2018-08-31 13:00 | 947.2386 | 406.7384
[5 empty] | 2018-08-31 14:00 | 1508.2444 | 684.9567
[5 empty] | 2018-08-31 15:00 | 660.9178 | 260.3519
[5 empty] | 2018-08-31 16:00 | 1274.1453 | 565.7121
[5 empty] | 2018-08-31 17:00 | 1348.6628 | 601.9811
[5 empty] | 2018-08-31 18:00 | 521.0456 | 190.3417
[5 empty] | 2018-08-31 19:00 | 785.744 | 327.1473
[5 empty] | 2018-08-31 20:00 | 1152.2372 | 515.4846
[5 empty] | 2018-08-31 21:00 | 937.2631 | 414.0069
[5 empty] | 2018-08-31 22:00 | 1154.04 | 575.4788
[5 empty] | 2018-08-31 23:00 | 1263.121 | 649.0368
[5 empty] | 2018-09-01 | 526.7483 | 283.2647
[5 empty] | 2018-09-01 01:00 | 1690.5609 | 613.1396
[5 empty] | 2018-09-01 02:00 | 1684.1691 | 610.869
[5 empty] | 2018-09-01 03:00 | 1870.0853 | 703.2845
[5 empty] | 2018-09-01 04:00 | 1950.5801 | 743.348
[5 empty] | 2018-09-01 05:00 | 9770.5768 | 640.679
[5 empty] | 2018-09-01 06:00 | 10355.5611 | 996.0881
[5 empty] | 2018-09-01 07:00 | 9162.9501 | 699.6759
[5 empty] | 2018-09-01 08:00 | 8942.9879 | 678.8636
[5 empty] | 2018-09-01 09:00 | 8423.8041 | 555.8989
[5 empty] | 2018-09-01 10:00 | 8208.8707 | 451.0106
[5 empty] | 2018-09-01 11:00 | 8278.5955 | 439.3458
[5 empty] | 2018-09-01 12:00 | 8492.254 | 523.7183
[5 empty] | 2018-09-01 13:00 | 7985.0707 | 261.1398
[5 empty] | 2018-09-01 14:00 | 289.5645 | 97.2281
[5 empty] | 2018-09-01 15:00 | 439.3007 | 170.4158
[5 empty] | 2018-09-01 16:00 | 779.6082 | 339.3157
[5 empty] | 2018-09-01 17:00 | 797.5975 | 347.4404
[5 empty] | 2018-09-01 18:00 | 709.5614 | 301.8307
[5 empty] | 2018-09-01 19:00 | 525.227 | 209.4529
[5 empty] | 2018-09-01 20:00 | 636.9668 | 267.6667
[5 empty] | 2018-09-01 21:00 | 527.9188 | 217.4022
[5 empty] | 2018-09-01 22:00 | 605.806 | 308.2452
[5 empty] | 2018-09-01 23:00 | 519.4907 | 282.2083
[5 empty] | 2018-09-02 | 511.3944 | 278.8985
[5 empty] | 2018-09-02 01:00 | 1683.1644 | 611.9452
[5 empty] | 2018-09-02 02:00 | 1672.6872 | 608.5812
[5 empty] | 2018-09-02 03:00 | 1832.4276 | 684.4452
[5 empty] | 2018-09-02 04:00 | 1969.7681 | 753.7806
[5 empty] | 2018-09-02 05:00 | 2219.2362 | 879.2233
[5 empty] | 2018-09-02 06:00 | 2093.1574 | 816.5979
[5 empty] | 2018-09-02 07:00 | 721.6996 | 384.6208
[5 empty] | 2018-09-02 08:00 | 782.0531 | 415.1879
[5 empty] | 2018-09-02 09:00 | 549.1064 | 260.941
[5 empty] | 2018-09-02 10:00 | 754.655 | 341.9161
[5 empty] | 2018-09-02 11:00 | 1024.6388 | 472.0919
[5 empty] | 2018-09-02 12:00 | 535.0597 | 225.0244
[5 empty] | 2018-09-02 13:00 | 263.3008 | 86.9169
[5 empty] | 2018-09-02 14:00 | 470.9735 | 188.5058
[5 empty] | 2018-09-02 15:00 | 1065.228 | 483.6632
[5 empty] | 2018-09-02 16:00 | 633.054 | 266.3466
[5 empty] | 2018-09-02 17:00 | 435.9643 | 166.2463
[5 empty] | 2018-09-02 18:00 | 550.7739 | 222.7246
[5 empty] | 2018-09-02 19:00 | 394.7662 | 145.474
[5 empty] | 2018-09-02 20:00 | 466.6332 | 183.3975
[5 empty] | 2018-09-02 21:00 | 404.7629 | 155.9287
[5 empty] | 2018-09-02 22:00 | 1107.6829 | 560.6355
[5 empty] | 2018-09-02 23:00 | 722.7147 | 383.456
[5 empty] | 2018-09-03 | 512.7017 | 279.5028
[5 empty] | 2018-09-03 01:00 | 1684.9159 | 612.6021
[5 empty] | 2018-09-03 02:00 | 1675.9272 | 609.5081
[5 empty] | 2018-09-03 03:00 | 1847.1454 | 688.7514
[5 empty] | 2018-09-03 04:00 | 1987.7817 | 759.3996
[5 empty] | 2018-09-03 05:00 | 2238.1556 | 884.7301
[5 empty] | 2018-09-03 06:00 | 2113.4025 | 821.9635
[5 empty] | 2018-09-03 07:00 | 744.7475 | 390.1766
[5 empty] | 2018-09-03 08:00 | 799.0951 | 416.3875
[5 empty] | 2018-09-03 09:00 | 621.8501 | 290.3205
[5 empty] | 2018-09-03 10:00 | 834.8261 | 365.0306
[5 empty] | 2018-09-03 11:00 | 1105.187 | 495.1214
[5 empty] | 2018-09-03 12:00 | 632.295 | 253.5961
[5 empty] | 2018-09-03 13:00 | 373.5273 | 120.4271
[5 empty] | 2018-09-03 14:00 | 585.8509 | 224.1283
[5 empty] | 2018-09-03 15:00 | 1178.1653 | 518.7536
[5 empty] | 2018-09-03 16:00 | 744.4109 | 300.9817
[5 empty] | 2018-09-03 17:00 | 535.3185 | 196.1388
[5 empty] | 2018-09-03 18:00 | 633.7839 | 246.3155
[5 empty] | 2018-09-03 19:00 | 462.6865 | 164.3425
[5 empty] | 2018-09-03 20:00 | 518.5893 | 197.4047
[5 empty] | 2018-09-03 21:00 | 447.4014 | 167.1297
[5 empty] | 2018-09-03 22:00 | 1164.1373 | 584.9375
[5 empty] | 2018-09-03 23:00 | 751.0995 | 391.188
[5 empty] | 2018-09-04 | 534.1297 | 285.4366
[5 empty] | 2018-09-04 01:00 | 1703.4994 | 618.2744
[5 empty] | 2018-09-04 02:00 | 1698.3593 | 616.4844
[5 empty] | 2018-09-04 03:00 | 1893.8953 | 711.557
[5 empty] | 2018-09-04 04:00 | 1969.9296 | 750.173
[5 empty] | 2018-09-04 05:00 | 1761.8236 | 646.3658
[5 empty] | 2018-09-04 06:00 | 2473.2249 | 1001.485
[5 empty] | 2018-09-04 07:00 | 1375.2896 | 704.9537
[5 empty] | 2018-09-04 08:00 | 1336.8622 | 684.5152
[5 empty] | 2018-09-04 09:00 | 1211.4661 | 584.6407
[5 empty] | 2018-09-04 10:00 | 1039.664 | 466.712
[5 empty] | 2018-09-04 11:00 | 1038.6521 | 461.1213
[5 empty] | 2018-09-04 12:00 | 1226.5885 | 550.5168
[5 empty] | 2018-09-04 13:00 | 716.2616 | 291.7685
[5 empty] | 2018-09-04 14:00 | 398.8448 | 130.4338
[5 empty] | 2018-09-04 15:00 | 551.9115 | 205.1365
[5 empty] | 2018-09-04 16:00 | 891.4087 | 373.8555
[5 empty] | 2018-09-04 17:00 | 900.0706 | 378.1273
[5 empty] | 2018-09-04 18:00 | 792.8617 | 325.8003
[5 empty] | 2018-09-04 19:00 | 594.2362 | 228.9903
[5 empty] | 2018-09-04 20:00 | 7913.6007 | 284.8788
[5 empty] | 2018-09-04 21:00 | 7505.8323 | 231.685
[5 empty] | 2018-09-04 22:00 | 7534.1459 | 343.5712
[5 empty] | 2018-09-04 23:00 | 7681.7613 | 292.2065
[5 empty] | 2018-09-05 | 8020.1036 | 286.8606
[5 empty] | 2018-09-05 01:00 | 9568.8881 | 619.0964
[5 empty] | 2018-09-05 02:00 | 9775.8182 | 616.6344
[5 empty] | 2018-09-05 03:00 | 9986.4547 | 709.4625
[5 empty] | 2018-09-05 04:00 | 10112.0036 | 747.41
[5 empty] | 2018-09-05 05:00 | 9836.1811 | 643.7611
[5 empty] | 2018-09-05 06:00 | 10396.8434 | 999.7016
[5 empty] | 2018-09-05 07:00 | 9174.9278 | 702.3926
[5 empty] | 2018-09-05 08:00 | 1315.1149 | 680.5325
[5 empty] | 2018-09-05 09:00 | 1181.7456 | 580.6619
[5 empty] | 2018-09-05 10:00 | 992.2623 | 455.3836
[5 empty] | 2018-09-05 11:00 | 979.3976 | 446.2305
[5 empty] | 2018-09-05 12:00 | 1159.6075 | 533.1762
[5 empty] | 2018-09-05 13:00 | 643.9159 | 272.3255
[5 empty] | 2018-09-05 14:00 | 322.9392 | 109.4153
[5 empty] | 2018-09-05 15:00 | 472.8558 | 182.9889
[5 empty] | 2018-09-05 16:00 | 812.5638 | 351.883
[5 empty] | 2018-09-05 17:00 | 830.162 | 359.4337
[5 empty] | 2018-09-05 18:00 | 731.5446 | 309.7547
[5 empty] | 2018-09-05 19:00 | 540.6837 | 215.141
[5 empty] | 2018-09-05 20:00 | 648.3443 | 271.7776
[5 empty] | 2018-09-05 21:00 | 536.221 | 220.3912
[5 empty] | 2018-09-05 22:00 | 652.3546 | 339.3114
[5 empty] | 2018-09-05 23:00 | 524.9252 | 284.0284
[5 empty] | 2018-09-06 | 516.1535 | 280.4411
[5 empty] | 2018-09-06 01:00 | 1687.5877 | 613.5013
[5 empty] | 2018-09-06 02:00 | 1677.2751 | 610.2041
[5 empty] | 2018-09-06 03:00 | 1887.2974 | 709.1291
[5 empty] | 2018-09-06 04:00 | 1963.7356 | 747.7457
[5 empty] | 2018-09-06 05:00 | 1755.0337 | 643.6921
[5 empty] | 2018-09-06 06:00 | 2467.4793 | 999.3228
[5 empty] | 2018-09-06 07:00 | 1372.2949 | 703.7854
[5 empty] | 2018-09-06 08:00 | 1334.4269 | 683.6183
[5 empty] | 2018-09-06 09:00 | 1226.2481 | 596.6081
[5 empty] | 2018-09-06 10:00 | 1034.432 | 464.9416
[5 empty] | 2018-09-06 11:00 | 1035.2057 | 460.0697
[5 empty] | 2018-09-06 12:00 | 1228.6777 | 551.1192
[5 empty] | 2018-09-06 13:00 | 719.7936 | 292.8616
[5 empty] | 2018-09-06 14:00 | 400.7542 | 131.1943
[5 empty] | 2018-09-06 15:00 | 551.1419 | 205.1773
[5 empty] | 2018-09-06 16:00 | 891.7375 | 374.4333
[5 empty] | 2018-09-06 17:00 | 900.58 | 378.7279
[5 empty] | 2018-09-06 18:00 | 794.1635 | 326.6622
[5 empty] | 2018-09-06 19:00 | 594.0407 | 229.284
[5 empty] | 2018-09-06 20:00 | 695.8508 | 284.5453
[5 empty] | 2018-09-06 21:00 | 580.4556 | 232.6252
[5 empty] | 2018-09-06 22:00 | 691.4529 | 352.274
[5 empty] | 2018-09-06 23:00 | 550.0138 | 291.2617
[5 empty] | 2018-09-07 | 531.1321 | 284.7482
[5 empty] | 2018-09-07 01:00 | 1700.0258 | 617.0388
[5 empty] | 2018-09-07 02:00 | 1695.0593 | 615.2881
[5 empty] | 2018-09-07 03:00 | 1890.2131 | 710.287
[5 empty] | 2018-09-07 04:00 | 1967.0542 | 749.4258
[5 empty] | 2018-09-07 05:00 | 1761.0117 | 646.5117
[5 empty] | 2018-09-07 06:00 | 2470.7576 | 1001.05
[5 empty] | 2018-09-07 07:00 | 1372.7955 | 704.3979
[5 empty] | 2018-09-07 08:00 | 1334.3092 | 683.9333
[5 empty] | 2018-09-07 09:00 | 1229.1598 | 598.3343
[5 empty] | 2018-09-07 10:00 | 1040.3838 | 467.2059
[5 empty] | 2018-09-07 11:00 | 1043.3775 | 462.6914
[5 empty] | 2018-09-07 12:00 | 1237.7484 | 554.2592
[5 empty] | 2018-09-07 13:00 | 733.3613 | 298.0387
[5 empty] | 2018-09-07 14:00 | 418.1793 | 138.0076
[5 empty] | 2018-09-07 15:00 | 576.7271 | 214.9431
[5 empty] | 2018-09-07 16:00 | 919.9123 | 385.1753
[5 empty] | 2018-09-07 17:00 | 931.4836 | 390.7799
[5 empty] | 2018-09-07 18:00 | 823.0895 | 338.0388
[5 empty] | 2018-09-07 19:00 | 624.6674 | 241.3653
[5 empty] | 2018-09-07 20:00 | 724.5494 | 295.9115
[5 empty] | 2018-09-07 21:00 | 604.9808 | 242.2712
[5 empty] | 2018-09-07 22:00 | 712.1567 | 361.0783
[5 empty] | 2018-09-07 23:00 | 564.0936 | 296.7934
[5 empty] | 2018-09-08 | 544.9563 | 290.1126
[5 empty] | 2018-09-08 01:00 | 1711.1004 | 621.3818
[5 empty] | 2018-09-08 02:00 | 1702.5757 | 618.2714
[5 empty] | 2018-09-08 03:00 | 1887.3307 | 710.1904
[5 empty] | 2018-09-08 04:00 | 1965.2729 | 749.326
[5 empty] | 2018-09-08 05:00 | 1758.0782 | 646.1845
[5 empty] | 2018-09-08 06:00 | 2467.7037 | 1001.2054
[5 empty] | 2018-09-08 07:00 | 1363.1754 | 703.2769
[5 empty] | 2018-09-08 08:00 | 1313.5011 | 680.3277
[5 empty] | 2018-09-08 09:00 | 1192.1645 | 590.908
[5 empty] | 2018-09-08 10:00 | 984.0819 | 452.5291
[5 empty] | 2018-09-08 11:00 | 972.795 | 443.7296
[5 empty] | 2018-09-08 12:00 | 1156.9138 | 532.0369
[5 empty] | 2018-09-08 13:00 | 645.6621 | 273.2144
[5 empty] | 2018-09-08 14:00 | 330.335 | 113.0275
[5 empty] | 2018-09-08 15:00 | 491.0084 | 190.7395
[5 empty] | 2018-09-08 16:00 | 838.8481 | 362.4402
[5 empty] | 2018-09-08 17:00 | 862.7045 | 372.5454
[5 empty] | 2018-09-08 18:00 | 775.0926 | 327.067
[5 empty] | 2018-09-08 19:00 | 589.77 | 234.4614
[5 empty] | 2018-09-08 20:00 | 695.3587 | 290.3339
[5 empty] | 2018-09-08 21:00 | 8091.0588 | 235.6375
[5 empty] | 2018-09-08 22:00 | 7836.3592 | 355.4008
[5 empty] | 2018-09-08 23:00 | 7840.1088 | 291.784
[5 empty] | 2018-09-09 | 8115.2243 | 286.3524
[5 empty] | 2018-09-09 01:00 | 9603.5613 | 617.4008
[5 empty] | 2018-09-09 02:00 | 9812.9496 | 613.3427
[5 empty] | 2018-09-09 03:00 | 10009.6343 | 688.8631
[5 empty] | 2018-09-09 04:00 | 10215.1684 | 758.6585
[5 empty] | 2018-09-09 05:00 | 10391.5281 | 883.2557
[5 empty] | 2018-09-09 06:00 | 10074.0857 | 819.7029
[5 empty] | 2018-09-09 07:00 | 8584.9968 | 386.4678
[5 empty] | 2018-09-09 08:00 | 8455.189 | 416.4492
[5 empty] | 2018-09-09 09:00 | 7894.9325 | 296.8522
[5 empty] | 2018-09-09 10:00 | 757.1287 | 342.5962
[5 empty] | 2018-09-09 11:00 | 1034.3741 | 475.6958
[5 empty] | 2018-09-09 12:00 | 558.5408 | 233.6061
[5 empty] | 2018-09-09 13:00 | 300.8195 | 101.2453
[5 empty] | 2018-09-09 14:00 | 513.3876 | 204.9489
[5 empty] | 2018-09-09 15:00 | 1106.0869 | 499.5662
[5 empty] | 2018-09-09 16:00 | 676.1485 | 282.8813
[5 empty] | 2018-09-09 17:00 | 474.797 | 181.2226
[5 empty] | 2018-09-09 18:00 | 582.1669 | 234.6621
[5 empty] | 2018-09-09 19:00 | 425.5573 | 157.1551
[5 empty] | 2018-09-09 20:00 | 494.1962 | 193.8634
[5 empty] | 2018-09-09 21:00 | 425.2968 | 163.8497
[5 empty] | 2018-09-09 22:00 | 1161.0201 | 594.8529
[5 empty] | 2018-09-09 23:00 | 731.6839 | 386.8001
[5 empty] | 2018-09-10 | 521.161 | 282.5328
[5 empty] | 2018-09-10 01:00 | 1690.9243 | 614.8069
[5 empty] | 2018-09-10 02:00 | 1678.9932 | 610.7527
[5 empty] | 2018-09-10 03:00 | 1848.291 | 689.2443
[5 empty] | 2018-09-10 04:00 | 1986.4967 | 758.8425
[5 empty] | 2018-09-10 05:00 | 2235.4299 | 883.6582
[5 empty] | 2018-09-10 06:00 | 2109.4207 | 820.3281
[5 empty] | 2018-09-10 07:00 | 741.8007 | 388.7899
[5 empty] | 2018-09-10 08:00 | 797.4802 | 415.4279
[5 empty] | 2018-09-10 09:00 | 642.0255 | 306.5529
[5 empty] | 2018-09-10 10:00 | 832.6796 | 363.7804
[5 empty] | 2018-09-10 11:00 | 1110.7001 | 496.4415
[5 empty] | 2018-09-10 12:00 | 642.1855 | 256.6771
[5 empty] | 2018-09-10 13:00 | 388.3377 | 125.7143
[5 empty] | 2018-09-10 14:00 | 604.3859 | 231.1594
[5 empty] | 2018-09-10 15:00 | 1202.6026 | 528.0878
[5 empty] | 2018-09-10 16:00 | 781.6022 | 314.8256
[5 empty] | 2018-09-10 17:00 | 569.7782 | 209.0351
[5 empty] | 2018-09-10 18:00 | 659.6801 | 256.0845
[5 empty] | 2018-09-10 19:00 | 484.5708 | 172.3579
[5 empty] | 2018-09-10 20:00 | 540.8529 | 205.6822
[5 empty] | 2018-09-10 21:00 | 469.3134 | 178.6692
[5 empty] | 2018-09-10 22:00 | 1186.8003 | 601.8516
[5 empty] | 2018-09-10 23:00 | 747.6699 | 390.4514
[5 empty] | 2018-09-11 | 529.0507 | 283.8464
[5 empty] | 2018-09-11 01:00 | 1697.0592 | 615.9714
[5 empty] | 2018-09-11 02:00 | 1690.5548 | 613.6603
[5 empty] | 2018-09-11 03:00 | 10001.4126 | 708.9399
[5 empty] | 2018-09-11 04:00 | 10222.2948 | 748.9241
[5 empty] | 2018-09-11 05:00 | 9955.3287 | 645.9715
[5 empty] | 2018-09-11 06:00 | 10467.0328 | 1001.0785
[5 empty] | 2018-09-11 07:00 | 9218.8435 | 704.4871
[5 empty] | 2018-09-11 08:00 | 8964.1168 | 684.1288
[5 empty] | 2018-09-11 09:00 | 8591.4304 | 608.5808
[5 empty] | 2018-09-11 10:00 | 8284.6167 | 465.4686
[5 empty] | 2018-09-11 11:00 | 8509.1074 | 461.9046
[5 empty] | 2018-09-11 12:00 | 8941.7636 | 554.2908
[5 empty] | 2018-09-11 13:00 | 8517.0379 | 298.0396
[5 empty] | 2018-09-11 14:00 | 8181.0528 | 138.9659
[5 empty] | 2018-09-11 15:00 | 8120.6256 | 213.3493
[5 empty] | 2018-09-11 16:00 | 8254.9031 | 381.0374
[5 empty] | 2018-09-11 17:00 | 919.9725 | 385.9761
[5 empty] | 2018-09-11 18:00 | 807.6204 | 331.7542
[5 empty] | 2018-09-11 19:00 | 600.4917 | 231.8519
[5 empty] | 2018-09-11 20:00 | 693.855 | 284.3774
[5 empty] | 2018-09-11 21:00 | 584.8599 | 241.6076
[5 empty] | 2018-09-11 22:00 | 685.0684 | 352.5256
[5 empty] | 2018-09-11 23:00 | 539.8904 | 287.2868
[5 empty] | 2018-09-12 | 524.1124 | 281.7649
[5 empty] | 2018-09-12 01:00 | 1693.5496 | 614.6182
[5 empty] | 2018-09-12 02:00 | 1688.3297 | 612.9231
[5 empty] | 2018-09-12 03:00 | 1874.6429 | 705.5951
[5 empty] | 2018-09-12 04:00 | 1952.7031 | 744.969
[5 empty] | 2018-09-12 05:00 | 1745.6246 | 641.7471
[5 empty] | 2018-09-12 06:00 | 2455.5757 | 996.6889
[5 empty] | 2018-09-12 07:00 | 1355.4562 | 700.0577
[5 empty] | 2018-09-12 08:00 | 1312.1739 | 679.5404
[5 empty] | 2018-09-12 09:00 | 1206.4176 | 600.9236
[5 empty] | 2018-09-12 10:00 | 986.9982 | 453.3171
[5 empty] | 2018-09-12 11:00 | 971.5909 | 443.2357
[5 empty] | 2018-09-12 12:00 | 1150.0848 | 529.5723
[5 empty] | 2018-09-12 13:00 | 633.6797 | 268.3851
[5 empty] | 2018-09-12 14:00 | 308.5815 | 104.0685
[5 empty] | 2018-09-12 15:00 | 454.3027 | 176.145
[5 empty] | 2018-09-12 16:00 | 792.8114 | 344.4777
[5 empty] | 2018-09-12 17:00 | 808.5919 | 351.1472
[5 empty] | 2018-09-12 18:00 | 707.7063 | 300.6399
[5 empty] | 2018-09-12 19:00 | 507.745 | 202.5855
[5 empty] | 2018-09-12 20:00 | 614.0442 | 258.7714
[5 empty] | 2018-09-12 21:00 | 527.363 | 223.4326
[5 empty] | 2018-09-12 22:00 | 648.2523 | 342.1265
[5 empty] | 2018-09-12 23:00 | 512.5733 | 278.865
[5 empty] | 2018-09-13 | 503.9267 | 275.306
[5 empty] | 2018-09-13 01:00 | 1674.0439 | 608.062
[5 empty] | 2018-09-13 02:00 | 1664.4496 | 604.9716
[5 empty] | 2018-09-13 03:00 | 1874.5677 | 704.003
[5 empty] | 2018-09-13 04:00 | 1952.8363 | 743.4863
[5 empty] | 2018-09-13 05:00 | 1744.6815 | 639.97
[5 empty] | 2018-09-13 06:00 | 2455.7433 | 995.1748
[5 empty] | 2018-09-13 07:00 | 1359.5733 | 699.4544
[5 empty] | 2018-09-13 08:00 | 1323.4432 | 680.2919
[5 empty] | 2018-09-13 09:00 | 1232.2516 | 605.7927
[5 empty] | 2018-09-13 10:00 | 1020.1007 | 459.6217
[5 empty] | 2018-09-13 11:00 | 2721.2481 | 641.8524
[5 empty] | 2018-09-13 12:00 | 3887.5382 | 783.4801
[5 empty] | 2018-09-13 13:00 | 3280.2508 | 550.1686
[5 empty] | 2018-09-13 14:00 | 3005.1172 | 370.8374
[5 empty] | 2018-09-13 15:00 | 3259.8306 | 451.6319
[5 empty] | 2018-09-13 16:00 | 3573.0949 | 607.285
[5 empty] | 2018-09-13 17:00 | 3190.6511 | 621.1671
[5 empty] | 2018-09-13 18:00 | 3332.3789 | 565.5742
[5 empty] | 2018-09-13 19:00 | 3518.7593 | 459.6759
[5 empty] | 2018-09-13 20:00 | 3612.4175 | 540.0775
[5 empty] | 2018-09-13 21:00 | 3333.647 | 506.4662
[5 empty] | 2018-09-13 22:00 | 3237.948 | 605.9378
[5 empty] | 2018-09-13 23:00 | 3468.1699 | 536.9798
[5 empty] | 2018-09-14 | 3172.8018 | 517.4037
[5 empty] | 2018-09-14 01:00 | 4505.1378 | 859.138
[5 empty] | 2018-09-14 02:00 | 4569.5795 | 889.933
[5 empty] | 2018-09-14 03:00 | 4283.9139 | 955.9033
[5 empty] | 2018-09-14 04:00 | 4895.5251 | 996.0014
[5 empty] | 2018-09-14 05:00 | 4256.8678 | 879.4796
[5 empty] | 2018-09-14 06:00 | 4819.0775 | 1240.0798
[5 empty] | 2018-09-14 07:00 | 3720.0435 | 941.8314
[5 empty] | 2018-09-14 08:00 | 3894.6541 | 925.1681
[5 empty] | 2018-09-14 09:00 | 4144.2734 | 871.8929
[5 empty] | 2018-09-14 10:00 | 3536.3253 | 695.6148
[5 empty] | 2018-09-14 11:00 | 3519.0561 | 694.4647
[5 empty] | 2018-09-14 12:00 | 3687.0541 | 789.7336
[5 empty] | 2018-09-14 13:00 | 3315.599 | 536.068
[5 empty] | 2018-09-14 14:00 | 3172.8136 | 369.8646
[5 empty] | 2018-09-14 15:00 | 3270.2306 | 443.645
[5 empty] | 2018-09-14 16:00 | 3600.6594 | 602.9128
[5 empty] | 2018-09-14 17:00 | 3587.9015 | 620.893
[5 empty] | 2018-09-14 18:00 | 3263.418 | 580.439
[5 empty] | 2018-09-14 19:00 | 3411.3924 | 486.5826
[5 empty] | 2018-09-14 20:00 | 3695.3677 | 533.1699
[5 empty] | 2018-09-14 21:00 | 3451.3097 | 497.4725
[5 empty] | 2018-09-14 22:00 | 3361.0315 | 612.0555
[5 empty] | 2018-09-14 23:00 | 3419.5778 | 528.3288
[5 empty] | 2018-09-15 | 3133.45 | 566.9744
[5 empty] | 2018-09-15 01:00 | 4207.9046 | 869.8682
[5 empty] | 2018-09-15 02:00 | 4570.1431 | 813.1235
[5 empty] | 2018-09-15 03:00 | 4332.8437 | 951.0383
[5 empty] | 2018-09-15 04:00 | 4656.8492 | 978.1564
[5 empty] | 2018-09-15 05:00 | 4706.5494 | 902.3782
[5 empty] | 2018-09-15 06:00 | 5393.1842 | 1239.4936
[5 empty] | 2018-09-15 07:00 | 3833.4246 | 952.0806
[5 empty] | 2018-09-15 08:00 | 4031.6208 | 947.8161
[5 empty] | 2018-09-15 09:00 | 4044.064 | 887.6367
[5 empty] | 2018-09-15 10:00 | 3575.8813 | 699.1723
[5 empty] | 2018-09-15 11:00 | 10837.6972 | 691.0034
[5 empty] | 2018-09-15 12:00 | 11026.919 | 783.3491
[5 empty] | 2018-09-15 13:00 | 11144.6626 | 519.8154
[5 empty] | 2018-09-15 14:00 | 9973.9186 | 343.9292
[5 empty] | 2018-09-15 15:00 | 9989.2691 | 433.4216
[5 empty] | 2018-09-15 16:00 | 10227.2804 | 578.658
[5 empty] | 2018-09-15 17:00 | 10369.5925 | 608.3216
[5 empty] | 2018-09-15 18:00 | 9837.9361 | 561.9563
[5 empty] | 2018-09-15 19:00 | 9681.5274 | 458.2243
[5 empty] | 2018-09-15 20:00 | 3095.1757 | 498.6024
[5 empty] | 2018-09-15 21:00 | 3125.1886 | 482.1235
[5 empty] | 2018-09-15 22:00 | 3432.152 | 592.3098
[5 empty] | 2018-09-15 23:00 | 3328.4566 | 529.7344
[5 empty] | 2018-09-16 | 3197.4345 | 543.8804
[5 empty] | 2018-09-16 01:00 | 4477.2942 | 860.3342
[5 empty] | 2018-09-16 02:00 | 4625.7169 | 866.8182
[5 empty] | 2018-09-16 03:00 | 4530.6841 | 917.4885
[5 empty] | 2018-09-16 04:00 | 4895.9183 | 1035.0591
[5 empty] | 2018-09-16 05:00 | 5161.4393 | 1120.9324
[5 empty] | 2018-09-16 06:00 | 4870.5954 | 1087.791
[5 empty] | 2018-09-16 07:00 | 3233.9964 | 637.7425
[5 empty] | 2018-09-16 08:00 | 3133.8879 | 659.9634
[5 empty] | 2018-09-16 09:00 | 3268.358 | 570.4913
[5 empty] | 2018-09-16 10:00 | 3718.7663 | 607.1182
[5 empty] | 2018-09-16 11:00 | 3585.9564 | 732.098
[5 empty] | 2018-09-16 12:00 | 2787.8073 | 465.8465
[5 empty] | 2018-09-16 13:00 | 2899.3417 | 327.7131
[5 empty] | 2018-09-16 14:00 | 3158.0415 | 433.0434
[5 empty] | 2018-09-16 15:00 | 3660.0274 | 743.367
[5 empty] | 2018-09-16 16:00 | 3707.2329 | 512.893
[5 empty] | 2018-09-16 17:00 | 3086.1018 | 413.0276
[5 empty] | 2018-09-16 18:00 | 3125.2846 | 467.6145
[5 empty] | 2018-09-16 19:00 | 3561.9312 | 397.7455
[5 empty] | 2018-09-16 20:00 | 3067.8894 | 426.1947
[5 empty] | 2018-09-16 21:00 | 3256.2929 | 430.931
[5 empty] | 2018-09-16 22:00 | 4058.0541 | 857.4166
[5 empty] | 2018-09-16 23:00 | 3527.5278 | 644.6558
[5 empty] | 2018-09-17 | 3364.488 | 494.6706
[5 empty] | 2018-09-17 01:00 | 3919.7527 | 834.3664
[5 empty] | 2018-09-17 02:00 | 4763.7217 | 842.4322
[5 empty] | 2018-09-17 03:00 | 4506.1228 | 953.8023
[5 empty] | 2018-09-17 04:00 | 4855.9739 | 993.1987
[5 empty] | 2018-09-17 05:00 | 5206.2975 | 1130.9677
[5 empty] | 2018-09-17 06:00 | 4311.0944 | 1047.3054
[5 empty] | 2018-09-17 07:00 | 3325.2145 | 626.5068
[5 empty] | 2018-09-17 08:00 | 3206.398 | 681.0138
[5 empty] | 2018-09-17 09:00 | 3206.5026 | 575.4876
[5 empty] | 2018-09-17 10:00 | 3674.2394 | 593.002
[5 empty] | 2018-09-17 11:00 | 3561.7878 | 732.0084
[5 empty] | 2018-09-17 12:00 | 3037.6557 | 507.8474
[5 empty] | 2018-09-17 13:00 | 2471.9762 | 384.3529
[5 empty] | 2018-09-17 14:00 | 3429.1192 | 465.6552
[5 empty] | 2018-09-17 15:00 | 3791.1561 | 761.9392
[5 empty] | 2018-09-17 16:00 | 3631.106 | 543.0584
[5 empty] | 2018-09-17 17:00 | 3218.9266 | 421.0814
[5 empty] | 2018-09-17 18:00 | 3411.1011 | 499.3087
[5 empty] | 2018-09-17 19:00 | 2966.2398 | 402.0528
[5 empty] | 2018-09-17 20:00 | 3026.2167 | 434.1723
[5 empty] | 2018-09-17 21:00 | 2865.6748 | 446.3773
[5 empty] | 2018-09-17 22:00 | 4006.9672 | 861.9997
[5 empty] | 2018-09-17 23:00 | 3270.7882 | 647.9859
[5 empty] | 2018-09-18 | 3276.1675 | 536.3318
[5 empty] | 2018-09-18 01:00 | 4364.3301 | 861.8942
[5 empty] | 2018-09-18 02:00 | 4182.8299 | 865.3007
[5 empty] | 2018-09-18 03:00 | 4909.7216 | 935.518
[5 empty] | 2018-09-18 04:00 | 4945.0136 | 1000.7087
[5 empty] | 2018-09-18 05:00 | 4429.1372 | 887.2271
[5 empty] | 2018-09-18 06:00 | 4968.443 | 1232.4075
[5 empty] | 2018-09-18 07:00 | 4104.3967 | 935.7744
[5 empty] | 2018-09-18 08:00 | 3959.1126 | 924.2822
[5 empty] | 2018-09-18 09:00 | 10967.7441 | 848.2593
[5 empty] | 2018-09-18 10:00 | 10296.0521 | 702.6851
[5 empty] | 2018-09-18 11:00 | 10535.1258 | 717.1165
[5 empty] | 2018-09-18 12:00 | 11249.236 | 802.9283
[5 empty] | 2018-09-18 13:00 | 10482.0907 | 531.1203
[5 empty] | 2018-09-18 14:00 | 10122.8466 | 390.5402
[5 empty] | 2018-09-18 15:00 | 10132.1936 | 468.6299
[5 empty] | 2018-09-18 16:00 | 10215.8065 | 609.2317
[5 empty] | 2018-09-18 17:00 | 10222.0348 | 596.3896
[5 empty] | 2018-09-18 18:00 | 10244.5642 | 597.4285
[5 empty] | 2018-09-18 19:00 | 3294.5317 | 486.2057
[5 empty] | 2018-09-18 20:00 | 3844.8576 | 505.8856
[5 empty] | 2018-09-18 21:00 | 3318.6779 | 505.7215
[5 empty] | 2018-09-18 22:00 | 3589.2756 | 615.0454
[5 empty] | 2018-09-18 23:00 | 3037.2462 | 545.8728
[5 empty] | 2018-09-19 | 3139.4786 | 536.0441
[5 empty] | 2018-09-19 01:00 | 4297.5413 | 876.9837
[5 empty] | 2018-09-19 02:00 | 4053.3548 | 874.4521
[5 empty] | 2018-09-19 03:00 | 4861.982 | 964.7634
[5 empty] | 2018-09-19 04:00 | 4700.4685 | 1005.3455
[5 empty] | 2018-09-19 05:00 | 4624.4635 | 881.8103
[5 empty] | 2018-09-19 06:00 | 5150.3454 | 1231.208
[5 empty] | 2018-09-19 07:00 | 3919.0908 | 946.9639
[5 empty] | 2018-09-19 08:00 | 3985.1686 | 937.9794
[5 empty] | 2018-09-19 09:00 | 4203.7746 | 856.6445
[5 empty] | 2018-09-19 10:00 | 3942.9394 | 688.5917
[5 empty] | 2018-09-19 11:00 | 3160.91 | 680.463
[5 empty] | 2018-09-19 12:00 | 3839.652 | 789.4955
[5 empty] | 2018-09-19 13:00 | 2927.7813 | 518.3759
[5 empty] | 2018-09-19 14:00 | 2996.9417 | 348.2124
[5 empty] | 2018-09-19 15:00 | 3583.3587 | 442.1287
[5 empty] | 2018-09-19 16:00 | 3424.7357 | 587.7576
[5 empty] | 2018-09-19 17:00 | 3397.0876 | 605.4911
[5 empty] | 2018-09-19 18:00 | 3458.6834 | 559.3609
[5 empty] | 2018-09-19 19:00 | 3313.1173 | 489.3404
[5 empty] | 2018-09-19 20:00 | 2847.8028 | 489.3876
[5 empty] | 2018-09-19 21:00 | 3369.0185 | 509.6879
[5 empty] | 2018-09-19 22:00 | 3688.4433 | 613.0435
[5 empty] | 2018-09-19 23:00 | 3141.8086 | 525.1634
[5 empty] | 2018-09-20 | 3049.0822 | 522.9314
[5 empty] | 2018-09-20 01:00 | 4209.5769 | 809.3697
[5 empty] | 2018-09-20 02:00 | 4851.0609 | 873.3035
[5 empty] | 2018-09-20 03:00 | 4395.271 | 950.5413
[5 empty] | 2018-09-20 04:00 | 4582.1748 | 983.3576
[5 empty] | 2018-09-20 05:00 | 4527.4513 | 882.3384
[5 empty] | 2018-09-20 06:00 | 5539.0084 | 1250.2108
[5 empty] | 2018-09-20 07:00 | 4308.8213 | 963.1041
[5 empty] | 2018-09-20 08:00 | 3950.4642 | 929.4427
[5 empty] | 2018-09-20 09:00 | 3582.769 | 873.8307
[5 empty] | 2018-09-20 10:00 | 3516.2228 | 722.705
[5 empty] | 2018-09-20 11:00 | 3678.8137 | 697.2087
[5 empty] | 2018-09-20 12:00 | 3910.923 | 805.2802
[5 empty] | 2018-09-20 13:00 | 3407.9731 | 540.5702
[5 empty] | 2018-09-20 14:00 | 3368.8285 | 365.9516
[5 empty] | 2018-09-20 15:00 | 3305.6144 | 440.9459
[5 empty] | 2018-09-20 16:00 | 3556.6069 | 616.9139
[5 empty] | 2018-09-20 17:00 | 3401.7386 | 599.2232
[5 empty] | 2018-09-20 18:00 | 3410.7636 | 567.3784
[5 empty] | 2018-09-20 19:00 | 3018.1925 | 482.2645
[5 empty] | 2018-09-20 20:00 | 3468.2958 | 545.4823
[5 empty] | 2018-09-20 21:00 | 3270.7166 | 516.4956
[5 empty] | 2018-09-20 22:00 | 3356.5761 | 610.8831
[5 empty] | 2018-09-20 23:00 | 3349.7039 | 551.1374
[5 empty] | 2018-09-21 | 2946.6025 | 534.5539
[5 empty] | 2018-09-21 01:00 | 4414.6665 | 847.0899
[5 empty] | 2018-09-21 02:00 | 4356.7073 | 852.4078
[5 empty] | 2018-09-21 03:00 | 4989.6742 | 956.9426
[5 empty] | 2018-09-21 04:00 | 4773.1242 | 998.49
[5 empty] | 2018-09-21 05:00 | 4694.7589 | 901.4706
[5 empty] | 2018-09-21 06:00 | 4990.6991 | 1251.4163
[5 empty] | 2018-09-21 07:00 | 3771.2846 | 943.9556
[5 empty] | 2018-09-21 08:00 | 3475.2508 | 918.9761
[5 empty] | 2018-09-21 09:00 | 3849.5367 | 866.8671
[5 empty] | 2018-09-21 10:00 | 4051.4646 | 717.2498
[5 empty] | 2018-09-21 11:00 | 3655.7551 | 700.8226
[5 empty] | 2018-09-21 12:00 | 3637.4619 | 795.1685
[5 empty] | 2018-09-21 13:00 | 3504.4695 | 543.9359
[5 empty] | 2018-09-21 14:00 | 2987.1963 | 375.6259
[5 empty] | 2018-09-21 15:00 | 3211.1145 | 457.4296
[5 empty] | 2018-09-21 16:00 | 3492.6435 | 650.7413
[5 empty] | 2018-09-21 17:00 | 3672.3388 | 642.9884
[5 empty] | 2018-09-21 18:00 | 3585.471 | 579.804
[5 empty] | 2018-09-21 19:00 | 3496.4875 | 484.3951
[5 empty] | 2018-09-21 20:00 | 3267.5002 | 548.8343
[5 empty] | 2018-09-21 21:00 | 3709.4869 | 522.7222
[5 empty] | 2018-09-21 22:00 | 3576.376 | 642.0732
[5 empty] | 2018-09-21 23:00 | 3281.7356 | 557.7392
[5 empty] | 2018-09-22 | 3398.1753 | 532.0629
[5 empty] | 2018-09-22 01:00 | 4061.3099 | 831.4229
[5 empty] | 2018-09-22 02:00 | 4440.6544 | 868.6898
[5 empty] | 2018-09-22 03:00 | 4367.5492 | 820.4082
[5 empty] | 2018-09-22 04:00 | 1938.7004 | 740.176
[5 empty] | 2018-09-22 05:00 | 1733.6884 | 637.6382
[5 empty] | 2018-09-22 06:00 | 2444.7502 | 993.2168
[5 empty] | 2018-09-22 07:00 | 1343.1148 | 696.6081
[5 empty] | 2018-09-22 08:00 | 1297.7154 | 675.7527
[5 empty] | 2018-09-22 09:00 | 1205.6674 | 606.4869
[5 empty] | 2018-09-22 10:00 | 967.0286 | 446.9322
[5 empty] | 2018-09-22 11:00 | 947.9072 | 434.6964
[5 empty] | 2018-09-22 12:00 | 1124.9584 | 520.3689
[5 empty] | 2018-09-22 13:00 | 609.9379 | 259.9708
[5 empty] | 2018-09-22 14:00 | 288.5796 | 96.9586
[5 empty] | 2018-09-22 15:00 | 439.6189 | 170.5967
[5 empty] | 2018-09-22 16:00 | 782.7486 | 340.6222
[5 empty] | 2018-09-22 17:00 | 802.8019 | 349.5415
[5 empty] | 2018-09-22 18:00 | 710.9569 | 302.7095
[5 empty] | 2018-09-22 19:00 | 522.5093 | 208.9805
[5 empty] | 2018-09-22 20:00 | 631.4059 | 265.9964
[5 empty] | 2018-09-22 21:00 | 7166.5951 | 267.6559
[5 empty] | 2018-09-22 22:00 | 7454.8569 | 357.3898
[5 empty] | 2018-09-22 23:00 | 7568.898 | 282.5036
[5 empty] | 2018-09-23 | 7833.024 | 278.1084
[5 empty] | 2018-09-23 01:00 | 9316.724 | 610.2271
[5 empty] | 2018-09-23 02:00 | 9571.1375 | 607.4172
[5 empty] | 2018-09-23 03:00 | 9743.1714 | 682.6608
[5 empty] | 2018-09-23 04:00 | 9954.1221 | 752.6626
[5 empty] | 2018-09-23 05:00 | 10176.6912 | 878.525
[5 empty] | 2018-09-23 06:00 | 9887.1731 | 816.2738
[5 empty] | 2018-09-23 07:00 | 8420.6555 | 384.0178
[5 empty] | 2018-09-23 08:00 | 8360.0282 | 414.3845
[5 empty] | 2018-09-23 09:00 | 626.4438 | 317.2194
[5 empty] | 2018-09-23 10:00 | 751.3558 | 340.947
[5 empty] | 2018-09-23 11:00 | 1024.8902 | 472.2389
[5 empty] | 2018-09-23 12:00 | 536.4084 | 225.2779
[5 empty] | 2018-09-23 13:00 | 266.2416 | 87.7185
[5 empty] | 2018-09-23 14:00 | 474.3373 | 189.6422
[5 empty] | 2018-09-23 15:00 | 1065.3125 | 483.5074
[5 empty] | 2018-09-23 16:00 | 631.6236 | 265.4093
[5 empty] | 2018-09-23 17:00 | 424.3885 | 161.4101
[5 empty] | 2018-09-23 18:00 | 532.644 | 215.3124
[5 empty] | 2018-09-23 19:00 | 379.6623 | 139.3327
[5 empty] | 2018-09-23 20:00 | 448.2363 | 176.1723
[5 empty] | 2018-09-23 21:00 | 460.3213 | 204.4519
[5 empty] | 2018-09-23 22:00 | 1153.5854 | 599.1503
[5 empty] | 2018-09-23 23:00 | 709.4665 | 378.5597
[5 empty] | 2018-09-24 | 500.5952 | 274.9034
[5 empty] | 2018-09-24 01:00 | 1672.5777 | 608.0262
[5 empty] | 2018-09-24 02:00 | 1663.8968 | 605.3467
[5 empty] | 2018-09-24 03:00 | 1834.9773 | 684.6756
[5 empty] | 2018-09-24 04:00 | 1972.7022 | 754.3597
[5 empty] | 2018-09-24 05:00 | 2285.6189 | 880.3151
[5 empty] | 2018-09-24 06:00 | 2348.0322 | 818.8209
[5 empty] | 2018-09-24 07:00 | 989.7923 | 387.8151
[5 empty] | 2018-09-24 08:00 | 1030.8431 | 413.9297
[5 empty] | 2018-09-24 09:00 | 937.0674 | 340.2592
[5 empty] | 2018-09-24 10:00 | 1065.347 | 361.103
[5 empty] | 2018-09-24 11:00 | 1330.5801 | 491.2613
[5 empty] | 2018-09-24 12:00 | 876.7721 | 249.7029
[5 empty] | 2018-09-24 13:00 | 603.2781 | 115.7823
[5 empty] | 2018-09-24 14:00 | 838.3836 | 218.9859
[5 empty] | 2018-09-24 15:00 | 1423.8172 | 514.746
[5 empty] | 2018-09-24 16:00 | 988.1227 | 296.4457
[5 empty] | 2018-09-24 17:00 | 768.232 | 190.4109
[5 empty] | 2018-09-24 18:00 | 852.0659 | 237.9117
[5 empty] | 2018-09-24 19:00 | 684.0771 | 153.4746
[5 empty] | 2018-09-24 20:00 | 739.1796 | 185.8449
[5 empty] | 2018-09-24 21:00 | 747.6353 | 231.7818
[5 empty] | 2018-09-24 22:00 | 1435.3086 | 603.1089
[5 empty] | 2018-09-24 23:00 | 975.1492 | 381.2228
[5 empty] | 2018-09-25 | 761.5587 | 275.9866
[5 empty] | 2018-09-25 01:00 | 1942.2037 | 609.2015
[5 empty] | 2018-09-25 02:00 | 1946.5365 | 607.6071
[5 empty] | 2018-09-25 03:00 | 2140.5108 | 702.6004
[5 empty] | 2018-09-25 04:00 | 2217.8515 | 741.6177
[5 empty] | 2018-09-25 05:00 | 1990.4297 | 638.9289
[5 empty] | 2018-09-25 06:00 | 2692.552 | 994.9311
[5 empty] | 2018-09-25 07:00 | 1613.1464 | 699.3418
[5 empty] | 2018-09-25 08:00 | 1567.139 | 680.1216
[5 empty] | 2018-09-25 09:00 | 1533.4691 | 640.1981
[5 empty] | 2018-09-25 10:00 | 1278.5064 | 460.4964
[5 empty] | 2018-09-25 11:00 | 1268.9566 | 453.0966
[5 empty] | 2018-09-25 12:00 | 1468.0206 | 542.1113
[5 empty] | 2018-09-25 13:00 | 927.3115 | 282.8887
[5 empty] | 2018-09-25 14:00 | 639.1512 | 121.1917
[5 empty] | 2018-09-25 15:00 | 778.148 | 197.3976
[5 empty] | 2018-09-25 16:00 | 1129.072 | 367.1905
[5 empty] | 2018-09-25 17:00 | 1134.7873 | 371.5869
[5 empty] | 2018-09-25 18:00 | 1011.262 | 318.3722
[5 empty] | 2018-09-25 19:00 | 809.6144 | 219.2953
[5 empty] | 2018-09-25 20:00 | 7730.2398 | 274.7991
[5 empty] | 2018-09-25 21:00 | 7418.6555 | 301.7579
[5 empty] | 2018-09-25 22:00 | 7548.8968 | 361.5374
[5 empty] | 2018-09-25 23:00 | 7635.6361 | 284.1056
[5 empty] | 2018-09-26 | 7971.2963 | 279.1565
[5 empty] | 2018-09-26 01:00 | 9528.7221 | 611.4815
[5 empty] | 2018-09-26 02:00 | 9734.0094 | 608.5343
[5 empty] | 2018-09-26 03:00 | 9911.6492 | 700.8698
[5 empty] | 2018-09-26 04:00 | 10123.4558 | 740.4822
[5 empty] | 2018-09-26 05:00 | 2013.9693 | 637.1458
[5 empty] | 2018-09-26 06:00 | 2699.3537 | 992.1918
[5 empty] | 2018-09-26 07:00 | 1591.6769 | 696.1491
[5 empty] | 2018-09-26 08:00 | 1537.5485 | 675.4505
[5 empty] | 2018-09-26 09:00 | 1509.349 | 632.6362
[5 empty] | 2018-09-26 10:00 | 1243.7792 | 449.4481
[5 empty] | 2018-09-26 11:00 | 1221.7853 | 438.475
[5 empty] | 2018-09-26 12:00 | 1400.2828 | 524.843
[5 empty] | 2018-09-26 13:00 | 869.719 | 264.5821
[5 empty] | 2018-09-26 14:00 | 578.72 | 103.0212
[5 empty] | 2018-09-26 15:00 | 723.5816 | 179.6154
[5 empty] | 2018-09-26 16:00 | 1059.4966 | 351.8606
[5 empty] | 2018-09-26 17:00 | 1073.5363 | 360.842
[5 empty] | 2018-09-26 18:00 | 988.2888 | 311.9831
[5 empty] | 2018-09-26 19:00 | 788.5946 | 215.9156
[5 empty] | 2018-09-26 20:00 | 907.573 | 271.6279
[5 empty] | 2018-09-26 21:00 | 889.0326 | 298.5357
[5 empty] | 2018-09-26 22:00 | 943.3987 | 358.4499
[5 empty] | 2018-09-26 23:00 | 776.7946 | 282.0939
[5 empty] | 2018-09-27 | 766.7221 | 277.8496
[5 empty] | 2018-09-27 01:00 | 1944.445 | 610.1028
[5 empty] | 2018-09-27 02:00 | 1927.221 | 605.8806
[5 empty] | 2018-09-27 03:00 | 2134.4799 | 704.4577
[5 empty] | 2018-09-27 04:00 | 2206.3382 | 743.5997
[5 empty] | 2018-09-27 05:00 | 2002.7851 | 640.7988
[5 empty] | 2018-09-27 06:00 | 2705.8586 | 996.2891
[5 empty] | 2018-09-27 07:00 | 1596.2775 | 700.5022
[5 empty] | 2018-09-27 08:00 | 1595.5928 | 680.9696
[5 empty] | 2018-09-27 09:00 | 1527.3359 | 641.7814
[5 empty] | 2018-09-27 10:00 | 1280.7003 | 461.1572
[5 empty] | 2018-09-27 11:00 | 1283.0816 | 455.2193
[5 empty] | 2018-09-27 12:00 | 1463.0286 | 546.5359
[5 empty] | 2018-09-27 13:00 | 962.8153 | 290.5153
[5 empty] | 2018-09-27 14:00 | 667.5283 | 130.4324
[5 empty] | 2018-09-27 15:00 | 794.851 | 206.4907
[5 empty] | 2018-09-27 16:00 | 1176.2829 | 377.0482
[5 empty] | 2018-09-27 17:00 | 1147.2904 | 381.7824
[5 empty] | 2018-09-27 18:00 | 1075.157 | 328.8904
[5 empty] | 2018-09-27 19:00 | 830.4183 | 229.0731
[5 empty] | 2018-09-27 20:00 | 920.8616 | 280.8666
[5 empty] | 2018-09-27 21:00 | 928.2595 | 309.2825
[5 empty] | 2018-09-27 22:00 | 940.3359 | 366.2693
[5 empty] | 2018-09-27 23:00 | 805.5943 | 288.3211
[5 empty] | 2018-09-28 | 794.7574 | 282.3509
[5 empty] | 2018-09-28 01:00 | 1959.806 | 614.2214
[5 empty] | 2018-09-28 02:00 | 1929.9843 | 611.9419
[5 empty] | 2018-09-28 03:00 | 2132.2767 | 707.509
[5 empty] | 2018-09-28 04:00 | 2205.641 | 746.7255
[5 empty] | 2018-09-28 05:00 | 1995.6057 | 644.1626
[5 empty] | 2018-09-28 06:00 | 2727.9153 | 999.5254
[5 empty] | 2018-09-28 07:00 | 1623.087 | 703.4968
[5 empty] | 2018-09-28 08:00 | 1560.6998 | 683.347
[5 empty] | 2018-09-28 09:00 | 1563.292 | 647.8054
[5 empty] | 2018-09-28 10:00 | 1289.4689 | 463.4817
[5 empty] | 2018-09-28 11:00 | 1262.8428 | 456.7408
[5 empty] | 2018-09-28 12:00 | 1464.6769 | 545.432
[5 empty] | 2018-09-28 13:00 | 953.4868 | 286.7858
[5 empty] | 2018-09-28 14:00 | 614.0921 | 125.7467
[5 empty] | 2018-09-28 15:00 | 816.7086 | 201.0977
[5 empty] | 2018-09-28 16:00 | 1116.8473 | 369.2371
[5 empty] | 2018-09-28 17:00 | 1115.6296 | 373.1803
[5 empty] | 2018-09-28 18:00 | 1012.6339 | 318.3257
[5 empty] | 2018-09-28 19:00 | 790.2496 | 217.154
[5 empty] | 2018-09-28 20:00 | 912.1612 | 269.986
[5 empty] | 2018-09-28 21:00 | 880.6144 | 302.4147
[5 empty] | 2018-09-28 22:00 | 949.4078 | 359.5391
[5 empty] | 2018-09-28 23:00 | 782.0601 | 283.2794
[5 empty] | 2018-09-29 | 783.3271 | 278.9704
[5 empty] | 2018-09-29 01:00 | 1940.9709 | 611.9613
[5 empty] | 2018-09-29 02:00 | 1956.2219 | 609.9761
[5 empty] | 2018-09-29 03:00 | 2149.4445 | 702.7924
[5 empty] | 2018-09-29 04:00 | 2196.9305 | 742.5912
[5 empty] | 2018-09-29 05:00 | 2005.3035 | 639.5589
[5 empty] | 2018-09-29 06:00 | 2707.7608 | 994.8657
[5 empty] | 2018-09-29 07:00 | 1601.245 | 698.6235
[5 empty] | 2018-09-29 08:00 | 1556.4236 | 677.3705
[5 empty] | 2018-09-29 09:00 | 1510.0971 | 643.3212
[5 empty] | 2018-09-29 10:00 | 1231.6723 | 448.8429
[5 empty] | 2018-09-29 11:00 | 1208.6811 | 434.8851
[5 empty] | 2018-09-29 12:00 | 1356.5347 | 517.3021
[5 empty] | 2018-09-29 13:00 | 866.871 | 252.7566
[5 empty] | 2018-09-29 14:00 | 535.4408 | 87.0184
[5 empty] | 2018-09-29 15:00 | 705.5195 | 158.7105
[5 empty] | 2018-09-29 16:00 | 981.4782 | 326.1686
[5 empty] | 2018-09-29 17:00 | 7336.7989 | 333.9531
[5 empty] | 2018-09-29 18:00 | 7249.7327 | 286.0683
[5 empty] | 2018-09-29 19:00 | 7012.4181 | 190.6894
[5 empty] | 2018-09-29 20:00 | 7028.5689 | 248.4621
[5 empty] | 2018-09-29 21:00 | 6937.6791 | 286.8886
[5 empty] | 2018-09-29 22:00 | 7135.9721 | 346.427
[5 empty] | 2018-09-29 23:00 | 7280.1075 | 273.2247
[5 empty] | 2018-09-30 | 7617.4411 | 271.4181
[5 empty] | 2018-09-30 01:00 | 9186.7594 | 604.9617
[5 empty] | 2018-09-30 02:00 | 9428.272 | 602.2224
[5 empty] | 2018-09-30 03:00 | 9679.0059 | 679.1011
[5 empty] | 2018-09-30 04:00 | 2228.4698 | 750.4262
[5 empty] | 2018-09-30 05:00 | 2462.5903 | 876.4245
[5 empty] | 2018-09-30 06:00 | 2354.9313 | 814.0685
[5 empty] | 2018-09-30 07:00 | 974.8221 | 382.3227
[5 empty] | 2018-09-30 08:00 | 1027.6771 | 412.9042
[5 empty] | 2018-09-30 09:00 | 910.512 | 348.0021
[5 empty] | 2018-09-30 10:00 | 1012.7114 | 339.5944
[5 empty] | 2018-09-30 11:00 | 1279.635 | 468.3774
[5 empty] | 2018-09-30 12:00 | 775.8044 | 220.0539
[5 empty] | 2018-09-30 13:00 | 524.7701 | 82.4354
[5 empty] | 2018-09-30 14:00 | 730.3791 | 182.5297
[5 empty] | 2018-09-30 15:00 | 1295.6851 | 475.7564
[5 empty] | 2018-09-30 16:00 | 870.2239 | 256.9277
[5 empty] | 2018-09-30 17:00 | 674.2214 | 153.5789
[5 empty] | 2018-09-30 18:00 | 769.5107 | 207.3251
[5 empty] | 2018-09-30 19:00 | 600.3546 | 128.834
[5 empty] | 2018-09-30 20:00 | 686.2197 | 166.0302
[5 empty] | 2018-09-30 21:00 | 727.3434 | 228.1679
[5 empty] | 2018-09-30 22:00 | 1393.439 | 595.2184
[5 empty] | 2018-09-30 23:00 | 964.8024 | 376.8995
[5 empty] | 2018-10-01 | 759.605 | 274.977
[5 empty] | 2018-10-01 01:00 | 1921.1052 | 608.9444
[5 empty] | 2018-10-01 02:00 | 1708.3792 | 605.9138
[5 empty] | 2018-10-01 03:00 | 1839.1359 | 685.2288
[5 empty] | 2018-10-01 04:00 | 1979.9023 | 755.8235
[5 empty] | 2018-10-01 05:00 | 2230.9597 | 881.4838
[5 empty] | 2018-10-01 06:00 | 2107.9507 | 819.2568
[5 empty] | 2018-10-01 07:00 | 741.3023 | 388.0646
[5 empty] | 2018-10-01 08:00 | 797.1203 | 414.8275
[5 empty] | 2018-10-01 09:00 | 724.1482 | 365.3784
[5 empty] | 2018-10-01 10:00 | 828.7872 | 362.3105
[5 empty] | 2018-10-01 11:00 | 1098.3709 | 491.9534
[5 empty] | 2018-10-01 12:00 | 626.3278 | 251.2869
[5 empty] | 2018-10-01 13:00 | 366.264 | 117.7699
[5 empty] | 2018-10-01 14:00 | 577.1129 | 220.8785
[5 empty] | 2018-10-01 15:00 | 1167.5287 | 515.0132
[5 empty] | 2018-10-01 16:00 | 728.6753 | 295.3442
[5 empty] | 2018-10-01 17:00 | 513.0707 | 187.7191
[5 empty] | 2018-10-01 18:00 | 603.4293 | 235.0108
[5 empty] | 2018-10-01 19:00 | 426.5665 | 151.0082
[5 empty] | 2018-10-01 20:00 | 482.3192 | 184.0868
[5 empty] | 2018-10-01 21:00 | 6942.8587 | 250.5698
[5 empty] | 2018-10-01 22:00 | 7891.134 | 607.5026
[5 empty] | 2018-10-01 23:00 | 7739.6692 | 386.5287
[5 empty] | 2018-10-02 | 7914.9856 | 282.2375
[5 empty] | 2018-10-02 01:00 | 9510.0255 | 616.0034
[5 empty] | 2018-10-02 02:00 | 9809.0237 | 615.0412
[5 empty] | 2018-10-02 03:00 | 10057.2457 | 711.0177
[5 empty] | 2018-10-02 04:00 | 10222.1924 | 750.1374
[5 empty] | 2018-10-02 05:00 | 9949.9432 | 647.0593
[5 empty] | 2018-10-02 06:00 | 10522.4152 | 1003.3101
[5 empty] | 2018-10-02 07:00 | 9343.5551 | 708.1401
[5 empty] | 2018-10-02 08:00 | 1349.3193 | 687.7468
[5 empty] | 2018-10-02 09:00 | 1331.0269 | 666.0874
[5 empty] | 2018-10-02 10:00 | 1051.1277 | 470.2323
[5 empty] | 2018-10-02 11:00 | 1044.8856 | 462.7476
[5 empty] | 2018-10-02 12:00 | 1228.7988 | 550.6693
[5 empty] | 2018-10-02 13:00 | 712.6726 | 289.6975
[5 empty] | 2018-10-02 14:00 | 388.7722 | 126.1007
[5 empty] | 2018-10-02 15:00 | 535.2032 | 198.3066
[5 empty] | 2018-10-02 16:00 | 860.2209 | 361.5627
[5 empty] | 2018-10-02 17:00 | 863.5838 | 363.3329
[5 empty] | 2018-10-02 18:00 | 748.4564 | 308.5165
[5 empty] | 2018-10-02 19:00 | 536.9955 | 207.4828
[5 empty] | 2018-10-02 20:00 | 635.7569 | 261.9331
[5 empty] | 2018-10-02 21:00 | 658.4043 | 308.3656
[5 empty] | 2018-10-02 22:00 | 683.3599 | 356.9555
[5 empty] | 2018-10-02 23:00 | 527.5381 | 281.6518
[5 empty] | 2018-10-03 | 515.5449 | 277.744
[5 empty] | 2018-10-03 01:00 | 1686.4121 | 611.1472
[5 empty] | 2018-10-03 02:00 | 1681.4025 | 609.7263
[5 empty] | 2018-10-03 03:00 | 1872.138 | 704.0398
[5 empty] | 2018-10-03 04:00 | 1952.5603 | 744.0891
[5 empty] | 2018-10-03 05:00 | 1747.7091 | 641.5226
[5 empty] | 2018-10-03 06:00 | 2459.4441 | 997.2303
[5 empty] | 2018-10-03 07:00 | 1359.9368 | 701.0397
[5 empty] | 2018-10-03 08:00 | 1317.4602 | 680.543
[5 empty] | 2018-10-03 09:00 | 1286.0801 | 654.7982
[5 empty] | 2018-10-03 10:00 | 991.4262 | 454.3097
[5 empty] | 2018-10-03 11:00 | 967.34 | 440.7985
[5 empty] | 2018-10-03 12:00 | 1134.2168 | 522.8505
[5 empty] | 2018-10-03 13:00 | 609.5487 | 258.5039
[5 empty] | 2018-10-03 14:00 | 279.4286 | 92.007
[5 empty] | 2018-10-03 15:00 | 418.1363 | 161.1714
[5 empty] | 2018-10-03 16:00 | 749.5645 | 326.8892
[5 empty] | 2018-10-03 17:00 | 760.5683 | 331.626
[5 empty] | 2018-10-03 18:00 | 657.3322 | 280.074
[5 empty] | 2018-10-03 19:00 | 461.2984 | 183.6803
[5 empty] | 2018-10-03 20:00 | 571.968 | 241.7262
[5 empty] | 2018-10-03 21:00 | 627.3677 | 305.109
[5 empty] | 2018-10-03 22:00 | 650.9883 | 347.491
[5 empty] | 2018-10-03 23:00 | 504.6681 | 275.2929
[5 empty] | 2018-10-04 | 500.5165 | 273.7643
[5 empty] | 2018-10-04 01:00 | 1675.0836 | 608.1768
[5 empty] | 2018-10-04 02:00 | 1667.5613 | 605.9912
[5 empty] | 2018-10-04 03:00 | 1879.9727 | 705.8821
[5 empty] | 2018-10-04 04:00 | 1959.1321 | 745.7427
[5 empty] | 2018-10-04 05:00 | 1753.5957 | 642.9655
[5 empty] | 2018-10-04 06:00 | 2468.9433 | 999.4642
[5 empty] | 2018-10-04 07:00 | 1374.8934 | 704.3218
[5 empty] | 2018-10-04 08:00 | 1338.1562 | 684.6569
[5 empty] | 2018-10-04 09:00 | 1322.604 | 664.3402
[5 empty] | 2018-10-04 10:00 | 1034.5187 | 464.6655
[5 empty] | 2018-10-04 11:00 | 1024.7277 | 455.6455
[5 empty] | 2018-10-04 12:00 | 1202.9855 | 541.3774
[5 empty] | 2018-10-04 13:00 | 680.5501 | 278.109
[5 empty] | 2018-10-04 14:00 | 350.8433 | 112.3115
[5 empty] | 2018-10-04 15:00 | 492.3339 | 182.8329
[5 empty] | 2018-10-04 16:00 | 822.859 | 348.0674
[5 empty] | 2018-10-04 17:00 | 825.6997 | 349.9776
[5 empty] | 2018-10-04 18:00 | 710.8601 | 294.7005
[5 empty] | 2018-10-04 19:00 | 501.5263 | 194.1722
[5 empty] | 2018-10-04 20:00 | 602.3691 | 249.4509
[5 empty] | 2018-10-04 21:00 | 659.2613 | 318.1536
[5 empty] | 2018-10-04 22:00 | 662.1518 | 349.4024
[5 empty] | 2018-10-04 23:00 | 508.3292 | 275.1722
[5 empty] | 2018-10-05 | 499.428 | 272.4988
[5 empty] | 2018-10-05 01:00 | 1672.6116 | 606.6401
[5 empty] | 2018-10-05 02:00 | 1669.7046 | 605.8609
[5 empty] | 2018-10-05 03:00 | 1868.9945 | 702.449
[5 empty] | 2018-10-05 04:00 | 1949.3053 | 742.7064
[5 empty] | 2018-10-05 05:00 | 1745.1866 | 640.4365
[5 empty] | 2018-10-05 06:00 | 2460.1577 | 996.7855
[5 empty] | 2018-10-05 07:00 | 1364.8948 | 701.5522
[5 empty] | 2018-10-05 08:00 | 1530.1057 | 680.8098
[5 empty] | 2018-10-05 09:00 | 1535.2754 | 661.6634
[5 empty] | 2018-10-05 10:00 | 1267.3902 | 461.1116
[5 empty] | 2018-10-05 11:00 | 1277.0814 | 452.5394
[5 empty] | 2018-10-05 12:00 | 1425.4694 | 539.3006
[5 empty] | 2018-10-05 13:00 | 948.4359 | 277.277
[5 empty] | 2018-10-05 14:00 | 7429.691 | 112.9811
[5 empty] | 2018-10-05 15:00 | 7397.1686 | 184.8083
[5 empty] | 2018-10-05 16:00 | 7507.1515 | 350.9962
[5 empty] | 2018-10-05 17:00 | 7315.4659 | 353.7107
[5 empty] | 2018-10-05 18:00 | 7132.1551 | 298.6844
[5 empty] | 2018-10-05 19:00 | 6852.3323 | 198.5517
[5 empty] | 2018-10-05 20:00 | 6863.0205 | 253.8091
[5 empty] | 2018-10-05 21:00 | 6785.8096 | 335.2357
[5 empty] | 2018-10-05 22:00 | 7024.5005 | 350.3625
[5 empty] | 2018-10-05 23:00 | 765.8335 | 276.0806
[5 empty] | 2018-10-06 | 746.5612 | 273.2714
[5 empty] | 2018-10-06 01:00 | 1928.7099 | 607.0223
[5 empty] | 2018-10-06 02:00 | 1917.4565 | 605.8062
[5 empty] | 2018-10-06 03:00 | 2118.2301 | 699.2433
[5 empty] | 2018-10-06 04:00 | 2194.7723 | 739.5928
[5 empty] | 2018-10-06 05:00 | 1977.9927 | 637.4971
[5 empty] | 2018-10-06 06:00 | 2684.7289 | 993.6459
[5 empty] | 2018-10-06 07:00 | 1589.7939 | 697.8284
[5 empty] | 2018-10-06 08:00 | 1537.7839 | 676.2008
[5 empty] | 2018-10-06 09:00 | 1521.8269 | 653.8343
[5 empty] | 2018-10-06 10:00 | 1226.9374 | 449.9855
[5 empty] | 2018-10-06 11:00 | 1200.6348 | 433.9225
[5 empty] | 2018-10-06 12:00 | 1390.0278 | 513.6653
[5 empty] | 2018-10-06 13:00 | 832.8215 | 245.4924
[5 empty] | 2018-10-06 14:00 | 475.0133 | 76.687
[5 empty] | 2018-10-06 15:00 | 625.3919 | 146.0757
[5 empty] | 2018-10-06 16:00 | 6925.026 | 312.269
[5 empty] | 2018-10-06 17:00 | 6816.1282 | 318.6461
[5 empty] | 2018-10-06 18:00 | 6670.6592 | 270.4797
[5 empty] | 2018-10-06 19:00 | 6524.4689 | 177.1155
[5 empty] | 2018-10-06 20:00 | 6563.1909 | 236.8566
[5 empty] | 2018-10-06 21:00 | 6583.0561 | 323.1194
[5 empty] | 2018-10-06 22:00 | 6858.0975 | 341.1691
[5 empty] | 2018-10-06 23:00 | 7098.4223 | 269.4179
[5 empty] | 2018-10-07 | 7526.9944 | 268.5526
[5 empty] | 2018-10-07 01:00 | 9135.1283 | 602.8444
[5 empty] | 2018-10-07 02:00 | 9439.8919 | 601.1173
[5 empty] | 2018-10-07 03:00 | 9726.8561 | 678.3029
[5 empty] | 2018-10-07 04:00 | 2203.5291 | 749.8793
[5 empty] | 2018-10-07 05:00 | 2450.0687 | 876.329
[5 empty] | 2018-10-07 06:00 | 2361.3723 | 814.4797
[5 empty] | 2018-10-07 07:00 | 1007.814 | 382.9762
[5 empty] | 2018-10-07 08:00 | 1040.385 | 414.0396
[5 empty] | 2018-10-07 09:00 | 935.4038 | 358.5485
[5 empty] | 2018-10-07 10:00 | 1007.4207 | 340.0035
[5 empty] | 2018-10-07 11:00 | 1298.292 | 468.3668
[5 empty] | 2018-10-07 12:00 | 740.8408 | 216.3341
[5 empty] | 2018-10-07 13:00 | 499.5916 | 74.0559
[5 empty] | 2018-10-07 14:00 | 677.8879 | 170.7614
[5 empty] | 2018-10-07 15:00 | 1268.5449 | 461.5933
[5 empty] | 2018-10-07 16:00 | 837.8882 | 242.5975
[5 empty] | 2018-10-07 17:00 | 615.9775 | 139.5842
[5 empty] | 2018-10-07 18:00 | 746.6856 | 193.6473
[5 empty] | 2018-10-07 19:00 | 565.871 | 117.7808
[5 empty] | 2018-10-07 20:00 | 667.2992 | 156.1592
[5 empty] | 2018-10-07 21:00 | 6704.8147 | 263.7432
[5 empty] | 2018-10-07 22:00 | 7473.8495 | 585.97
[5 empty] | 2018-10-07 23:00 | 7392.0841 | 368.615
[5 empty] | 2018-10-08 | 7593.843 | 267.132
[5 empty] | 2018-10-08 01:00 | 9166.4509 | 601.7198
[5 empty] | 2018-10-08 02:00 | 9462.938 | 599.5146
[5 empty] | 2018-10-08 03:00 | 9836.3619 | 679.5228
[5 empty] | 2018-10-08 04:00 | 10148.5054 | 751.2777
[5 empty] | 2018-10-08 05:00 | 10348.5884 | 877.7919
[5 empty] | 2018-10-08 06:00 | 2338.3629 | 816.6382
[5 empty] | 2018-10-08 07:00 | 984.9521 | 386.312
[5 empty] | 2018-10-08 08:00 | 1032.9937 | 411.3483
[5 empty] | 2018-10-08 09:00 | 991.2858 | 370.9602
[5 empty] | 2018-10-08 10:00 | 1058.2568 | 360.862
[5 empty] | 2018-10-08 11:00 | 1346.3761 | 486.2442
[5 empty] | 2018-10-08 12:00 | 862.1409 | 242.4464
[5 empty] | 2018-10-08 13:00 | 597.3307 | 106.2768
[5 empty] | 2018-10-08 14:00 | 796.314 | 207.2634
[5 empty] | 2018-10-08 15:00 | 1391.8149 | 499.7846
[5 empty] | 2018-10-08 16:00 | 943.9232 | 280.1562
[5 empty] | 2018-10-08 17:00 | 731.8369 | 173.365
[5 empty] | 2018-10-08 18:00 | 829.8564 | 221.1131
[5 empty] | 2018-10-08 19:00 | 643.2132 | 138.7988
[5 empty] | 2018-10-08 20:00 | 694.2582 | 172.2356
[5 empty] | 2018-10-08 21:00 | 813.0613 | 278.8795
[5 empty] | 2018-10-08 22:00 | 1398.8786 | 595.2151
[5 empty] | 2018-10-08 23:00 | 989.0936 | 374.9851
[5 empty] | 2018-10-09 | 7560.5443 | 271.3514
[5 empty] | 2018-10-09 01:00 | 9189.8239 | 605.5556
[5 empty] | 2018-10-09 02:00 | 9506.1181 | 604.2772
[5 empty] | 2018-10-09 03:00 | 9800.6528 | 700.5065
[5 empty] | 2018-10-09 04:00 | 10052.2472 | 740.1528
[5 empty] | 2018-10-09 05:00 | 9851.7768 | 637.2526
[5 empty] | 2018-10-09 06:00 | 10434.286 | 993.6998
[5 empty] | 2018-10-09 07:00 | 9250.6446 | 699.0248
[5 empty] | 2018-10-09 08:00 | 9059.2864 | 679.3454
[5 empty] | 2018-10-09 09:00 | 8844.7615 | 664.0729
[5 empty] | 2018-10-09 10:00 | 8163.5773 | 462.7496
[5 empty] | 2018-10-09 11:00 | 1253.2877 | 450.5854
[5 empty] | 2018-10-09 12:00 | 1434.883 | 537.593
[5 empty] | 2018-10-09 13:00 | 918.507 | 275.9885
[5 empty] | 2018-10-09 14:00 | 621.8166 | 112.016
[5 empty] | 2018-10-09 15:00 | 746.4652 | 184.1848
[5 empty] | 2018-10-09 16:00 | 1074.1363 | 350.5441
[5 empty] | 2018-10-09 17:00 | 1078.6095 | 352.7713
[5 empty] | 2018-10-09 18:00 | 951.5478 | 296.9816
[5 empty] | 2018-10-09 19:00 | 782.395 | 196.3941
[5 empty] | 2018-10-09 20:00 | 6741.863 | 250.6734
[5 empty] | 2018-10-09 21:00 | 6598.4405 | 338.5169
[5 empty] | 2018-10-09 22:00 | 6847.6848 | 347.7348
[5 empty] | 2018-10-09 23:00 | 7070.1616 | 273.3269
[5 empty] | 2018-10-10 | 7511.6086 | 270.522
[5 empty] | 2018-10-10 01:00 | 9148.7376 | 604.7288
[5 empty] | 2018-10-10 02:00 | 9426.3279 | 604.1446
[5 empty] | 2018-10-10 03:00 | 9767.9507 | 698.4693
[5 empty] | 2018-10-10 04:00 | 10033.6609 | 738.991
[5 empty] | 2018-10-10 05:00 | 1981.7859 | 636.5482
[5 empty] | 2018-10-10 06:00 | 2701.1193 | 992.492
[5 empty] | 2018-10-10 07:00 | 1606.2537 | 696.1633
[5 empty] | 2018-10-10 08:00 | 1540.8413 | 674.4095
[5 empty] | 2018-10-10 09:00 | 1536.2321 | 656.8037
[5 empty] | 2018-10-10 10:00 | 1233.2808 | 454.7528
[5 empty] | 2018-10-10 11:00 | 1200.4014 | 433.7609
[5 empty] | 2018-10-10 12:00 | 1355.0852 | 516.4486
[5 empty] | 2018-10-10 13:00 | 844.4871 | 251.0186
[5 empty] | 2018-10-10 14:00 | 513.5755 | 83.9057
[5 empty] | 2018-10-10 15:00 | 659.9603 | 154.1203
[5 empty] | 2018-10-10 16:00 | 997.9328 | 320.282
[5 empty] | 2018-10-10 17:00 | 1013.5368 | 325.2706
[5 empty] | 2018-10-10 18:00 | 914.1227 | 274.3169
[5 empty] | 2018-10-10 19:00 | 705.2147 | 178.1762
[5 empty] | 2018-10-10 20:00 | 816.5068 | 236.5364
[5 empty] | 2018-10-10 21:00 | 913.898 | 329.0227
[5 empty] | 2018-10-10 22:00 | 874.5345 | 340.0691
[5 empty] | 2018-10-10 23:00 | 718.8742 | 268.1408
[5 empty] | 2018-10-11 | 730.7193 | 266.9249
[5 empty] | 2018-10-11 01:00 | 1906.6308 | 601.9543
[5 empty] | 2018-10-11 02:00 | 1901.2252 | 600.8255
[5 empty] | 2018-10-11 03:00 | 2115.8706 | 700.3194
[5 empty] | 2018-10-11 04:00 | 2218.2454 | 740.4705
[5 empty] | 2018-10-11 05:00 | 2006.6864 | 638.697
[5 empty] | 2018-10-11 06:00 | 2688.363 | 994.9222
[5 empty] | 2018-10-11 07:00 | 1607.6447 | 699.534
[5 empty] | 2018-10-11 08:00 | 1559.1728 | 678.1188
[5 empty] | 2018-10-11 09:00 | 1552.7113 | 664.9441
[5 empty] | 2018-10-11 10:00 | 1305.7573 | 469.7967
[5 empty] | 2018-10-11 11:00 | 1276.4062 | 450.0842
[5 empty] | 2018-10-11 12:00 | 1417.8725 | 534.477
[5 empty] | 2018-10-11 13:00 | 903.642 | 270.2848
[5 empty] | 2018-10-11 14:00 | 593.5017 | 103.7688
[5 empty] | 2018-10-11 15:00 | 753.4454 | 173.6638
[5 empty] | 2018-10-11 16:00 | 1077.84 | 339.5673
[5 empty] | 2018-10-11 17:00 | 1035.7672 | 343.0847
[5 empty] | 2018-10-11 18:00 | 949.261 | 289.172
[5 empty] | 2018-10-11 19:00 | 736.8716 | 190.4363
[5 empty] | 2018-10-11 20:00 | 866.3936 | 246.4156
[5 empty] | 2018-10-11 21:00 | 952.2228 | 337.8256
[5 empty] | 2018-10-11 22:00 | 923.4861 | 345.3773
[5 empty] | 2018-10-11 23:00 | 767.8086 | 271.5756
[5 empty] | 2018-10-12 | 773.2376 | 269.216
[5 empty] | 2018-10-12 01:00 | 1915.7426 | 602.9454
[5 empty] | 2018-10-12 02:00 | 1908.1301 | 602.0462
[5 empty] | 2018-10-12 03:00 | 2130.9109 | 698.1672
[5 empty] | 2018-10-12 04:00 | 2195.2652 | 738.4187
[5 empty] | 2018-10-12 05:00 | 1962.6846 | 636.5542
[5 empty] | 2018-10-12 06:00 | 2700.2481 | 993.3646
[5 empty] | 2018-10-12 07:00 | 1605.1346 | 698.5453
[5 empty] | 2018-10-12 08:00 | 1582.6831 | 677.6384
[5 empty] | 2018-10-12 09:00 | 1587.6298 | 664.1596
[5 empty] | 2018-10-12 10:00 | 1280.8228 | 469.2244
[5 empty] | 2018-10-12 11:00 | 1258.4141 | 450.0992
[5 empty] | 2018-10-12 12:00 | 1452.4104 | 537.5709
[5 empty] | 2018-10-12 13:00 | 933.0119 | 276.1888
[5 empty] | 2018-10-12 14:00 | 623.0965 | 112.0646
[5 empty] | 2018-10-12 15:00 | 754.7368 | 184.2452
[5 empty] | 2018-10-12 16:00 | 1079.8455 | 350.8218
[5 empty] | 2018-10-12 17:00 | 1103.3986 | 353.8138
[5 empty] | 2018-10-12 18:00 | 980.4343 | 299.8109
[5 empty] | 2018-10-12 19:00 | 765.8002 | 199.3347
[5 empty] | 2018-10-12 20:00 | 875.8788 | 253.1264
[5 empty] | 2018-10-12 21:00 | 942.0779 | 351.5194
[5 empty] | 2018-10-12 22:00 | 919.6734 | 349.9052
[5 empty] | 2018-10-12 23:00 | 733.6496 | 275.1755
[5 empty] | 2018-10-13 | 723.8876 | 272.2315
[5 empty] | 2018-10-13 01:00 | 1673.5082 | 606.5467
[5 empty] | 2018-10-13 02:00 | 1670.2327 | 605.6774
[5 empty] | 2018-10-13 03:00 | 1856.5278 | 698.7076
[5 empty] | 2018-10-13 04:00 | 1936.1549 | 738.9029
[5 empty] | 2018-10-13 05:00 | 1730.2054 | 636.3972
[5 empty] | 2018-10-13 06:00 | 2442.2948 | 992.4848
[5 empty] | 2018-10-13 07:00 | 1343.3232 | 696.6657
[5 empty] | 2018-10-13 08:00 | 1296.1335 | 675.1046
[5 empty] | 2018-10-13 09:00 | 1291.1049 | 667.9779
[5 empty] | 2018-10-13 10:00 | 977.2242 | 456.6482
[5 empty] | 2018-10-13 11:00 | 935.2522 | 430.6476
[5 empty] | 2018-10-13 12:00 | 1100.3071 | 510.9733
[5 empty] | 2018-10-13 13:00 | 568.6454 | 243.5012
[5 empty] | 2018-10-13 14:00 | 6638.5108 | 75.0251
[5 empty] | 2018-10-13 15:00 | 6492.8422 | 144.5209
[5 empty] | 2018-10-13 16:00 | 6599.2461 | 311.3177
[5 empty] | 2018-10-13 17:00 | 6469.0388 | 317.898
[5 empty] | 2018-10-13 18:00 | 6351.5552 | 269.6122
[5 empty] | 2018-10-13 19:00 | 6139.8973 | 175.6743
[5 empty] | 2018-10-13 20:00 | 6155.4412 | 235.1549
[5 empty] | 2018-10-13 21:00 | 6199.0745 | 340.0098
[5 empty] | 2018-10-13 22:00 | 6521.7746 | 339.889
[5 empty] | 2018-10-13 23:00 | 6741.1847 | 268.1315
[5 empty] | 2018-10-14 | 7185.3339 | 266.9842
[5 empty] | 2018-10-14 01:00 | 8840.1043 | 601.5396
[5 empty] | 2018-10-14 02:00 | 1647.8885 | 599.3091
[5 empty] | 2018-10-14 03:00 | 1809.4563 | 676.1794
[5 empty] | 2018-10-14 04:00 | 1953.1017 | 748.1933
[5 empty] | 2018-10-14 05:00 | 2206.1815 | 874.9556
[5 empty] | 2018-10-14 06:00 | 9752.598 | 813.1254
[5 empty] | 2018-10-14 07:00 | 8347.5008 | 381.8376
[5 empty] | 2018-10-14 08:00 | 8311.37 | 413.5435
[5 empty] | 2018-10-14 09:00 | 8047.8987 | 374.1756
[5 empty] | 2018-10-14 10:00 | 7637.1413 | 349.3094
[5 empty] | 2018-10-14 11:00 | 7760.5373 | 467.112
[5 empty] | 2018-10-14 12:00 | 7076.0528 | 213.1552
[5 empty] | 2018-10-14 13:00 | 6809.8482 | 70.6409
[5 empty] | 2018-10-14 14:00 | 6916.3279 | 167.7084
[5 empty] | 2018-10-14 15:00 | 7331.7897 | 458.4219
[5 empty] | 2018-10-14 16:00 | 6763.293 | 239.0258
[5 empty] | 2018-10-14 17:00 | 6422.218 | 136.1255
[5 empty] | 2018-10-14 18:00 | 6471.7587 | 190.5671
[5 empty] | 2018-10-14 19:00 | 317.2679 | 114.7719
[5 empty] | 2018-10-14 20:00 | 391.2294 | 153.6468
[5 empty] | 2018-10-14 21:00 | 554.8302 | 288.5664
[5 empty] | 2018-10-14 22:00 | 1118.8542 | 584.8514
[5 empty] | 2018-10-14 23:00 | 681.09 | 367.1409
[5 empty] | 2018-10-15 | 477.1385 | 265.8605
[5 empty] | 2018-10-15 01:00 | 1651.2204 | 600.4004
[5 empty] | 2018-10-15 02:00 | 1642.9391 | 598.125
[5 empty] | 2018-10-15 03:00 | 1816.6716 | 678.2759
[5 empty] | 2018-10-15 04:00 | 1961.6664 | 750.1134
[5 empty] | 2018-10-15 05:00 | 2217.7676 | 877.5282
[5 empty] | 2018-10-15 06:00 | 2095.7578 | 816.3922
[5 empty] | 2018-10-15 07:00 | 730.472 | 386.0177
[5 empty] | 2018-10-15 08:00 | 781.2787 | 410.7019
[5 empty] | 2018-10-15 09:00 | 754.7284 | 389.8719
[5 empty] | 2018-10-15 10:00 | 836.506 | 373.4406
[5 empty] | 2018-10-15 11:00 | 1077.5595 | 485.3018
[5 empty] | 2018-10-15 12:00 | 7567.2607 | 239.7107
[5 empty] | 2018-10-15 13:00 | 7181.2379 | 102.3611
[5 empty] | 2018-10-15 14:00 | 7194.2478 | 201.8509
[5 empty] | 2018-10-15 15:00 | 7599.4516 | 493.8711
[5 empty] | 2018-10-15 16:00 | 7026.5793 | 273.9734
[5 empty] | 2018-10-15 17:00 | 6739.616 | 167.8311
[5 empty] | 2018-10-15 18:00 | 6871.5628 | 217.2634
[5 empty] | 2018-10-15 19:00 | 6611.6079 | 134.492
[5 empty] | 2018-10-15 20:00 | 6445.0326 | 166.9976
[5 empty] | 2018-10-15 21:00 | 6378.7937 | 301.6948
[5 empty] | 2018-10-15 22:00 | 7105.2093 | 590.2896
[5 empty] | 2018-10-15 23:00 | 6965.3652 | 370.1977
[5 empty] | 2018-10-16 | 7150.8262 | 266.6242
[5 empty] | 2018-10-16 01:00 | 1656.7894 | 601.8631
[5 empty] | 2018-10-16 02:00 | 1653.9788 | 601.4923
[5 empty] | 2018-10-16 03:00 | 1855.5436 | 698.9627
[5 empty] | 2018-10-16 04:00 | 1940.7142 | 740.9417
[5 empty] | 2018-10-16 05:00 | 1737.3336 | 639.3185
[5 empty] | 2018-10-16 06:00 | 2454.1072 | 996.8716
[5 empty] | 2018-10-16 07:00 | 1364.4109 | 703.5829
[5 empty] | 2018-10-16 08:00 | 1323.1955 | 681.8119
[5 empty] | 2018-10-16 09:00 | 1354.87 | 689.3845
[5 empty] | 2018-10-16 10:00 | 1048.39 | 479.0105
[5 empty] | 2018-10-16 11:00 | 1005.0603 | 450.2987
[5 empty] | 2018-10-16 12:00 | 7989.1681 | 534.2201
[5 empty] | 2018-10-16 13:00 | 7372.6045 | 272.14
[5 empty] | 2018-10-16 14:00 | 6904.6683 | 107.4687
[5 empty] | 2018-10-16 15:00 | 6874.5323 | 179.4026
[5 empty] | 2018-10-16 16:00 | 7029.1195 | 347.0056
[5 empty] | 2018-10-16 17:00 | 6898.5974 | 351.0367
[5 empty] | 2018-10-16 18:00 | 6726.3406 | 297.0039
[5 empty] | 2018-10-16 19:00 | 6410.1055 | 196.4802
[5 empty] | 2018-10-16 20:00 | 6391.2112 | 250.2301
[5 empty] | 2018-10-16 21:00 | 6449.1597 | 381.2763
[5 empty] | 2018-10-16 22:00 | 6604.9112 | 345.5121
[5 empty] | 2018-10-16 23:00 | 494.7678 | 270.6057
[5 empty] | 2018-10-17 | 481.8104 | 267.2932
[5 empty] | 2018-10-17 01:00 | 1653.1046 | 601.2498
[5 empty] | 2018-10-17 02:00 | 1651.2875 | 600.7648
[5 empty] | 2018-10-17 03:00 | 1845.0137 | 696.5794
[5 empty] | 2018-10-17 04:00 | 1928.338 | 738.0036
[5 empty] | 2018-10-17 05:00 | 1725.5193 | 636.4074
[5 empty] | 2018-10-17 06:00 | 2440.0888 | 993.2385
[5 empty] | 2018-10-17 07:00 | 1344.9556 | 698.618
[5 empty] | 2018-10-17 08:00 | 1287.8217 | 673.1636
[5 empty] | 2018-10-17 09:00 | 1319.6788 | 681.4334
[5 empty] | 2018-10-17 10:00 | 998.8592 | 466.9089
[5 empty] | 2018-10-17 11:00 | 940.2407 | 433.7954
[5 empty] | 2018-10-17 12:00 | 1107.8932 | 513.9522
[5 empty] | 2018-10-17 13:00 | 584.294 | 249.2035
[5 empty] | 2018-10-17 14:00 | 254.9983 | 82.6902
[5 empty] | 2018-10-17 15:00 | 398.6645 | 153.842
[5 empty] | 2018-10-17 16:00 | 735.9661 | 321.8957
[5 empty] | 2018-10-17 17:00 | 750.3864 | 328.1266
[5 empty] | 2018-10-17 18:00 | 650.4115 | 278.066
[5 empty] | 2018-10-17 19:00 | 456.6891 | 182.6784
[5 empty] | 2018-10-17 20:00 | 566.3121 | 240.4121
[5 empty] | 2018-10-17 21:00 | 712.5919 | 373.9865
[5 empty] | 2018-10-17 22:00 | 626.6893 | 339.5246
[5 empty] | 2018-10-17 23:00 | 477.6902 | 266.5684
[5 empty] | 2018-10-18 | 469.9233 | 264.6354
[5 empty] | 2018-10-18 01:00 | 1643.4222 | 599.1244
[5 empty] | 2018-10-18 02:00 | 1636.2342 | 597.2873
[5 empty] | 2018-10-18 03:00 | 1849.2419 | 697.5587
[5 empty] | 2018-10-18 04:00 | 1931.8204 | 738.7235
[5 empty] | 2018-10-18 05:00 | 1731.0724 | 637.7274
[5 empty] | 2018-10-18 06:00 | 2447.9088 | 995.1748
[5 empty] | 2018-10-18 07:00 | 1359.9884 | 702.1079
[5 empty] | 2018-10-18 08:00 | 1311.5895 | 677.9815
[5 empty] | 2018-10-18 09:00 | 1355.2654 | 690.9002
[5 empty] | 2018-10-18 10:00 | 1045.6636 | 478.2566
[5 empty] | 2018-10-18 11:00 | 1000.9007 | 449.1326
[5 empty] | 2018-10-18 12:00 | 1180.2222 | 533.7495
[5 empty] | 2018-10-18 13:00 | 664.5598 | 272.1165
[5 empty] | 2018-10-18 14:00 | 340.6282 | 108.0376
[5 empty] | 2018-10-18 15:00 | 486.8578 | 180.2522
[5 empty] | 2018-10-18 16:00 | 822.8289 | 347.7951
[5 empty] | 2018-10-18 17:00 | 832.9356 | 352.5372
[5 empty] | 2018-10-18 18:00 | 719.9704 | 298.2016
[5 empty] | 2018-10-18 19:00 | 511.6116 | 198.0029
[5 empty] | 2018-10-18 20:00 | 610.1935 | 252.4255
[5 empty] | 2018-10-18 21:00 | 750.7694 | 385.5647
[5 empty] | 2018-10-18 22:00 | 653.8021 | 346.4001
[5 empty] | 2018-10-18 23:00 | 496.5366 | 271.1245
[5 empty] | 2018-10-19 | 485.41 | 267.9857
[5 empty] | 2018-10-19 01:00 | 1656.2137 | 602.0082
[5 empty] | 2018-10-19 02:00 | 1652.457 | 601.2047
[5 empty] | 2018-10-19 03:00 | 1849.3497 | 697.4185
[5 empty] | 2018-10-19 04:00 | 1931.3192 | 738.483
[5 empty] | 2018-10-19 05:00 | 1730.2186 | 637.3184
[5 empty] | 2018-10-19 06:00 | 2448.9972 | 995.0629
[5 empty] | 2018-10-19 07:00 | 1356.2566 | 700.8048
[5 empty] | 2018-10-19 08:00 | 1309.5947 | 677.6008
[5 empty] | 2018-10-19 09:00 | 1353.2534 | 693.2008
[5 empty] | 2018-10-19 10:00 | 1039.723 | 477.0266
[5 empty] | 2018-10-19 11:00 | 1002.9372 | 449.7939
[5 empty] | 2018-10-19 12:00 | 1187.803 | 535.9994
[5 empty] | 2018-10-19 13:00 | 676.3126 | 276.284
[5 empty] | 2018-10-19 14:00 | 356.0762 | 114.201
[5 empty] | 2018-10-19 15:00 | 505.8871 | 187.7652
[5 empty] | 2018-10-19 16:00 | 844.4461 | 356.0153
[5 empty] | 2018-10-19 17:00 | 851.7265 | 359.6727
[5 empty] | 2018-10-19 18:00 | 739.0635 | 305.4292
[5 empty] | 2018-10-19 19:00 | 530.2124 | 205.3592
[5 empty] | 2018-10-19 20:00 | 622.6696 | 257.5783
[5 empty] | 2018-10-19 21:00 | 762.7804 | 391.7067
[5 empty] | 2018-10-19 22:00 | 662.9106 | 349.3468
[5 empty] | 2018-10-19 23:00 | 503.5795 | 273.2897
[5 empty] | 2018-10-20 | 488.8243 | 268.9232
[5 empty] | 2018-10-20 01:00 | 1659.7053 | 602.3708
[5 empty] | 2018-10-20 02:00 | 1654.2052 | 601.263
[5 empty] | 2018-10-20 03:00 | 1840.747 | 694.9755
[5 empty] | 2018-10-20 04:00 | 1924.6665 | 736.3802
[5 empty] | 2018-10-20 05:00 | 1720.9305 | 634.6036
[5 empty] | 2018-10-20 06:00 | 2434.1588 | 991.2008
[5 empty] | 2018-10-20 07:00 | 1339.8034 | 696.7897
[5 empty] | 2018-10-20 08:00 | 1284.1181 | 672.1321
[5 empty] | 2018-10-20 09:00 | 1317.4298 | 688.0117
[5 empty] | 2018-10-20 10:00 | 982.8037 | 462.9723
[5 empty] | 2018-10-20 11:00 | 928.3622 | 429.7065
[5 empty] | 2018-10-20 12:00 | 1099.6203 | 511.2851
[5 empty] | 2018-10-20 13:00 | 578.3382 | 247.7338
[5 empty] | 2018-10-20 14:00 | 251.4697 | 82.634
[5 empty] | 2018-10-20 15:00 | 397.4818 | 154.4282
[5 empty] | 2018-10-20 16:00 | 736.5105 | 322.7663
[5 empty] | 2018-10-20 17:00 | 751.3352 | 329.4554
[5 empty] | 2018-10-20 18:00 | 654.9007 | 280.9352
[5 empty] | 2018-10-20 19:00 | 464.339 | 186.6251
[5 empty] | 2018-10-20 20:00 | 572.36 | 243.5176
[5 empty] | 2018-10-20 21:00 | 726.8231 | 382.8862
[5 empty] | 2018-10-20 22:00 | 633.7128 | 342.0747
[5 empty] | 2018-10-20 23:00 | 483.2083 | 268.4401
[5 empty] | 2018-10-21 | 476.5711 | 266.1379
[5 empty] | 2018-10-21 01:00 | 1651.3823 | 600.5048
[5 empty] | 2018-10-21 02:00 | 1644.2975 | 598.5191
[5 empty] | 2018-10-21 03:00 | 9629.8062 | 675.43
[5 empty] | 2018-10-21 04:00 | 9859.2596 | 746.4946
[5 empty] | 2018-10-21 05:00 | 10115.9716 | 872.9945
[5 empty] | 2018-10-21 06:00 | 9901.0319 | 811.8555
[5 empty] | 2018-10-21 07:00 | 8459.6503 | 380.9338
[5 empty] | 2018-10-21 08:00 | 8400.7004 | 412.1736
[5 empty] | 2018-10-21 09:00 | 8174.439 | 390.8467
[5 empty] | 2018-10-21 10:00 | 7701.6137 | 352.6565
[5 empty] | 2018-10-21 11:00 | 7834.052 | 466.323
[5 empty] | 2018-10-21 12:00 | 7209.9925 | 213.0942
[5 empty] | 2018-10-21 13:00 | 6828.1795 | 71.6119
[5 empty] | 2018-10-21 14:00 | 6858.7324 | 169.5711
[5 empty] | 2018-10-21 15:00 | 7206.8833 | 460.9153
[5 empty] | 2018-10-21 16:00 | 571.5749 | 241.8297
[5 empty] | 2018-10-21 17:00 | 366.2315 | 138.5464
[5 empty] | 2018-10-21 18:00 | 475.5781 | 192.9078
[5 empty] | 2018-10-21 19:00 | 322.0942 | 116.7109
[5 empty] | 2018-10-21 20:00 | 393.8231 | 154.8767
[5 empty] | 2018-10-21 21:00 | 596.5191 | 317.8855
[5 empty] | 2018-10-21 22:00 | 1120.5231 | 585.3611
[5 empty] | 2018-10-21 23:00 | 683.7955 | 368.0885
[5 empty] | 2018-10-22 | 478.9658 | 266.4221
[5 empty] | 2018-10-22 01:00 | 1654.2311 | 601.1857
[5 empty] | 2018-10-22 02:00 | 1646.4589 | 599.1208
[5 empty] | 2018-10-22 03:00 | 1818.1103 | 679.138
[5 empty] | 2018-10-22 04:00 | 1959.4337 | 750.5359
[5 empty] | 2018-10-22 05:00 | 2212.4912 | 877.3476
[5 empty] | 2018-10-22 06:00 | 2093.257 | 816.3831
[5 empty] | 2018-10-22 07:00 | 727.9177 | 386.0898
[5 empty] | 2018-10-22 08:00 | 777.198 | 410.7218
[5 empty] | 2018-10-22 09:00 | 771.169 | 403.374
[5 empty] | 2018-10-22 10:00 | 843.2228 | 378.6765
[5 empty] | 2018-10-22 11:00 | 1073.8352 | 484.5036
[5 empty] | 2018-10-22 12:00 | 588.5709 | 237.0851
[5 empty] | 2018-10-22 13:00 | 317.8752 | 98.7106
[5 empty] | 2018-10-22 14:00 | 521.4965 | 198.7771
[5 empty] | 2018-10-22 15:00 | 1108.8349 | 491.2871
[5 empty] | 2018-10-22 16:00 | 670.0716 | 271.5343
[5 empty] | 2018-10-22 17:00 | 455.5327 | 164.5276
[5 empty] | 2018-10-22 18:00 | 548.1153 | 212.7863
[5 empty] | 2018-10-22 19:00 | 377.1944 | 131.0474
[5 empty] | 2018-10-22 20:00 | 434.9642 | 165.2982
[5 empty] | 2018-10-22 21:00 | 630.8058 | 327.5048
[5 empty] | 2018-10-22 22:00 | 1145.7477 | 591.6249
[5 empty] | 2018-10-22 23:00 | 702.0331 | 372.6058
[5 empty] | 2018-10-23 | 490.9085 | 269.3884
[5 empty] | 2018-10-23 01:00 | 1662.98 | 603.671
[5 empty] | 2018-10-23 02:00 | 1659.098 | 602.8378
[5 empty] | 2018-10-23 03:00 | 1855.7399 | 699.0473
[5 empty] | 2018-10-23 04:00 | 1935.8435 | 739.4904
[5 empty] | 2018-10-23 05:00 | 1731.3248 | 637.6965
[5 empty] | 2018-10-23 06:00 | 2445.7538 | 994.3956
[5 empty] | 2018-10-23 07:00 | 1352.8091 | 699.842
[5 empty] | 2018-10-23 08:00 | 1311.9814 | 678.6174
[5 empty] | 2018-10-23 09:00 | 1353.9009 | 696.4115
[5 empty] | 2018-10-23 10:00 | 1042.4407 | 479.0789
[5 empty] | 2018-10-23 11:00 | 1004.2706 | 449.4829
[5 empty] | 2018-10-23 12:00 | 1183.2691 | 534.374
[5 empty] | 2018-10-23 13:00 | 666.1694 | 272.0966
[5 empty] | 2018-10-23 14:00 | 340.0775 | 107.3515
[5 empty] | 2018-10-23 15:00 | 483.3285 | 178.2646
[5 empty] | 2018-10-23 16:00 | 817.451 | 344.8586
[5 empty] | 2018-10-23 17:00 | 822.3913 | 347.6315
[5 empty] | 2018-10-23 18:00 | 709.6491 | 293.3162
[5 empty] | 2018-10-23 19:00 | 502.8712 | 193.7988
[5 empty] | 2018-10-23 20:00 | 602.8912 | 249.1015
[5 empty] | 2018-10-23 21:00 | 6501.3453 | 394.3715
[5 empty] | 2018-10-23 22:00 | 6704.6512 | 346.7468
[5 empty] | 2018-10-23 23:00 | 6991.5748 | 273.1006
[5 empty] | 2018-10-24 | 7433.2801 | 270.6865
[5 empty] | 2018-10-24 01:00 | 9059.3645 | 604.7362
[5 empty] | 2018-10-24 02:00 | 9338.3701 | 603.8839
[5 empty] | 2018-10-24 03:00 | 9636.42 | 698.1236
[5 empty] | 2018-10-24 04:00 | 9902.9778 | 739.1287
[5 empty] | 2018-10-24 05:00 | 9724.4092 | 637.0242
[5 empty] | 2018-10-24 06:00 | 10308.5084 | 992.9817
[5 empty] | 2018-10-24 07:00 | 9136.1561 | 697.3527
[5 empty] | 2018-10-24 08:00 | 1289.4427 | 674.1147
[5 empty] | 2018-10-24 09:00 | 1321.1595 | 689.2956
[5 empty] | 2018-10-24 10:00 | 997.564 | 469.9325
[5 empty] | 2018-10-24 11:00 | 944.3511 | 434.4779
[5 empty] | 2018-10-24 12:00 | 1115.3391 | 516.094
[5 empty] | 2018-10-24 13:00 | 592.418 | 251.6988
[5 empty] | 2018-10-24 14:00 | 265.5456 | 86.3953
[5 empty] | 2018-10-24 15:00 | 412.48 | 158.6348
[5 empty] | 2018-10-24 16:00 | 751.6931 | 327.134
[5 empty] | 2018-10-24 17:00 | 765.2559 | 332.9253
[5 empty] | 2018-10-24 18:00 | 664.4159 | 282.6099
[5 empty] | 2018-10-24 19:00 | 468.9146 | 186.7204
[5 empty] | 2018-10-24 20:00 | 583.4464 | 249.2505
[5 empty] | 2018-10-24 21:00 | 740.999 | 390.1123
[5 empty] | 2018-10-24 22:00 | 639.8432 | 343.0408
[5 empty] | 2018-10-24 23:00 | 491.8126 | 270.2555
[5 empty] | 2018-10-25 | 485.6837 | 268.2138
[5 empty] | 2018-10-25 01:00 | 1659.282 | 602.3951
[5 empty] | 2018-10-25 02:00 | 1652.6034 | 600.5605
[5 empty] | 2018-10-25 03:00 | 1864.0675 | 700.4779
[5 empty] | 2018-10-25 04:00 | 1942.7084 | 740.4834
[5 empty] | 2018-10-25 05:00 | 1737.9495 | 638.2351
[5 empty] | 2018-10-25 06:00 | 2450.8871 | 994.7581
[5 empty] | 2018-10-25 07:00 | 1356.9619 | 699.8311
[5 empty] | 2018-10-25 08:00 | 1316.8661 | 679.1859
[5 empty] | 2018-10-25 09:00 | 1355.4351 | 695.7756
[5 empty] | 2018-10-25 10:00 | 1048.1776 | 483.0854
[5 empty] | 2018-10-25 11:00 | 1004.8133 | 449.286
[5 empty] | 2018-10-25 12:00 | 1186.2803 | 534.7672
[5 empty] | 2018-10-25 13:00 | 667.2815 | 272.0563
[5 empty] | 2018-10-25 14:00 | 342.8938 | 108.1258
[5 empty] | 2018-10-25 15:00 | 492.4484 | 181.6749
[5 empty] | 2018-10-25 16:00 | 830.9597 | 349.9851
[5 empty] | 2018-10-25 17:00 | 839.8473 | 354.2327
[5 empty] | 2018-10-25 18:00 | 728.9463 | 300.6655
[5 empty] | 2018-10-25 19:00 | 521.3807 | 200.9975
[5 empty] | 2018-10-25 20:00 | 624.6943 | 260.3172
[5 empty] | 2018-10-25 21:00 | 775.7041 | 400.57
[5 empty] | 2018-10-25 22:00 | 662.4029 | 349.0015
[5 empty] | 2018-10-25 23:00 | 506.7265 | 274.1313
[5 empty] | 2018-10-26 | 496.3948 | 270.9958
[5 empty] | 2018-10-26 01:00 | 1667.4714 | 604.5352
[5 empty] | 2018-10-26 02:00 | 1661.3896 | 602.9227
[5 empty] | 2018-10-26 03:00 | 1856.4609 | 698.6709
[5 empty] | 2018-10-26 04:00 | 1934.3242 | 738.8797
[5 empty] | 2018-10-26 05:00 | 1729.1009 | 636.6063
[5 empty] | 2018-10-26 06:00 | 2445.108 | 993.2903
[5 empty] | 2018-10-26 07:00 | 1351.8036 | 698.4603
[5 empty] | 2018-10-26 08:00 | 1312.283 | 677.7123
[5 empty] | 2018-10-26 09:00 | 1353.9901 | 695.0873
[5 empty] | 2018-10-26 10:00 | 1056.2145 | 488.6695
[5 empty] | 2018-10-26 11:00 | 1002.4694 | 448.8266
[5 empty] | 2018-10-26 12:00 | 1187.5423 | 535.5194
[5 empty] | 2018-10-26 13:00 | 674.3704 | 275.3172
[5 empty] | 2018-10-26 14:00 | 354.134 | 113.0725
[5 empty] | 2018-10-26 15:00 | 506.3024 | 187.3379
[5 empty] | 2018-10-26 16:00 | 845.3409 | 355.8286
[5 empty] | 2018-10-26 17:00 | 855.2768 | 360.4036
[5 empty] | 2018-10-26 18:00 | 740.3656 | 305.3754
[5 empty] | 2018-10-26 19:00 | 531.2232 | 204.9923
[5 empty] | 2018-10-26 20:00 | 633.5314 | 263.958
[5 empty] | 2018-10-26 21:00 | 785.8572 | 406.4529
[5 empty] | 2018-10-26 22:00 | 665.0018 | 350.0524
[5 empty] | 2018-10-26 23:00 | 507.8903 | 274.6734
[5 empty] | 2018-10-27 | 496.9865 | 271.2721
[5 empty] | 2018-10-27 01:00 | 1668.7907 | 604.8604
[5 empty] | 2018-10-27 02:00 | 1663.952 | 603.42
[5 empty] | 2018-10-27 03:00 | 1850.8729 | 696.5255
[5 empty] | 2018-10-27 04:00 | 1929.4921 | 736.9523
[5 empty] | 2018-10-27 05:00 | 1723.4247 | 634.6498
[5 empty] | 2018-10-27 06:00 | 2434.4909 | 990.3433
[5 empty] | 2018-10-27 07:00 | 1333.8518 | 694.2612
[5 empty] | 2018-10-27 08:00 | 1284.5221 | 672.0523
[5 empty] | 2018-10-27 09:00 | 1309.8602 | 684.7961
[5 empty] | 2018-10-27 10:00 | 999.9918 | 475.1405
[5 empty] | 2018-10-27 11:00 | 930.0946 | 429.3457
[5 empty] | 2018-10-27 12:00 | 1099.77 | 510.6573
[5 empty] | 2018-10-27 13:00 | 575.6961 | 245.9829
[5 empty] | 2018-10-27 14:00 | 250.877 | 81.511
[5 empty] | 2018-10-27 15:00 | 402.5526 | 155.2697
[5 empty] | 2018-10-27 16:00 | 746.1284 | 325.0979
[5 empty] | 2018-10-27 17:00 | 765.482 | 333.4553
[5 empty] | 2018-10-27 18:00 | 671.0825 | 285.6312
[5 empty] | 2018-10-27 19:00 | 477.2609 | 190.3104
[5 empty] | 2018-10-27 20:00 | 598.5538 | 259.0597
[5 empty] | 2018-10-27 21:00 | 754.3843 | 398.8275
[5 empty] | 2018-10-27 22:00 | 643.2057 | 344.8777
[5 empty] | 2018-10-27 23:00 | 493.8536 | 271.2256
[5 empty] | 2018-10-28 | 486.875 | 268.5834
[5 empty] | 2018-10-28 01:00 | 8917.9908 | 602.4903
[5 empty] | 2018-10-28 02:00 | 9199.9713 | 600.1139
[5 empty] | 2018-10-28 03:00 | 9473.8156 | 676.7542
[5 empty] | 2018-10-28 04:00 | 9761.8399 | 748.1976
[5 empty] | 2018-10-28 05:00 | 10016.5673 | 874.6563
[5 empty] | 2018-10-28 06:00 | 9764.751 | 812.4796
[5 empty] | 2018-10-28 07:00 | 8302.9719 | 380.7001
[5 empty] | 2018-10-28 08:00 | 8246.3109 | 411.646
[5 empty] | 2018-10-28 09:00 | 8039.4118 | 390.334
[5 empty] | 2018-10-28 10:00 | 7640.4728 | 366.1374
[5 empty] | 2018-10-28 11:00 | 7689.5849 | 465.6441
[5 empty] | 2018-10-28 12:00 | 504.6231 | 212.7785
[5 empty] | 2018-10-28 13:00 | 228.0469 | 72.1179
[5 empty] | 2018-10-28 14:00 | 429.633 | 171.3289
[5 empty] | 2018-10-28 15:00 | 1022.6341 | 465.6224
[5 empty] | 2018-10-28 16:00 | 591.1235 | 248.2925
[5 empty] | 2018-10-28 17:00 | 382.531 | 143.9615
[5 empty] | 2018-10-28 18:00 | 486.4659 | 196.4996
[5 empty] | 2018-10-28 19:00 | 326.5651 | 118.063
[5 empty] | 2018-10-28 20:00 | 411.3365 | 167.6706
[5 empty] | 2018-10-28 21:00 | 616.3862 | 331.406
[5 empty] | 2018-10-28 22:00 | 1122.8884 | 585.7815
[5 empty] | 2018-10-28 23:00 | 688.7572 | 369.007
[5 empty] | 2018-10-29 | 485.4069 | 267.7561
[5 empty] | 2018-10-29 01:00 | 1659.6786 | 602.1941
[5 empty] | 2018-10-29 02:00 | 1652.0756 | 600.0088
[5 empty] | 2018-10-29 03:00 | 1824.795 | 679.9983
[5 empty] | 2018-10-29 04:00 | 1965.2864 | 750.9905
[5 empty] | 2018-10-29 05:00 | 2219.0797 | 877.9689
[5 empty] | 2018-10-29 06:00 | 2097.4387 | 816.5855
[5 empty] | 2018-10-29 07:00 | 732.2056 | 386.0893
[5 empty] | 2018-10-29 08:00 | 783.0341 | 411.3415
[5 empty] | 2018-10-29 09:00 | 771.8993 | 402.8263
[5 empty] | 2018-10-29 10:00 | 862.0714 | 391.6959
[5 empty] | 2018-10-29 11:00 | 1076.1481 | 484.4011
[5 empty] | 2018-10-29 12:00 | 591.6399 | 237.669
[5 empty] | 2018-10-29 13:00 | 319.3127 | 98.9332
[5 empty] | 2018-10-29 14:00 | 521.651 | 198.6095
[5 empty] | 2018-10-29 15:00 | 1110.3198 | 491.7484
[5 empty] | 2018-10-29 16:00 | 670.6583 | 271.5736
[5 empty] | 2018-10-29 17:00 | 451.6514 | 163.0327
[5 empty] | 2018-10-29 18:00 | 538.7575 | 209.37
[5 empty] | 2018-10-29 19:00 | 361.2292 | 125.0171
[5 empty] | 2018-10-29 20:00 | 460.5242 | 189.5409
[5 empty] | 2018-10-29 21:00 | 637.3484 | 335.6338
[5 empty] | 2018-10-29 22:00 | 1139.8413 | 589.7412
[5 empty] | 2018-10-29 23:00 | 701.3758 | 372.4084
[5 empty] | 2018-10-30 | 498.5001 | 271.8659
[5 empty] | 2018-10-30 01:00 | 1673.7572 | 607.1429
[5 empty] | 2018-10-30 02:00 | 9454.2191 | 607.9813
[5 empty] | 2018-10-30 03:00 | 9833.8269 | 705.3686
[5 empty] | 2018-10-30 04:00 | 10063.1392 | 744.7929
[5 empty] | 2018-10-30 05:00 | 9836.6785 | 641.8075
[5 empty] | 2018-10-30 06:00 | 10459.5479 | 998.245
[5 empty] | 2018-10-30 07:00 | 9300.9915 | 704.231
[5 empty] | 2018-10-30 08:00 | 9050.9528 | 679.8429
[5 empty] | 2018-10-30 09:00 | 8952.7265 | 699.74
[5 empty] | 2018-10-30 10:00 | 8250.5819 | 509.5227
[5 empty] | 2018-10-30 11:00 | 7895.7142 | 451.2488
[5 empty] | 2018-10-30 12:00 | 1185.5608 | 534.7742
[5 empty] | 2018-10-30 13:00 | 663.1023 | 270.4951
[5 empty] | 2018-10-30 14:00 | 332.8123 | 104.1082
[5 empty] | 2018-10-30 15:00 | 475.1005 | 174.7423
[5 empty] | 2018-10-30 16:00 | 808.8813 | 341.4078
[5 empty] | 2018-10-30 17:00 | 813.4927 | 344.2265
[5 empty] | 2018-10-30 18:00 | 699.7712 | 289.5459
[5 empty] | 2018-10-30 19:00 | 492.6218 | 189.9991
[5 empty] | 2018-10-30 20:00 | 632.2457 | 275.08
[5 empty] | 2018-10-30 21:00 | 760.7653 | 397.5544
[5 empty] | 2018-10-30 22:00 | 645.9549 | 343.5385
[5 empty] | 2018-10-30 23:00 | 491.6295 | 269.7815
[5 empty] | 2018-10-31 | 480.7427 | 267.2079
[5 empty] | 2018-10-31 01:00 | 1653.9336 | 601.7644
[5 empty] | 2018-10-31 02:00 | 1654.8188 | 602.1324
[5 empty] | 2018-10-31 03:00 | 1848.2386 | 697.7313
[5 empty] | 2018-10-31 04:00 | 1931.2225 | 739.0735
[5 empty] | 2018-10-31 05:00 | 1729.3572 | 637.8483
[5 empty] | 2018-10-31 06:00 | 2446.2955 | 995.4986
[5 empty] | 2018-10-31 07:00 | 1352.7189 | 701.2483
[5 empty] | 2018-10-31 08:00 | 1291.1768 | 673.9031
[5 empty] | 2018-10-31 09:00 | 1336.2432 | 694.1803
[5 empty] | 2018-10-31 10:00 | 1049.392 | 500.9965
[5 empty] | 2018-10-31 11:00 | 943.8777 | 435.5004
[5 empty] | 2018-10-31 12:00 | 1109.1652 | 514.5792
[5 empty] | 2018-10-31 13:00 | 583.6772 | 248.8102
[5 empty] | 2018-10-31 14:00 | 254.6972 | 82.4899
[5 empty] | 2018-10-31 15:00 | 397.2158 | 153.0218
[5 empty] | 2018-10-31 16:00 | 730.9655 | 319.5373
[5 empty] | 2018-10-31 17:00 | 744.8485 | 325.3872
[5 empty] | 2018-10-31 18:00 | 642.5777 | 274.5949
[5 empty] | 2018-10-31 19:00 | 444.6531 | 177.7957
[5 empty] | 2018-10-31 20:00 | 598.0612 | 268.5966
[5 empty] | 2018-10-31 21:00 | 731.7992 | 390.9314
[5 empty] | 2018-10-31 22:00 | 622.8167 | 338.2612
[5 empty] | 2018-10-31 23:00 | 475.318 | 266.3037
[5 empty] | 2018-11-01 | 7194.4637 | 265.6429
[5 empty] | 2018-11-01 01:00 | 8880.9442 | 600.8551
[5 empty] | 2018-11-01 02:00 | 9222.9482 | 599.7302
[5 empty] | 2018-11-01 03:00 | 9597.9801 | 700.0331
[5 empty] | 2018-11-01 04:00 | 9903.9942 | 741.6693
[5 empty] | 2018-11-01 05:00 | 9743.9883 | 640.4127
[5 empty] | 2018-11-01 06:00 | 10396.5961 | 997.7591
[5 empty] | 2018-11-01 07:00 | 9286.7105 | 704.0214
[5 empty] | 2018-11-01 08:00 | 1315.8591 | 678.4926
[5 empty] | 2018-11-01 09:00 | 1376.3721 | 703.2448
[5 empty] | 2018-11-01 10:00 | 1097.9534 | 512.6776
[5 empty] | 2018-11-01 11:00 | 1009.8455 | 451.7748
[5 empty] | 2018-11-01 12:00 | 1182.7806 | 534.7583
[5 empty] | 2018-11-01 13:00 | 666.9219 | 272.5204
[5 empty] | 2018-11-01 14:00 | 345.1871 | 109.0413
[5 empty] | 2018-11-01 15:00 | 494.5455 | 182.0595
[5 empty] | 2018-11-01 16:00 | 827.938 | 348.8796
[5 empty] | 2018-11-01 17:00 | 831.3696 | 351.4375
[5 empty] | 2018-11-01 18:00 | 717.1138 | 296.2858
[5 empty] | 2018-11-01 19:00 | 508.1027 | 196.0146
[5 empty] | 2018-11-01 20:00 | 651.5209 | 284.7675
[5 empty] | 2018-11-01 21:00 | 773.029 | 402.3003
[5 empty] | 2018-11-01 22:00 | 653.9402 | 346.3324
[5 empty] | 2018-11-01 23:00 | 6841.7801 | 271.8611
[5 empty] | 2018-11-02 | 7248.9107 | 269.359
[5 empty] | 2018-11-02 01:00 | 8904.0787 | 603.2055
[5 empty] | 2018-11-02 02:00 | 9210.1827 | 602.3312
[5 empty] | 2018-11-02 03:00 | 9533.9207 | 698.6813
[5 empty] | 2018-11-02 04:00 | 9812.874 | 739.3793
[5 empty] | 2018-11-02 05:00 | 9655.2373 | 637.6078
[5 empty] | 2018-11-02 06:00 | 10276.7052 | 994.7424
[5 empty] | 2018-11-02 07:00 | 9162.3381 | 700.5306
[5 empty] | 2018-11-02 08:00 | 8944.083 | 677.7951
[5 empty] | 2018-11-02 09:00 | 8893.0632 | 697.7956
[5 empty] | 2018-11-02 10:00 | 8194.8399 | 513.2802
[5 empty] | 2018-11-02 11:00 | 7854.2716 | 449.8347
[5 empty] | 2018-11-02 12:00 | 1187.3013 | 535.5788
[5 empty] | 2018-11-02 13:00 | 674.0423 | 274.9316
[5 empty] | 2018-11-02 14:00 | 7248.3288 | 112.5997
[5 empty] | 2018-11-02 15:00 | 7322.5003 | 186.7491
[5 empty] | 2018-11-02 16:00 | 7450.1729 | 354.5183
[5 empty] | 2018-11-02 17:00 | 7346.0192 | 358.3572
[5 empty] | 2018-11-02 18:00 | 7160.5302 | 303.7807
[5 empty] | 2018-11-02 19:00 | 6754.8186 | 202.2914
[5 empty] | 2018-11-02 20:00 | 6565.8993 | 289.6636
[5 empty] | 2018-11-02 21:00 | 6678.9378 | 404.554
[5 empty] | 2018-11-02 22:00 | 6785.3705 | 348.7752
[5 empty] | 2018-11-02 23:00 | 6952.9713 | 273.8783
[5 empty] | 2018-11-03 | 7323.3527 | 270.1712
[5 empty] | 2018-11-03 01:00 | 8930.1914 | 603.6591
[5 empty] | 2018-11-03 02:00 | 1661.5821 | 602.5662
[5 empty] | 2018-11-03 03:00 | 9471.3555 | 695.7852
[5 empty] | 2018-11-03 04:00 | 9720.6775 | 735.9838
[5 empty] | 2018-11-03 05:00 | 9563.1791 | 633.6714
[5 empty] | 2018-11-03 06:00 | 10171.7329 | 990.0176
[5 empty] | 2018-11-03 07:00 | 9019.8553 | 694.4749
[5 empty] | 2018-11-03 08:00 | 8816.667 | 672.0451
[5 empty] | 2018-11-03 09:00 | 8708.071 | 686.2163
[5 empty] | 2018-11-03 10:00 | 8041.8794 | 498.8272
[5 empty] | 2018-11-03 11:00 | 7729.5085 | 429.4336
[5 empty] | 2018-11-03 12:00 | 1099.1648 | 510.4043
[5 empty] | 2018-11-03 13:00 | 575.201 | 245.5798
[5 empty] | 2018-11-03 14:00 | 249.9245 | 80.9578
[5 empty] | 2018-11-03 15:00 | 398.1969 | 153.5084
[5 empty] | 2018-11-03 16:00 | 737.7274 | 322.0288
[5 empty] | 2018-11-03 17:00 | 752.2817 | 328.9148
[5 empty] | 2018-11-03 18:00 | 657.2725 | 280.9633
[5 empty] | 2018-11-03 19:00 | 460.7142 | 184.7288
[5 empty] | 2018-11-03 20:00 | 615.7636 | 277.8647
[5 empty] | 2018-11-03 21:00 | 740.863 | 394.3684
[5 empty] | 2018-11-03 22:00 | 630.6461 | 340.6911
[5 empty] | 2018-11-03 23:00 | 482.6921 | 267.7324
[5 empty] | 2018-11-04 | 475.8771 | 265.4565
[5 empty] | 2018-11-04 01:00 | 1650.7858 | 599.9089
[5 empty] | 2018-11-04 02:00 | 1640.7625 | 597.1421
[5 empty] | 2018-11-04 03:00 | 1803.1987 | 674.3114
[5 empty] | 2018-11-04 04:00 | 1945.9773 | 746.3398
[5 empty] | 2018-11-04 05:00 | 10104.9287 | 873.519
[5 empty] | 2018-11-04 06:00 | 10004.3046 | 812.7181
[5 empty] | 2018-11-04 07:00 | 8585.499 | 381.4624
[5 empty] | 2018-11-04 08:00 | 8519.2417 | 413.078
[5 empty] | 2018-11-04 09:00 | 8277.2019 | 391.7349
[5 empty] | 2018-11-04 10:00 | 7891.9456 | 390.5102
[5 empty] | 2018-11-04 11:00 | 7733.6283 | 466.6115
[5 empty] | 2018-11-04 12:00 | 7044.7215 | 211.3627
[5 empty] | 2018-11-04 13:00 | 6588.1887 | 67.9796
[5 empty] | 2018-11-04 14:00 | 6775.7348 | 165.223
[5 empty] | 2018-11-04 15:00 | 7223.2792 | 456.9508
[5 empty] | 2018-11-04 16:00 | 6606.7531 | 238.7376
[5 empty] | 2018-11-04 17:00 | 6270.8825 | 136.9688
[5 empty] | 2018-11-04 18:00 | 6365.3239 | 191.9413
[5 empty] | 2018-11-04 19:00 | 1664.6801 | 224.1145
[5 empty] | 2018-11-04 20:00 | 2974.1276 | 453.8025
[5 empty] | 2018-11-04 21:00 | 3333.9035 | 578.9443
[5 empty] | 2018-11-04 22:00 | 3825.4301 | 848.6687
[5 empty] | 2018-11-04 23:00 | 3035.5961 | 628.0059
[5 empty] | 2018-11-05 | 2735.7214 | 522.4771
[5 empty] | 2018-11-05 01:00 | 4171.7916 | 841.1746
[5 empty] | 2018-11-05 02:00 | 3966.5828 | 841.5673
[5 empty] | 2018-11-05 03:00 | 4447.4642 | 935.1269
[5 empty] | 2018-11-05 04:00 | 4623.2603 | 1010.7791
[5 empty] | 2018-11-05 05:00 | 4760.6696 | 1145.9526
[5 empty] | 2018-11-05 06:00 | 4521.2363 | 1079.3482
[5 empty] | 2018-11-05 07:00 | 2964.6719 | 653.7076
[5 empty] | 2018-11-05 08:00 | 2947.0759 | 667.1992
[5 empty] | 2018-11-05 09:00 | 3289.7565 | 627.5136
[5 empty] | 2018-11-05 10:00 | 3191.4521 | 667.3439
[5 empty] | 2018-11-05 11:00 | 3711.7706 | 741.4634
[5 empty] | 2018-11-05 12:00 | 3046.9434 | 487.6887
[5 empty] | 2018-11-05 13:00 | 2816.5738 | 354.1122
[5 empty] | 2018-11-05 14:00 | 2941.48 | 456.5756
[5 empty] | 2018-11-05 15:00 | 3813.239 | 775.1417
[5 empty] | 2018-11-05 16:00 | 3230.0275 | 528.8501
[5 empty] | 2018-11-05 17:00 | 3203.7328 | 436.5347
[5 empty] | 2018-11-05 18:00 | 3358.9391 | 482.0606
[5 empty] | 2018-11-05 19:00 | 2756.6612 | 393.2467
[5 empty] | 2018-11-05 20:00 | 3076.6392 | 486.1977
[5 empty] | 2018-11-05 21:00 | 3481.0591 | 596.1414
[5 empty] | 2018-11-05 22:00 | 3658.9296 | 834.4691
[5 empty] | 2018-11-05 23:00 | 3185.7706 | 625.3227
[5 empty] | 2018-11-06 | 8987.2996 | 529.9804
[5 empty] | 2018-11-06 01:00 | 11473.3871 | 889.8069
[5 empty] | 2018-11-06 02:00 | 11463.953 | 849.8723
[5 empty] | 2018-11-06 03:00 | 12139.9958 | 970.8975
[5 empty] | 2018-11-06 04:00 | 12295.2971 | 982.7921
[5 empty] | 2018-11-06 05:00 | 12030.6655 | 891.7629
[5 empty] | 2018-11-06 06:00 | 13266.0982 | 1248.0764
[5 empty] | 2018-11-06 07:00 | 11596.0012 | 934.8374
[5 empty] | 2018-11-06 08:00 | 11642.7603 | 930.8603
[5 empty] | 2018-11-06 09:00 | 11637.2614 | 925.9176
[5 empty] | 2018-11-06 10:00 | 3406.5189 | 762.0728
[5 empty] | 2018-11-06 11:00 | 3281.6916 | 687.6276
[5 empty] | 2018-11-06 12:00 | 3312.1273 | 803.8436
[5 empty] | 2018-11-06 13:00 | 3074.1494 | 489.8796
[5 empty] | 2018-11-06 14:00 | 2578.1941 | 332.8528
[5 empty] | 2018-11-06 15:00 | 3017.3272 | 425.1511
[5 empty] | 2018-11-06 16:00 | 3842.3072 | 597.0379
[5 empty] | 2018-11-06 17:00 | 3389.9948 | 619.1336
[5 empty] | 2018-11-06 18:00 | 3325.5755 | 541.5746
[5 empty] | 2018-11-06 19:00 | 3281.3274 | 474.7567
[5 empty] | 2018-11-06 20:00 | 3225.269 | 546.047
[5 empty] | 2018-11-06 21:00 | 8777.3967 | 680.712
[5 empty] | 2018-11-06 22:00 | 8492.6273 | 626.2585
[5 empty] | 2018-11-06 23:00 | 8785.6582 | 529.0575
[5 empty] | 2018-11-07 | 9588.2667 | 526.3427
[5 empty] | 2018-11-07 01:00 | 10877.035 | 872.3557
[5 empty] | 2018-11-07 02:00 | 11578.6364 | 870.8369
[5 empty] | 2018-11-07 03:00 | 11795.4504 | 972.6527
[5 empty] | 2018-11-07 04:00 | 12858.281 | 993.594
[5 empty] | 2018-11-07 05:00 | 12416.7317 | 882.2909
[5 empty] | 2018-11-07 06:00 | 12786.2617 | 1233.8971
[5 empty] | 2018-11-07 07:00 | 3761.1013 | 956.9807
[5 empty] | 2018-11-07 08:00 | 3413.8744 | 935.5898
[5 empty] | 2018-11-07 09:00 | 3810.6903 | 928.6472
[5 empty] | 2018-11-07 10:00 | 3521.5245 | 775.6077
[5 empty] | 2018-11-07 11:00 | 3639.3634 | 682.0982
[5 empty] | 2018-11-07 12:00 | 3490.6239 | 764.3653
[5 empty] | 2018-11-07 13:00 | 3168.6051 | 507.1954
[5 empty] | 2018-11-07 14:00 | 2827.8942 | 326.2046
[5 empty] | 2018-11-07 15:00 | 2990.2973 | 391.9878
[5 empty] | 2018-11-07 16:00 | 3519.5295 | 579.1431
[5 empty] | 2018-11-07 17:00 | 3366.4097 | 589.8975
[5 empty] | 2018-11-07 18:00 | 3317.7764 | 532.6539
[5 empty] | 2018-11-07 19:00 | 3135.174 | 426.3735
[5 empty] | 2018-11-07 20:00 | 3181.1634 | 560.1658
[5 empty] | 2018-11-07 21:00 | 3314.6239 | 657.4702
[5 empty] | 2018-11-07 22:00 | 3137.0896 | 602.9853
[5 empty] | 2018-11-07 23:00 | 3176.8522 | 525.6019
[5 empty] | 2018-11-08 | 3028.0955 | 520.8186
[5 empty] | 2018-11-08 01:00 | 4491.2463 | 867.0883
[5 empty] | 2018-11-08 02:00 | 3770.6235 | 858.4583
[5 empty] | 2018-11-08 03:00 | 4814.6412 | 955.6168
[5 empty] | 2018-11-08 04:00 | 4352.2237 | 980.2482
[5 empty] | 2018-11-08 05:00 | 4392.6198 | 882.8434
[5 empty] | 2018-11-08 06:00 | 4656.4005 | 1234.8451
[5 empty] | 2018-11-08 07:00 | 4001.2169 | 957.7138
[5 empty] | 2018-11-08 08:00 | 3510.6434 | 958.5185
[5 empty] | 2018-11-08 09:00 | 3585.447 | 900.6101
[5 empty] | 2018-11-08 10:00 | 3528.2356 | 804.4349
[5 empty] | 2018-11-08 11:00 | 3558.477 | 722.3914
[5 empty] | 2018-11-08 12:00 | 3461.9168 | 778.763
[5 empty] | 2018-11-08 13:00 | 2882.6673 | 514.805
[5 empty] | 2018-11-08 14:00 | 2759.2783 | 356.6423
[5 empty] | 2018-11-08 15:00 | 2911.6657 | 441.7325
[5 empty] | 2018-11-08 16:00 | 3434.967 | 585.6432
[5 empty] | 2018-11-08 17:00 | 3292.634 | 590.7363
[5 empty] | 2018-11-08 18:00 | 3346.4705 | 536.6211
[5 empty] | 2018-11-08 19:00 | 3176.6305 | 471.6068
[5 empty] | 2018-11-08 20:00 | 3166.8632 | 519.0842
[5 empty] | 2018-11-08 21:00 | 3391.9472 | 649.0826
[5 empty] | 2018-11-08 22:00 | 3534.3188 | 592.7861
[5 empty] | 2018-11-08 23:00 | 2906.3847 | 517.9089
[5 empty] | 2018-11-09 | 3010.7385 | 558.8876
[5 empty] | 2018-11-09 01:00 | 4195.6085 | 863.3695
[5 empty] | 2018-11-09 02:00 | 4488.3351 | 842.467
[5 empty] | 2018-11-09 03:00 | 4378.6174 | 956.4866
[5 empty] | 2018-11-09 04:00 | 4446.1528 | 1018.3384
[5 empty] | 2018-11-09 05:00 | 4139.8392 | 891.9932
[5 empty] | 2018-11-09 06:00 | 5171.3491 | 1273.1383
[5 empty] | 2018-11-09 07:00 | 4043.4589 | 984.0028
[5 empty] | 2018-11-09 08:00 | 3628.5639 | 929.2194
[5 empty] | 2018-11-09 09:00 | 4097.8624 | 939.3571
[5 empty] | 2018-11-09 10:00 | 3446.909 | 806.6656
[5 empty] | 2018-11-09 11:00 | 3468.0353 | 698.154
[5 empty] | 2018-11-09 12:00 | 3715.605 | 780.6948
[5 empty] | 2018-11-09 13:00 | 3344.1672 | 493.5457
[5 empty] | 2018-11-09 14:00 | 2590.0557 | 366.6686
[5 empty] | 2018-11-09 15:00 | 2726.5321 | 418.8522
[5 empty] | 2018-11-09 16:00 | 3592.1665 | 581.8839
[5 empty] | 2018-11-09 17:00 | 3246.8879 | 624.7422
[5 empty] | 2018-11-09 18:00 | 3340.4188 | 548.8376
[5 empty] | 2018-11-09 19:00 | 3115.0304 | 461.0592
[5 empty] | 2018-11-09 20:00 | 3462.724 | 548.9157
[5 empty] | 2018-11-09 21:00 | 3342.417 | 636.5968
[5 empty] | 2018-11-09 22:00 | 3366.6991 | 606.671
[5 empty] | 2018-11-09 23:00 | 2951.8165 | 498.305
[5 empty] | 2018-11-10 | 2801.947 | 528.1574
[5 empty] | 2018-11-10 01:00 | 4342.2859 | 873.2827
[5 empty] | 2018-11-10 02:00 | 4282.443 | 879.8042
[5 empty] | 2018-11-10 03:00 | 4430.8041 | 982.735
[5 empty] | 2018-11-10 04:00 | 4426.3876 | 1007.1602
[5 empty] | 2018-11-10 05:00 | 4304.161 | 915.7948
[5 empty] | 2018-11-10 06:00 | 4824.6211 | 1247.6369
[5 empty] | 2018-11-10 07:00 | 3808.3743 | 979.1837
[5 empty] | 2018-11-10 08:00 | 3414.7132 | 941.7247
[5 empty] | 2018-11-10 09:00 | 3728.1476 | 953.2008
[5 empty] | 2018-11-10 10:00 | 3816.7579 | 811.1517
[5 empty] | 2018-11-10 11:00 | 3330.2395 | 703.7755
[5 empty] | 2018-11-10 12:00 | 3652.0676 | 768.774
[5 empty] | 2018-11-10 13:00 | 3142.4062 | 502.7277
[5 empty] | 2018-11-10 14:00 | 2598.1938 | 328.2679
[5 empty] | 2018-11-10 15:00 | 2720.048 | 381.8267
[5 empty] | 2018-11-10 16:00 | 3147.9538 | 555.2338
[5 empty] | 2018-11-10 17:00 | 3434.951 | 576.1958
[5 empty] | 2018-11-10 18:00 | 3357.241 | 503.051
[5 empty] | 2018-11-10 19:00 | 2821.7366 | 405.6724
[5 empty] | 2018-11-10 20:00 | 3338.7613 | 558.4343
[5 empty] | 2018-11-10 21:00 | 3223.1664 | 646.2528
[5 empty] | 2018-11-10 22:00 | 3147.7743 | 606.069
[5 empty] | 2018-11-10 23:00 | 3158.6769 | 521.0363
[5 empty] | 2018-11-11 | 9133.8836 | 516.3811
[5 empty] | 2018-11-11 01:00 | 11397.4658 | 854.7739
[5 empty] | 2018-11-11 02:00 | 11317.186 | 848.4853
[5 empty] | 2018-11-11 03:00 | 12308.9215 | 932.972
[5 empty] | 2018-11-11 04:00 | 12626.0444 | 990.3381
[5 empty] | 2018-11-11 05:00 | 13460.8366 | 1137.8894
[5 empty] | 2018-11-11 06:00 | 4704.4271 | 1078.3116
[5 empty] | 2018-11-11 07:00 | 3419.7403 | 665.707
[5 empty] | 2018-11-11 08:00 | 3230.9818 | 688.798
[5 empty] | 2018-11-11 09:00 | 3394.8112 | 643.5849
[5 empty] | 2018-11-11 10:00 | 3320.6868 | 696.8392
[5 empty] | 2018-11-11 11:00 | 3234.3748 | 714.4988
[5 empty] | 2018-11-11 12:00 | 2962.7726 | 484.5191
[5 empty] | 2018-11-11 13:00 | 2887.0856 | 327.2121
[5 empty] | 2018-11-11 14:00 | 2897.2732 | 417.7706
[5 empty] | 2018-11-11 15:00 | 3120.0698 | 704.8326
[5 empty] | 2018-11-11 16:00 | 3323.1358 | 496.5108
[5 empty] | 2018-11-11 17:00 | 3117.0759 | 377.257
[5 empty] | 2018-11-11 18:00 | 3065.0164 | 444.8208
[5 empty] | 2018-11-11 19:00 | 8457.0006 | 357.1465
[5 empty] | 2018-11-11 20:00 | 7775.7971 | 454.3164
[5 empty] | 2018-11-11 21:00 | 8322.7342 | 559.1627
[5 empty] | 2018-11-11 22:00 | 9356.0745 | 824.66
[5 empty] | 2018-11-11 23:00 | 9259.3683 | 635.7779
[5 empty] | 2018-11-12 | 9518.921 | 518.4739
[5 empty] | 2018-11-12 01:00 | 11208.9181 | 856.9181
[5 empty] | 2018-11-12 02:00 | 11568.1673 | 861.7188
[5 empty] | 2018-11-12 03:00 | 12455.3875 | 961.2526
[5 empty] | 2018-11-12 04:00 | 12807.3192 | 1018.1386
[5 empty] | 2018-11-12 05:00 | 4945.4259 | 1149.0705
[5 empty] | 2018-11-12 06:00 | 4865.7916 | 1119.7667
[5 empty] | 2018-11-12 07:00 | 12377.3228 | 649.9378
[5 empty] | 2018-11-12 08:00 | 12841.712 | 703.0385
[5 empty] | 2018-11-12 09:00 | 12602.3706 | 647.8574
[5 empty] | 2018-11-12 10:00 | 12083.0439 | 691.4085
[5 empty] | 2018-11-12 11:00 | 11545.1297 | 746.3447
[5 empty] | 2018-11-12 12:00 | 10728.104 | 504.2667
[5 empty] | 2018-11-12 13:00 | 9830.3406 | 344.8432
[5 empty] | 2018-11-12 14:00 | 9659.6115 | 446.6035
[5 empty] | 2018-11-12 15:00 | 10118.8311 | 739.4702
[5 empty] | 2018-11-12 16:00 | 9226.3068 | 516.2831
[5 empty] | 2018-11-12 17:00 | 3231.689 | 415.6099
[5 empty] | 2018-11-12 18:00 | 3300.9595 | 471.1394
[5 empty] | 2018-11-12 19:00 | 2945.8765 | 388.8972
[5 empty] | 2018-11-12 20:00 | 3177.6276 | 468.5965
[5 empty] | 2018-11-12 21:00 | 3363.8122 | 567.7523
[5 empty] | 2018-11-12 22:00 | 4433.0444 | 835.9725
[5 empty] | 2018-11-12 23:00 | 3414.4481 | 636.9598
[5 empty] | 2018-11-13 | 3198.1003 | 537.9189
[5 empty] | 2018-11-13 01:00 | 4517.1863 | 854.2122
[5 empty] | 2018-11-13 02:00 | 4266.2675 | 868.4675
[5 empty] | 2018-11-13 03:00 | 4750.606 | 953.6892
[5 empty] | 2018-11-13 04:00 | 4480.327 | 1022.0932
[5 empty] | 2018-11-13 05:00 | 4397.1752 | 902.7908
[5 empty] | 2018-11-13 06:00 | 5303.5093 | 1270.7202
[5 empty] | 2018-11-13 07:00 | 4305.6995 | 974.8768
[5 empty] | 2018-11-13 08:00 | 4320.984 | 973.1499
[5 empty] | 2018-11-13 09:00 | 3632.9836 | 950.4188
[5 empty] | 2018-11-13 10:00 | 4020.3323 | 812.567
[5 empty] | 2018-11-13 11:00 | 3484.4608 | 695.4577
[5 empty] | 2018-11-13 12:00 | 3712.8805 | 795.4493
[5 empty] | 2018-11-13 13:00 | 3299.1347 | 520.6674
[5 empty] | 2018-11-13 14:00 | 2971.3589 | 335.0191
[5 empty] | 2018-11-13 15:00 | 3177.182 | 425.236
[5 empty] | 2018-11-13 16:00 | 3457.8636 | 585.9505
[5 empty] | 2018-11-13 17:00 | 3553.4522 | 590.9013
[5 empty] | 2018-11-13 18:00 | 3381.02 | 521.8938
[5 empty] | 2018-11-13 19:00 | 3283.8526 | 422.8758
[5 empty] | 2018-11-13 20:00 | 3425.7191 | 562.8546
[5 empty] | 2018-11-13 21:00 | 3895.1282 | 648.8399
[5 empty] | 2018-11-13 22:00 | 3653.2262 | 596.9354
[5 empty] | 2018-11-13 23:00 | 3273.8744 | 508.2481
[5 empty] | 2018-11-14 | 3198.4369 | 553.0795
[5 empty] | 2018-11-14 01:00 | 4502.374 | 845.2889
[5 empty] | 2018-11-14 02:00 | 4450.8804 | 842.8417
[5 empty] | 2018-11-14 03:00 | 4362.4548 | 828.9557
[5 empty] | 2018-11-14 04:00 | 4320.2006 | 839.7691
[5 empty] | 2018-11-14 05:00 | 2447.3517 | 651.9107
[5 empty] | 2018-11-14 06:00 | 2728.4101 | 1008.7642
[5 empty] | 2018-11-14 07:00 | 1632.4007 | 713.3896
[5 empty] | 2018-11-14 08:00 | 1606.8583 | 699.4513
[5 empty] | 2018-11-14 09:00 | 1548.9841 | 674.7618
[5 empty] | 2018-11-14 10:00 | 1410.4503 | 559.3129
[5 empty] | 2018-11-14 11:00 | 1246.0334 | 450.287
[5 empty] | 2018-11-14 12:00 | 1347.2387 | 520.8002
[5 empty] | 2018-11-14 13:00 | 828.3061 | 248.1104
[5 empty] | 2018-11-14 14:00 | 489.1196 | 77.8384
[5 empty] | 2018-11-14 15:00 | 641.9283 | 146.4231
[5 empty] | 2018-11-14 16:00 | 965.2503 | 312.2588
[5 empty] | 2018-11-14 17:00 | 973.3645 | 317.8916
[5 empty] | 2018-11-14 18:00 | 868.0332 | 268.6746
[5 empty] | 2018-11-14 19:00 | 702.0242 | 173.8408
[5 empty] | 2018-11-14 20:00 | 891.352 | 295.3593
[5 empty] | 2018-11-14 21:00 | 998.9707 | 388.3122
[5 empty] | 2018-11-14 22:00 | 861.6553 | 338.3041
[5 empty] | 2018-11-14 23:00 | 703.954 | 269.0278
[5 empty] | 2018-11-15 | 745.717 | 270.7236
[5 empty] | 2018-11-15 01:00 | 1944.3629 | 608.9403
[5 empty] | 2018-11-15 02:00 | 1907.499 | 610.2013
[5 empty] | 2018-11-15 03:00 | 2129.3487 | 717.4602
[5 empty] | 2018-11-15 04:00 | 2206.8074 | 753.8624
[5 empty] | 2018-11-15 05:00 | 2025.1217 | 655.113
[5 empty] | 2018-11-15 06:00 | 2733.5609 | 1014.2275
[5 empty] | 2018-11-15 07:00 | 1668.2479 | 720.4383
[5 empty] | 2018-11-15 08:00 | 1656.4926 | 706.5072
[5 empty] | 2018-11-15 09:00 | 1589.2581 | 687.8595
[5 empty] | 2018-11-15 10:00 | 1488.5119 | 578.4378
[5 empty] | 2018-11-15 11:00 | 1269.9924 | 460.8837
[5 empty] | 2018-11-15 12:00 | 1418.8212 | 535.4112
[5 empty] | 2018-11-15 13:00 | 893.409 | 266.3545
[5 empty] | 2018-11-15 14:00 | 578.0839 | 97.7787
[5 empty] | 2018-11-15 15:00 | 715.1587 | 167.6716
[5 empty] | 2018-11-15 16:00 | 1046.7 | 334.1575
[5 empty] | 2018-11-15 17:00 | 1068.5634 | 339.2141
[5 empty] | 2018-11-15 18:00 | 969.5068 | 287.0656
[5 empty] | 2018-11-15 19:00 | 727.8046 | 186.4359
[5 empty] | 2018-11-15 20:00 | 960.0017 | 318.0471
[5 empty] | 2018-11-15 21:00 | 1008.5192 | 396.5273
[5 empty] | 2018-11-15 22:00 | 918.228 | 343.7981
[5 empty] | 2018-11-15 23:00 | 750.1576 | 272.8186
[5 empty] | 2018-11-16 | 757.9842 | 272.9104
[5 empty] | 2018-11-16 01:00 | 1931.6964 | 609.9424
[5 empty] | 2018-11-16 02:00 | 1927.0444 | 610.6192
[5 empty] | 2018-11-16 03:00 | 2155.031 | 719.0727
[5 empty] | 2018-11-16 04:00 | 2187.9753 | 751.2944
[5 empty] | 2018-11-16 05:00 | 2035.2975 | 651.9405
[5 empty] | 2018-11-16 06:00 | 2727.211 | 1010.745
[5 empty] | 2018-11-16 07:00 | 1650.9459 | 718.6238
[5 empty] | 2018-11-16 08:00 | 1643.5303 | 705.4414
[5 empty] | 2018-11-16 09:00 | 1599.8922 | 689.0203
[5 empty] | 2018-11-16 10:00 | 1458.9851 | 575.4621
[5 empty] | 2018-11-16 11:00 | 1256.5936 | 459.1378
[5 empty] | 2018-11-16 12:00 | 1429.5108 | 533.7711
[5 empty] | 2018-11-16 13:00 | 894.871 | 264.0259
[5 empty] | 2018-11-16 14:00 | 554.0864 | 95.6312
[5 empty] | 2018-11-16 15:00 | 691.8759 | 165.7563
[5 empty] | 2018-11-16 16:00 | 1042.7447 | 332.2487
[5 empty] | 2018-11-16 17:00 | 1053.0387 | 337.1972
[5 empty] | 2018-11-16 18:00 | 950.2395 | 284.7549
[5 empty] | 2018-11-16 19:00 | 723.6839 | 185.4187
[5 empty] | 2018-11-16 20:00 | 937.782 | 322.0777
[5 empty] | 2018-11-16 21:00 | 1017.6422 | 396.2847
[5 empty] | 2018-11-16 22:00 | 896.0981 | 343.9431
[5 empty] | 2018-11-16 23:00 | 750.2109 | 272.1741
[5 empty] | 2018-11-17 | 738.1574 | 271.0518
[5 empty] | 2018-11-17 01:00 | 1915.7933 | 606.7527
[5 empty] | 2018-11-17 02:00 | 1929.6746 | 608.1615
[5 empty] | 2018-11-17 03:00 | 2137.0811 | 716.89
[5 empty] | 2018-11-17 04:00 | 2201.0827 | 746.7628
[5 empty] | 2018-11-17 05:00 | 1994.5394 | 647.6836
[5 empty] | 2018-11-17 06:00 | 2724.0102 | 1006.0135
[5 empty] | 2018-11-17 07:00 | 1636.9707 | 712.4663
[5 empty] | 2018-11-17 08:00 | 1615.2963 | 699.7292
[5 empty] | 2018-11-17 09:00 | 1562.4096 | 682.1079
[5 empty] | 2018-11-17 10:00 | 1410.9173 | 567.0151
[5 empty] | 2018-11-17 11:00 | 1208.5679 | 446.577
[5 empty] | 2018-11-17 12:00 | 1357.6973 | 515.9623
[5 empty] | 2018-11-17 13:00 | 804.4962 | 240.7005
[5 empty] | 2018-11-17 14:00 | 478.4223 | 68.387
[5 empty] | 2018-11-17 15:00 | 608.9377 | 136.2077
[5 empty] | 2018-11-17 16:00 | 947.2645 | 302.0801
[5 empty] | 2018-11-17 17:00 | 928.6964 | 307.8059
[5 empty] | 2018-11-17 18:00 | 845.8355 | 258.3903
[5 empty] | 2018-11-17 19:00 | 662.5858 | 164.3616
[5 empty] | 2018-11-17 20:00 | 889.4689 | 308.9134
[5 empty] | 2018-11-17 21:00 | 991.4665 | 385.8624
[5 empty] | 2018-11-17 22:00 | 837.3836 | 336.366
[5 empty] | 2018-11-17 23:00 | 6705.7754 | 266.3757
[5 empty] | 2018-11-18 | 7248.8323 | 267.6735
[5 empty] | 2018-11-18 01:00 | 8964.5935 | 604.8552
[5 empty] | 2018-11-18 02:00 | 9569.6261 | 606.4457
[5 empty] | 2018-11-18 03:00 | 10189.3371 | 693.2605
[5 empty] | 2018-11-18 04:00 | 10577.4042 | 758.3758
[5 empty] | 2018-11-18 05:00 | 11110.0853 | 886.8764
[5 empty] | 2018-11-18 06:00 | 11116.9237 | 826.866
[5 empty] | 2018-11-18 07:00 | 9745.6328 | 397.4456
[5 empty] | 2018-11-18 08:00 | 9815.7489 | 430.1223
[5 empty] | 2018-11-18 09:00 | 9635.5152 | 398.6885
[5 empty] | 2018-11-18 10:00 | 9491.1024 | 466.6661
[5 empty] | 2018-11-18 11:00 | 8795.6269 | 462.8529
[5 empty] | 2018-11-18 12:00 | 7874.6968 | 222.4801
[5 empty] | 2018-11-18 13:00 | 452.8842 | 69.4984
[5 empty] | 2018-11-18 14:00 | 634.3464 | 160.5302
[5 empty] | 2018-11-18 15:00 | 1211.2718 | 447.7951
[5 empty] | 2018-11-18 16:00 | 794.6405 | 226.471
[5 empty] | 2018-11-18 17:00 | 605.8771 | 122.3802
[5 empty] | 2018-11-18 18:00 | 665.735 | 176.1858
[5 empty] | 2018-11-18 19:00 | 553.5816 | 100.2089
[5 empty] | 2018-11-18 20:00 | 728.2406 | 225.9833
[5 empty] | 2018-11-18 21:00 | 839.6386 | 322.6924
[5 empty] | 2018-11-18 22:00 | 1346.8668 | 580.5838
[5 empty] | 2018-11-18 23:00 | 931.3386 | 367.2252
[5 empty] | 2018-11-19 | 739.1376 | 269.5553
[5 empty] | 2018-11-19 01:00 | 1917.8223 | 607.6877
[5 empty] | 2018-11-19 02:00 | 1928.4615 | 610.0318
[5 empty] | 2018-11-19 03:00 | 2105.1264 | 697.3888
[5 empty] | 2018-11-19 04:00 | 2241.4348 | 765.5547
[5 empty] | 2018-11-19 05:00 | 2523.3225 | 893.937
[5 empty] | 2018-11-19 06:00 | 2374.9749 | 833.4902
[5 empty] | 2018-11-19 07:00 | 1017.2351 | 404.8746
[5 empty] | 2018-11-19 08:00 | 1100.8997 | 438.6711
[5 empty] | 2018-11-19 09:00 | 1023.3275 | 392.382
[5 empty] | 2018-11-19 10:00 | 1280.3344 | 483.4161
[5 empty] | 2018-11-19 11:00 | 1365.3577 | 496.3487
[5 empty] | 2018-11-19 12:00 | 827.2147 | 238.9687
[5 empty] | 2018-11-19 13:00 | 513.232 | 93.0748
[5 empty] | 2018-11-19 14:00 | 740.4909 | 188.2371
[5 empty] | 2018-11-19 15:00 | 1316.2412 | 477.3269
[5 empty] | 2018-11-19 16:00 | 896.9376 | 255.4887
[5 empty] | 2018-11-19 17:00 | 683.9919 | 148.8126
[5 empty] | 2018-11-19 18:00 | 773.726 | 198.3179
[5 empty] | 2018-11-19 19:00 | 569.4804 | 116.8038
[5 empty] | 2018-11-19 20:00 | 773.624 | 240.5119
[5 empty] | 2018-11-19 21:00 | 891.4167 | 334.0346
[5 empty] | 2018-11-19 22:00 | 1395.5403 | 590.0915
[5 empty] | 2018-11-19 23:00 | 6863.5982 | 373.6895
[5 empty] | 2018-11-20 | 7204.5223 | 273.603
[5 empty] | 2018-11-20 01:00 | 9032.9167 | 610.4431
[5 empty] | 2018-11-20 02:00 | 9699.9254 | 612.1352
[5 empty] | 2018-11-20 03:00 | 10455.5319 | 721.8327
[5 empty] | 2018-11-20 04:00 | 10854.9829 | 754.7007
[5 empty] | 2018-11-20 05:00 | 10971.1328 | 654.8699
[5 empty] | 2018-11-20 06:00 | 11732.6158 | 1012.3431
[5 empty] | 2018-11-20 07:00 | 10656.2414 | 718.592
[5 empty] | 2018-11-20 08:00 | 10699.3226 | 706.0421
[5 empty] | 2018-11-20 09:00 | 10557.5242 | 685.8425
[5 empty] | 2018-11-20 10:00 | 10198.9591 | 591.8377
[5 empty] | 2018-11-20 11:00 | 9101.5061 | 462.641
[5 empty] | 2018-11-20 12:00 | 8607.5453 | 534.9899
[5 empty] | 2018-11-20 13:00 | 7623.4402 | 264.1397
[5 empty] | 2018-11-20 14:00 | 6976.9778 | 95.3902
[5 empty] | 2018-11-20 15:00 | 6832.6007 | 165.0052
[5 empty] | 2018-11-20 16:00 | 6837.1605 | 330.7549
[5 empty] | 2018-11-20 17:00 | 6526.1731 | 335.2692
[5 empty] | 2018-11-20 18:00 | 6115.4418 | 283.0418
[5 empty] | 2018-11-20 19:00 | 5640.6483 | 183.8461
[5 empty] | 2018-11-20 20:00 | 5533.978 | 326.8074
[5 empty] | 2018-11-20 21:00 | 5800.1262 | 395.7697
[5 empty] | 2018-11-20 22:00 | 6100.7038 | 344.7693
[5 empty] | 2018-11-20 23:00 | 504.2714 | 274.4276
[5 empty] | 2018-11-21 | 498.9063 | 273.5098
[5 empty] | 2018-11-21 01:00 | 1676.0311 | 609.5552
[5 empty] | 2018-11-21 02:00 | 1679.6246 | 611.2804
[5 empty] | 2018-11-21 03:00 | 1898.1046 | 720.0435
[5 empty] | 2018-11-21 04:00 | 1963.5946 | 750.7507
[5 empty] | 2018-11-21 05:00 | 1763.0994 | 649.9104
[5 empty] | 2018-11-21 06:00 | 2477.7472 | 1006.7554
[5 empty] | 2018-11-21 07:00 | 1386.7122 | 713.1717
[5 empty] | 2018-11-21 08:00 | 1360.6927 | 699.0277
[5 empty] | 2018-11-21 09:00 | 1315.9477 | 679.2946
[5 empty] | 2018-11-21 10:00 | 1183.1598 | 583.9283
[5 empty] | 2018-11-21 11:00 | 8447.6573 | 446.0698
[5 empty] | 2018-11-21 12:00 | 8191.1488 | 518.6384
[5 empty] | 2018-11-21 13:00 | 7352.3775 | 247.3507
[5 empty] | 2018-11-21 14:00 | 6699.0328 | 76.6988
[5 empty] | 2018-11-21 15:00 | 6473.2748 | 144.581
[5 empty] | 2018-11-21 16:00 | 6399.5066 | 309.1589
[5 empty] | 2018-11-21 17:00 | 6035.171 | 313.4237
[5 empty] | 2018-11-21 18:00 | 5597.2912 | 262.9147
[5 empty] | 2018-11-21 19:00 | 5168.3806 | 168.4732
[5 empty] | 2018-11-21 20:00 | 5494.6862 | 318.0857
[5 empty] | 2018-11-21 21:00 | 5896.7169 | 391.5618
[5 empty] | 2018-11-21 22:00 | 633.6815 | 341.3019
[5 empty] | 2018-11-21 23:00 | 492.0313 | 270.9603
[5 empty] | 2018-11-22 | 492.5789 | 271.4177
[5 empty] | 2018-11-22 01:00 | 1671.7272 | 607.6743
[5 empty] | 2018-11-22 02:00 | 1670.202 | 607.3394
[5 empty] | 2018-11-22 03:00 | 1881.3043 | 713.8955
[5 empty] | 2018-11-22 04:00 | 1961.971 | 747.9493
[5 empty] | 2018-11-22 05:00 | 1758.2499 | 646.4328
[5 empty] | 2018-11-22 06:00 | 2472.1641 | 1003.1749
[5 empty] | 2018-11-22 07:00 | 1374.3945 | 707.3441
[5 empty] | 2018-11-22 08:00 | 1349.7347 | 693.1497
[5 empty] | 2018-11-22 09:00 | 1303.6926 | 672.716
[5 empty] | 2018-11-22 10:00 | 1199.8261 | 591.3917
[5 empty] | 2018-11-22 11:00 | 1001.8375 | 450.6512
[5 empty] | 2018-11-22 12:00 | 1175.1116 | 532.3607
[5 empty] | 2018-11-22 13:00 | 652.1243 | 267.3331
[5 empty] | 2018-11-22 14:00 | 319.6308 | 99.2527
[5 empty] | 2018-11-22 15:00 | 457.0105 | 167.512
[5 empty] | 2018-11-22 16:00 | 785.485 | 332.0447
[5 empty] | 2018-11-22 17:00 | 790.99 | 335.5106
[5 empty] | 2018-11-22 18:00 | 681.4005 | 282.0976
[5 empty] | 2018-11-22 19:00 | 478.409 | 183.6938
[5 empty] | 2018-11-22 20:00 | 708.0632 | 331.6364
[5 empty] | 2018-11-22 21:00 | 769.2642 | 400.5284
[5 empty] | 2018-11-22 22:00 | 659.9944 | 348.9064
[5 empty] | 2018-11-22 23:00 | 518.6306 | 278.9434
[5 empty] | 2018-11-23 | 514.6506 | 278.0783
[5 empty] | 2018-11-23 01:00 | 1685.1577 | 611.8175
[5 empty] | 2018-11-23 02:00 | 1679.661 | 610.6042
[5 empty] | 2018-11-23 03:00 | 1893.2903 | 717.8263
[5 empty] | 2018-11-23 04:00 | 1961.8481 | 748.8989
[5 empty] | 2018-11-23 05:00 | 1761.5216 | 648.0769
[5 empty] | 2018-11-23 06:00 | 2471.879 | 1003.4499
[5 empty] | 2018-11-23 07:00 | 1372.6578 | 707.198
[5 empty] | 2018-11-23 08:00 | 1348.3733 | 693.1352
[5 empty] | 2018-11-23 09:00 | 1304.1045 | 672.5364
[5 empty] | 2018-11-23 10:00 | 1206.4653 | 593.5041
[5 empty] | 2018-11-23 11:00 | 1008.7344 | 452.2792
[5 empty] | 2018-11-23 12:00 | 1181.233 | 534.1628
[5 empty] | 2018-11-23 13:00 | 658.9037 | 269.4772
[5 empty] | 2018-11-23 14:00 | 325.8633 | 101.3862
[5 empty] | 2018-11-23 15:00 | 461.3427 | 168.9905
[5 empty] | 2018-11-23 16:00 | 789.892 | 333.5335
[5 empty] | 2018-11-23 17:00 | 795.3572 | 336.9279
[5 empty] | 2018-11-23 18:00 | 690.2325 | 285.2396
[5 empty] | 2018-11-23 19:00 | 495.081 | 189.5433
[5 empty] | 2018-11-23 20:00 | 731.5435 | 340.3989
[5 empty] | 2018-11-23 21:00 | 787.436 | 406.3059
[5 empty] | 2018-11-23 22:00 | 679.627 | 354.6549
[5 empty] | 2018-11-23 23:00 | 529.4795 | 281.8084
[5 empty] | 2018-11-24 | 520.0706 | 279.2993
[5 empty] | 2018-11-24 01:00 | 1693.146 | 613.6293
[5 empty] | 2018-11-24 02:00 | 1693.7344 | 614.3815
[5 empty] | 2018-11-24 03:00 | 1908.1416 | 721.6125
[5 empty] | 2018-11-24 04:00 | 1964.8813 | 749.0992
[5 empty] | 2018-11-24 05:00 | 1759.9534 | 646.8285
[5 empty] | 2018-11-24 06:00 | 2469.2234 | 1001.9314
[5 empty] | 2018-11-24 07:00 | 1375.2087 | 707.568
[5 empty] | 2018-11-24 08:00 | 1348.4593 | 693.38
[5 empty] | 2018-11-24 09:00 | 1287.2512 | 669.1019
[5 empty] | 2018-11-24 10:00 | 1175.6043 | 587.2625
[5 empty] | 2018-11-24 11:00 | 957.0525 | 438.7135
[5 empty] | 2018-11-24 12:00 | 1109.3212 | 514.0765
[5 empty] | 2018-11-24 13:00 | 568.8051 | 243.1743
[5 empty] | 2018-11-24 14:00 | 225.9581 | 71.4586
[5 empty] | 2018-11-24 15:00 | 359.476 | 138.197
[5 empty] | 2018-11-24 16:00 | 687.1273 | 302.1178
[5 empty] | 2018-11-24 17:00 | 695.1016 | 306.4152
[5 empty] | 2018-11-24 18:00 | 597.8152 | 257.9817
[5 empty] | 2018-11-24 19:00 | 412.75 | 165.8965
[5 empty] | 2018-11-24 20:00 | 660.9014 | 320.654
[5 empty] | 2018-11-24 21:00 | 727.8271 | 389.6165
[5 empty] | 2018-11-24 22:00 | 626.1853 | 339.9482
[5 empty] | 2018-11-24 23:00 | 483.3099 | 269.3178
[5 empty] | 2018-11-25 | 480.2179 | 268.5971
[5 empty] | 2018-11-25 01:00 | 1655.9733 | 603.9614
[5 empty] | 2018-11-25 02:00 | 1658.6865 | 605.2777
[5 empty] | 2018-11-25 03:00 | 1825.6451 | 690.1578
[5 empty] | 2018-11-25 04:00 | 1963.2866 | 754.1674
[5 empty] | 2018-11-25 05:00 | 2223.2974 | 882.9745
[5 empty] | 2018-11-25 06:00 | 2104.4704 | 823.018
[5 empty] | 2018-11-25 07:00 | 739.7337 | 393.4713
[5 empty] | 2018-11-25 08:00 | 809.0039 | 426.7734
[5 empty] | 2018-11-25 09:00 | 748.5574 | 395.9611
[5 empty] | 2018-11-25 10:00 | 971.3874 | 488.5512
[5 empty] | 2018-11-25 11:00 | 973.6422 | 456.4988
[5 empty] | 2018-11-25 12:00 | 517.6853 | 221.6335
[5 empty] | 2018-11-25 13:00 | 6966.8287 | 69.2954
[5 empty] | 2018-11-25 14:00 | 6933.7708 | 161.4074
[5 empty] | 2018-11-25 15:00 | 7231.4321 | 449.2683
[5 empty] | 2018-11-25 16:00 | 6464.7602 | 227.7328
[5 empty] | 2018-11-25 17:00 | 5937.0805 | 123.2476
[5 empty] | 2018-11-25 18:00 | 5777.4074 | 176.9081
[5 empty] | 2018-11-25 19:00 | 5411.6274 | 101.1704
[5 empty] | 2018-11-25 20:00 | 5430.8606 | 233.9296
[5 empty] | 2018-11-25 21:00 | 5788.5279 | 323.9805
[5 empty] | 2018-11-25 22:00 | 6590.224 | 582.1803
[5 empty] | 2018-11-25 23:00 | 675.1502 | 367.0969
[5 empty] | 2018-11-26 | 479.0448 | 268.3739
[5 empty] | 2018-11-26 01:00 | 1662.0651 | 605.6205
[5 empty] | 2018-11-26 02:00 | 1667.0527 | 607.6336
[5 empty] | 2018-11-26 03:00 | 1841.5094 | 695.0922
[5 empty] | 2018-11-26 04:00 | 1991.6871 | 762.8349
[5 empty] | 2018-11-26 05:00 | 2249.6232 | 891.3711
[5 empty] | 2018-11-26 06:00 | 2130.988 | 831.2017
[5 empty] | 2018-11-26 07:00 | 767.2154 | 401.4056
[5 empty] | 2018-11-26 08:00 | 837.9995 | 434.4741
[5 empty] | 2018-11-26 09:00 | 746.7697 | 389.901
[5 empty] | 2018-11-26 10:00 | 1034.9699 | 506.9183
[5 empty] | 2018-11-26 11:00 | 1090.9514 | 493.0279
[5 empty] | 2018-11-26 12:00 | 583.2184 | 237.8689
[5 empty] | 2018-11-26 13:00 | 298.8999 | 94.4336
[5 empty] | 2018-11-26 14:00 | 497.427 | 190.8388
[5 empty] | 2018-11-26 15:00 | 1082.1008 | 481.178
[5 empty] | 2018-11-26 16:00 | 641.5583 | 260.4249
[5 empty] | 2018-11-26 17:00 | 430.1127 | 154.8651
[5 empty] | 2018-11-26 18:00 | 528.1673 | 204.853
[5 empty] | 2018-11-26 19:00 | 357.8453 | 122.7923
[5 empty] | 2018-11-26 20:00 | 544.2568 | 250.2059
[5 empty] | 2018-11-26 21:00 | 635.874 | 335.3129
[5 empty] | 2018-11-26 22:00 | 1143.403 | 591.345
[5 empty] | 2018-11-26 23:00 | 705.4371 | 374.2324
[5 empty] | 2018-11-27 | 497.3422 | 272.5517
[5 empty] | 2018-11-27 01:00 | 1676.833 | 609.2836
[5 empty] | 2018-11-27 02:00 | 1677.7818 | 610.1439
[5 empty] | 2018-11-27 03:00 | 1890.1546 | 717.2365
[5 empty] | 2018-11-27 04:00 | 1960.7394 | 748.9443
[5 empty] | 2018-11-27 05:00 | 10344.8164 | 648.2506
[5 empty] | 2018-11-27 06:00 | 11107.2376 | 1005.323
[5 empty] | 2018-11-27 07:00 | 10010.6505 | 711.9115
[5 empty] | 2018-11-27 08:00 | 9978.1871 | 698.8597
[5 empty] | 2018-11-27 09:00 | 9813.2182 | 680.8703
[5 empty] | 2018-11-27 10:00 | 9439.1775 | 606.7451
[5 empty] | 2018-11-27 11:00 | 8467.3853 | 455.0492
[5 empty] | 2018-11-27 12:00 | 8221.6639 | 532.3654
[5 empty] | 2018-11-27 13:00 | 7431.4236 | 265.4452
[5 empty] | 2018-11-27 14:00 | 6773.3656 | 97.7361
[5 empty] | 2018-11-27 15:00 | 6558.8957 | 167.1485
[5 empty] | 2018-11-27 16:00 | 6551.1113 | 332.5915
[5 empty] | 2018-11-27 17:00 | 6213.0335 | 336.4595
[5 empty] | 2018-11-27 18:00 | 5790.3252 | 283.7939
[5 empty] | 2018-11-27 19:00 | 481.5353 | 184.4355
[5 empty] | 2018-11-27 20:00 | 715.091 | 334.238
[5 empty] | 2018-11-27 21:00 | 770.1535 | 399.3655
[5 empty] | 2018-11-27 22:00 | 661.3758 | 347.3923
[5 empty] | 2018-11-27 23:00 | 513.7019 | 275.4238
[5 empty] | 2018-11-28 | 506.6079 | 273.9883
[5 empty] | 2018-11-28 01:00 | 1681.1244 | 609.0008
[5 empty] | 2018-11-28 02:00 | 1678.2881 | 608.5927
[5 empty] | 2018-11-28 03:00 | 1892.7407 | 716.1361
[5 empty] | 2018-11-28 04:00 | 1950.2513 | 744.5374
[5 empty] | 2018-11-28 05:00 | 1746.482 | 642.6964
[5 empty] | 2018-11-28 06:00 | 2459.2499 | 998.8612
[5 empty] | 2018-11-28 07:00 | 1361.6424 | 703.9543
[5 empty] | 2018-11-28 08:00 | 1335.9835 | 690.066
[5 empty] | 2018-11-28 09:00 | 1283.3954 | 668.2439
[5 empty] | 2018-11-28 10:00 | 1183.2749 | 593.5137
[5 empty] | 2018-11-28 11:00 | 964.8677 | 441.2182
[5 empty] | 2018-11-28 12:00 | 1116.9459 | 516.6484
[5 empty] | 2018-11-28 13:00 | 579.2842 | 246.9738
[5 empty] | 2018-11-28 14:00 | 242.3185 | 77.1617
[5 empty] | 2018-11-28 15:00 | 378.4854 | 144.6926
[5 empty] | 2018-11-28 16:00 | 706.1004 | 309.0945
[5 empty] | 2018-11-28 17:00 | 714.2979 | 313.6784
[5 empty] | 2018-11-28 18:00 | 614.3459 | 263.7169
[5 empty] | 2018-11-28 19:00 | 423.7277 | 169.3949
[5 empty] | 2018-11-28 20:00 | 669.6286 | 323.4665
[5 empty] | 2018-11-28 21:00 | 735.4299 | 391.7399
[5 empty] | 2018-11-28 22:00 | 633.1985 | 341.6959
[5 empty] | 2018-11-28 23:00 | 491.2898 | 271.0735
[5 empty] | 2018-11-29 | 491.5095 | 271.5128
[5 empty] | 2018-11-29 01:00 | 1674.4172 | 608.7694
[5 empty] | 2018-11-29 02:00 | 1674.9997 | 608.9505
[5 empty] | 2018-11-29 03:00 | 1885.1949 | 714.7415
[5 empty] | 2018-11-29 04:00 | 1966.9956 | 748.9648
[5 empty] | 2018-11-29 05:00 | 1765.0674 | 647.9581
[5 empty] | 2018-11-29 06:00 | 10987.7293 | 1005.3079
[5 empty] | 2018-11-29 07:00 | 9868.4263 | 710.2073
[5 empty] | 2018-11-29 08:00 | 9848.6409 | 696.4182
[5 empty] | 2018-11-29 09:00 | 9508.5287 | 674.7673
[5 empty] | 2018-11-29 10:00 | 9268.0441 | 602.6941
[5 empty] | 2018-11-29 11:00 | 8758.5222 | 455.6468
[5 empty] | 2018-11-29 12:00 | 8641.2761 | 537.6683
[5 empty] | 2018-11-29 13:00 | 657.9862 | 270.7466
[5 empty] | 2018-11-29 14:00 | 325.3263 | 102.874
[5 empty] | 2018-11-29 15:00 | 460.1541 | 170.1514
[5 empty] | 2018-11-29 16:00 | 783.0434 | 332.5009
[5 empty] | 2018-11-29 17:00 | 790.8796 | 336.7197
[5 empty] | 2018-11-29 18:00 | 679.4286 | 282.6374
[5 empty] | 2018-11-29 19:00 | 472.4554 | 183.2354
[5 empty] | 2018-11-29 20:00 | 712.1917 | 335.9617
[5 empty] | 2018-11-29 21:00 | 776.0626 | 404.0905
[5 empty] | 2018-11-29 22:00 | 676.5328 | 355.3696
[5 empty] | 2018-11-29 23:00 | 528.5338 | 283.3638
[5 empty] | 2018-11-30 | 522.1196 | 281.7844
[5 empty] | 2018-11-30 01:00 | 1697.8485 | 616.9197
[5 empty] | 2018-11-30 02:00 | 1699.825 | 618.0291
[5 empty] | 2018-11-30 03:00 | 1915.9654 | 726.1322
[5 empty] | 2018-11-30 04:00 | 1989.1171 | 758.761
[5 empty] | 2018-11-30 05:00 | 1794.6533 | 660.0717
[5 empty] | 2018-11-30 06:00 | 2496.5145 | 1012.7638
[5 empty] | 2018-11-30 07:00 | 1399.6226 | 717.063
[5 empty] | 2018-11-30 08:00 | 1386.5089 | 706.6293
[5 empty] | 2018-11-30 09:00 | 1307.3753 | 674.3652
[5 empty] | 2018-11-30 10:00 | 1244.7354 | 612.7193
[5 empty] | 2018-11-30 11:00 | 1025.7408 | 460.2446
[5 empty] | 2018-11-30 12:00 | 1182.3339 | 536.8826
[5 empty] | 2018-11-30 13:00 | 655.7495 | 270.8072
[5 empty] | 2018-11-30 14:00 | 318.3788 | 100.2136
[5 empty] | 2018-11-30 15:00 | 451.9148 | 166.5828
[5 empty] | 2018-11-30 16:00 | 782.3054 | 331.8094
[5 empty] | 2018-11-30 17:00 | 790.0168 | 336.0527
[5 empty] | 2018-11-30 18:00 | 683.2238 | 283.6139
[5 empty] | 2018-11-30 19:00 | 480.1108 | 185.6412
[5 empty] | 2018-11-30 20:00 | 716.9925 | 338.0247
[5 empty] | 2018-11-30 21:00 | 777.5514 | 404.7241
[5 empty] | 2018-11-30 22:00 | 665.2315 | 351.8383
[5 empty] | 2018-11-30 23:00 | 516.9132 | 280.0238
[5 empty] | 2018-12-01 | 512.2588 | 279.5103
[5 empty] | 2018-12-01 01:00 | 1685.469 | 613.7577
[5 empty] | 2018-12-01 02:00 | 1683.538 | 613.8024
[5 empty] | 2018-12-01 03:00 | 1687.302 | 615.3922
[5 empty] | 2018-12-01 04:00 | 1666.6644 | 604.2203
[5 empty] | 2018-12-01 05:00 | 2100.0213 | 819.8067
[5 empty] | 2018-12-01 06:00 | 2058.7511 | 798.0605
[5 empty] | 2018-12-01 07:00 | 537.3226 | 290.0049
[5 empty] | 2018-12-01 08:00 | 1138.0003 | 590.0716
[5 empty] | 2018-12-01 09:00 | 649.9879 | 353.769
[5 empty] | 2018-12-01 10:00 | 788.1671 | 398.0059
[5 empty] | 2018-12-01 11:00 | 8839.2043 | 401.0736
[5 empty] | 2018-12-01 12:00 | 8049.6855 | 235.5258
[5 empty] | 2018-12-01 13:00 | 7607.654 | 229.2043
[5 empty] | 2018-12-01 14:00 | 6863.251 | 73.8132
[5 empty] | 2018-12-01 15:00 | 6685.7154 | 183.666
[5 empty] | 2018-12-01 16:00 | 6547.6081 | 299.6144
[5 empty] | 2018-12-01 17:00 | 5906.5932 | 120.7335
[5 empty] | 2018-12-01 18:00 | 5532.1361 | 73.7129
[5 empty] | 2018-12-01 19:00 | 5337.7661 | 73.0936
[5 empty] | 2018-12-01 20:00 | 5482.7724 | 167.4189
[5 empty] | 2018-12-01 21:00 | 493.1993 | 273.624
[5 empty] | 2018-12-01 22:00 | 495.0499 | 274.7596
[5 empty] | 2018-12-01 23:00 | 504.5772 | 278.3291
[5 empty] | 2018-12-02 | 516.569 | 282.542
[5 empty] | 2018-12-02 01:00 | 1697.832 | 619.2102
[5 empty] | 2018-12-02 02:00 | 1695.8832 | 618.9316
[5 empty] | 2018-12-02 03:00 | 1687.4402 | 616.4029
[5 empty] | 2018-12-02 04:00 | 1681.7806 | 608.9493
[5 empty] | 2018-12-02 05:00 | 1686.7228 | 610.7292
[5 empty] | 2018-12-02 06:00 | 1688.0074 | 611.2705
[5 empty] | 2018-12-02 07:00 | 512.3989 | 276.6252
[5 empty] | 2018-12-02 08:00 | 514.9614 | 277.7525
[5 empty] | 2018-12-02 09:00 | 515.7596 | 277.9383
[5 empty] | 2018-12-02 10:00 | 944.2594 | 477.0626
[5 empty] | 2018-12-02 11:00 | 680.6543 | 309.4072
[5 empty] | 2018-12-02 12:00 | 649.2198 | 285.5996
[5 empty] | 2018-12-02 13:00 | 481.7549 | 204.8539
[5 empty] | 2018-12-02 14:00 | 749.228 | 339.1076
[5 empty] | 2018-12-02 15:00 | 381.8058 | 154.1716
[5 empty] | 2018-12-02 16:00 | 205.6459 | 65.7892
[5 empty] | 2018-12-02 17:00 | 596.6548 | 261.4206
[5 empty] | 2018-12-02 18:00 | 723.9179 | 325.4493
[5 empty] | 2018-12-02 19:00 | 208.7193 | 68.0856
[5 empty] | 2018-12-02 20:00 | 337.004 | 162.8604
[5 empty] | 2018-12-02 21:00 | 484.5675 | 270.3055
[5 empty] | 2018-12-02 22:00 | 486.0045 | 271.2529
[5 empty] | 2018-12-02 23:00 | 492.9894 | 274.2384
[5 empty] | 2018-12-03 | 498.8482 | 276.8044
[5 empty] | 2018-12-03 01:00 | 1682.3104 | 614.326
[5 empty] | 2018-12-03 02:00 | 1682.8242 | 614.852
[5 empty] | 2018-12-03 03:00 | 1681.8792 | 615.0332
[5 empty] | 2018-12-03 04:00 | 1687.9668 | 610.9026
[5 empty] | 2018-12-03 05:00 | 1692.2305 | 612.2243
[5 empty] | 2018-12-03 06:00 | 1696.7473 | 613.732
[5 empty] | 2018-12-03 07:00 | 523.8223 | 279.4974
[5 empty] | 2018-12-03 08:00 | 531.6437 | 281.5171
[5 empty] | 2018-12-03 09:00 | 477.1804 | 259.2847
[5 empty] | 2018-12-03 10:00 | 996.7515 | 491.7834
[5 empty] | 2018-12-03 11:00 | 808.2592 | 350.6393
[5 empty] | 2018-12-03 12:00 | 700.1445 | 295.9792
[5 empty] | 2018-12-03 13:00 | 560.4438 | 225.6052
[5 empty] | 2018-12-03 14:00 | 841.8389 | 365.322
[5 empty] | 2018-12-03 15:00 | 476.7829 | 182.196
[5 empty] | 2018-12-03 16:00 | 305.4951 | 95.8057
[5 empty] | 2018-12-03 17:00 | 694.3559 | 290.5762
[5 empty] | 2018-12-03 18:00 | 811.1028 | 350.024
[5 empty] | 2018-12-03 19:00 | 274.792 | 84.8676
[5 empty] | 2018-12-03 20:00 | 384.3061 | 174.4552
[5 empty] | 2018-12-03 21:00 | 522.3345 | 279.455
[5 empty] | 2018-12-03 22:00 | 515.3994 | 277.8702
[5 empty] | 2018-12-03 23:00 | 512.7444 | 277.6852
[5 empty] | 2018-12-04 | 510.1716 | 278.0211
[5 empty] | 2018-12-04 01:00 | 1691.8496 | 615.4891
[5 empty] | 2018-12-04 02:00 | 1695.9767 | 617.1647
[5 empty] | 2018-12-04 03:00 | 1699.8247 | 618.6065
[5 empty] | 2018-12-04 04:00 | 1689.3583 | 609.6459
[5 empty] | 2018-12-04 05:00 | 2118.116 | 823.897
[5 empty] | 2018-12-04 06:00 | 2073.8691 | 801.6509
[5 empty] | 2018-12-04 07:00 | 549.7929 | 292.6022
[5 empty] | 2018-12-04 08:00 | 1156.8744 | 594.1856
[5 empty] | 2018-12-04 09:00 | 701.9922 | 368.215
[5 empty] | 2018-12-04 10:00 | 827.0479 | 409.4445
[5 empty] | 2018-12-04 11:00 | 928.8862 | 411.9544
[5 empty] | 2018-12-04 12:00 | 612.08 | 252.3539
[5 empty] | 2018-12-04 13:00 | 7579.6543 | 251.6355
[5 empty] | 2018-12-04 14:00 | 6901.9287 | 98.8889
[5 empty] | 2018-12-04 15:00 | 6728.2638 | 209.198
[5 empty] | 2018-12-04 16:00 | 6557.8581 | 325.9573
[5 empty] | 2018-12-04 17:00 | 5823.0374 | 144.7702
[5 empty] | 2018-12-04 18:00 | 5527.5944 | 95.0818
[5 empty] | 2018-12-04 19:00 | 5367.1856 | 89.2582
[5 empty] | 2018-12-04 20:00 | 5474.4186 | 177.9045
[5 empty] | 2018-12-04 21:00 | 6045.0123 | 281.3747
[5 empty] | 2018-12-04 22:00 | 6440.5474 | 280.1497
[5 empty] | 2018-12-04 23:00 | 6955.3112 | 279.8201
[5 empty] | 2018-12-05 | 7493.9875 | 279.7475
[5 empty] | 2018-12-05 01:00 | 1690.3144 | 615.6114
[5 empty] | 2018-12-05 02:00 | 1690.3944 | 616.1551
[5 empty] | 2018-12-05 03:00 | 1692.4171 | 617.2439
[5 empty] | 2018-12-05 04:00 | 1673.9666 | 606.6033
[5 empty] | 2018-12-05 05:00 | 2104.131 | 821.1011
[5 empty] | 2018-12-05 06:00 | 2057.7511 | 797.6651
[5 empty] | 2018-12-05 07:00 | 535.8242 | 289.5137
[5 empty] | 2018-12-05 08:00 | 1137.0758 | 590.1484
[5 empty] | 2018-12-05 09:00 | 663.2427 | 359.4329
[5 empty] | 2018-12-05 10:00 | 793.1751 | 403.1638
[5 empty] | 2018-12-05 11:00 | 885.9536 | 402.8269
[5 empty] | 2018-12-05 12:00 | 559.6633 | 240.233
[5 empty] | 2018-12-05 13:00 | 549.1064 | 235.8233
[5 empty] | 2018-12-05 14:00 | 235.477 | 78.7966
[5 empty] | 2018-12-05 15:00 | 452.2375 | 187.0124
[5 empty] | 2018-12-05 16:00 | 679.481 | 301.6835
[5 empty] | 2018-12-05 17:00 | 318.4807 | 121.6201
[5 empty] | 2018-12-05 18:00 | 225.4753 | 74.726
[5 empty] | 2018-12-05 19:00 | 225.9228 | 74.4217
[5 empty] | 2018-12-05 20:00 | 356.8692 | 170.0101
[5 empty] | 2018-12-05 21:00 | 503.7657 | 277.392
[5 empty] | 2018-12-05 22:00 | 503.8495 | 277.7429
[5 empty] | 2018-12-05 23:00 | 504.427 | 278.0406
[5 empty] | 2018-12-06 | 503.5616 | 278.1655
[5 empty] | 2018-12-06 01:00 | 1686.6351 | 615.3732
[5 empty] | 2018-12-06 02:00 | 1689.3374 | 616.1499
[5 empty] | 2018-12-06 03:00 | 1684.5406 | 614.9263
[5 empty] | 2018-12-06 04:00 | 1684.1917 | 608.2146
[5 empty] | 2018-12-06 05:00 | 2110.1901 | 821.429
[5 empty] | 2018-12-06 06:00 | 2063.841 | 798.0487
[5 empty] | 2018-12-06 07:00 | 541.7944 | 289.3273
[5 empty] | 2018-12-06 08:00 | 1149.7017 | 591.2095
[5 empty] | 2018-12-06 09:00 | 674.0621 | 358.3717
[5 empty] | 2018-12-06 10:00 | 825.5759 | 409.7959
[5 empty] | 2018-12-06 11:00 | 932.4807 | 413.4235
[5 empty] | 2018-12-06 12:00 | 622.8588 | 255.4357
[5 empty] | 2018-12-06 13:00 | 627.964 | 255.5968
[5 empty] | 2018-12-06 14:00 | 325.7846 | 102.8675
[5 empty] | 2018-12-06 15:00 | 550.8594 | 214.2684
[5 empty] | 2018-12-06 16:00 | 780.3409 | 329.833
[5 empty] | 2018-12-06 17:00 | 416.9242 | 149.02
[5 empty] | 2018-12-06 18:00 | 314.6593 | 99.0296
[5 empty] | 2018-12-06 19:00 | 299.1517 | 94.0179
[5 empty] | 2018-12-06 20:00 | 410.7919 | 183.7361
[5 empty] | 2018-12-06 21:00 | 547.648 | 288.5694
[5 empty] | 2018-12-06 22:00 | 543.0659 | 287.7908
[5 empty] | 2018-12-06 23:00 | 533.872 | 285.6902
[5 empty] | 2018-12-07 | 524.4659 | 283.69
[5 empty] | 2018-12-07 01:00 | 1698.9383 | 618.9174
[5 empty] | 2018-12-07 02:00 | 1696.5054 | 618.5042
[5 empty] | 2018-12-07 03:00 | 1697.7278 | 619.2656
[5 empty] | 2018-12-07 04:00 | 1683.4558 | 609.1339
[5 empty] | 2018-12-07 05:00 | 2109.582 | 822.1969
[5 empty] | 2018-12-07 06:00 | 2062.3214 | 798.4077
[5 empty] | 2018-12-07 07:00 | 540.368 | 289.7897
[5 empty] | 2018-12-07 08:00 | 1148.5134 | 591.7472
[5 empty] | 2018-12-07 09:00 | 673.4693 | 358.66
[5 empty] | 2018-12-07 10:00 | 836.7795 | 419.7911
[5 empty] | 2018-12-07 11:00 | 929.6528 | 415.3588
[5 empty] | 2018-12-07 12:00 | 610.2883 | 252.3207
[5 empty] | 2018-12-07 13:00 | 612.2819 | 251.6783
[5 empty] | 2018-12-07 14:00 | 305.3748 | 97.1448
[5 empty] | 2018-12-07 15:00 | 526.4506 | 206.7875
[5 empty] | 2018-12-07 16:00 | 759.2305 | 323.0279
[5 empty] | 2018-12-07 17:00 | 400.1553 | 142.7676
[5 empty] | 2018-12-07 18:00 | 300.4387 | 93.2807
[5 empty] | 2018-12-07 19:00 | 282.5443 | 87.0271
[5 empty] | 2018-12-07 20:00 | 389.8172 | 176.137
[5 empty] | 2018-12-07 21:00 | 519.211 | 278.3646
[5 empty] | 2018-12-07 22:00 | 512.7035 | 277.0872
[5 empty] | 2018-12-07 23:00 | 509.6049 | 277.0335
[5 empty] | 2018-12-08 | 505.9621 | 276.7306
[5 empty] | 2018-12-08 01:00 | 1685.6265 | 613.5303
[5 empty] | 2018-12-08 02:00 | 1687.4607 | 614.769
[5 empty] | 2018-12-08 03:00 | 1692.886 | 617.0495
[5 empty] | 2018-12-08 04:00 | 1674.5184 | 606.5407
[5 empty] | 2018-12-08 05:00 | 2103.6448 | 820.6987
[5 empty] | 2018-12-08 06:00 | 2061.3398 | 798.5868
[5 empty] | 2018-12-08 07:00 | 539.2663 | 290.3911
[5 empty] | 2018-12-08 08:00 | 1144.691 | 592.2271
[5 empty] | 2018-12-08 09:00 | 679.6473 | 363.9156
[5 empty] | 2018-12-08 10:00 | 818.3902 | 417.6896
[5 empty] | 2018-12-08 11:00 | 898.0235 | 410.5299
[5 empty] | 2018-12-08 12:00 | 552.7784 | 237.5388
[5 empty] | 2018-12-08 13:00 | 534.8825 | 229.6256
[5 empty] | 2018-12-08 14:00 | 214.0463 | 70.4385
[5 empty] | 2018-12-08 15:00 | 432.2914 | 178.5245
[5 empty] | 2018-12-08 16:00 | 668.0991 | 294.8941
[5 empty] | 2018-12-08 17:00 | 311.3732 | 115.674
[5 empty] | 2018-12-08 18:00 | 219.4778 | 69.6276
[5 empty] | 2018-12-08 19:00 | 216.0562 | 68.6256
[5 empty] | 2018-12-08 20:00 | 338.5827 | 162.3009
[5 empty] | 2018-12-08 21:00 | 5662.4594 | 267.529
[5 empty] | 2018-12-08 22:00 | 6132.2208 | 268.1818
[5 empty] | 2018-12-08 23:00 | 6857.0473 | 269.7095
[5 empty] | 2018-12-09 | 7419.8473 | 271.2801
[5 empty] | 2018-12-09 01:00 | 9242.0073 | 608.6223
[5 empty] | 2018-12-09 02:00 | 9874.5834 | 610.1909
[5 empty] | 2018-12-09 03:00 | 10322.9245 | 610.3205
[5 empty] | 2018-12-09 04:00 | 10624.0079 | 603.665
[5 empty] | 2018-12-09 05:00 | 10974.0689 | 606.5338
[5 empty] | 2018-12-09 06:00 | 11119.0618 | 608.6198
[5 empty] | 2018-12-09 07:00 | 9866.4806 | 273.7467
[5 empty] | 2018-12-09 08:00 | 9808.3403 | 273.827
[5 empty] | 2018-12-09 09:00 | 9729.9817 | 274.3919
[5 empty] | 2018-12-09 10:00 | 1203.3088 | 494.1281
[5 empty] | 2018-12-09 11:00 | 957.0681 | 321.5276
[5 empty] | 2018-12-09 12:00 | 898.468 | 281.519
[5 empty] | 2018-12-09 13:00 | 745.8741 | 204.703
[5 empty] | 2018-12-09 14:00 | 997.7963 | 339.775
[5 empty] | 2018-12-09 15:00 | 629.3961 | 154.683
[5 empty] | 2018-12-09 16:00 | 456.4291 | 67.8377
[5 empty] | 2018-12-09 17:00 | 864.1157 | 263.084
[5 empty] | 2018-12-09 18:00 | 982.5118 | 325.1642
[5 empty] | 2018-12-09 19:00 | 474.5605 | 65.639
[5 empty] | 2018-12-09 20:00 | 590.1531 | 161.6157
[5 empty] | 2018-12-09 21:00 | 720.5674 | 268.3569
[5 empty] | 2018-12-09 22:00 | 745.0318 | 270.3895
[5 empty] | 2018-12-09 23:00 | 721.001 | 272.0397
[5 empty] | 2018-12-10 | 744.0209 | 273.6592
[5 empty] | 2018-12-10 01:00 | 1907.3148 | 611.7925
[5 empty] | 2018-12-10 02:00 | 1919.5151 | 612.8943
[5 empty] | 2018-12-10 03:00 | 1907.8561 | 612.6086
[5 empty] | 2018-12-10 04:00 | 1935.3614 | 607.3273
[5 empty] | 2018-12-10 05:00 | 1937.8127 | 607.4552
[5 empty] | 2018-12-10 06:00 | 1922.1415 | 608.2658
[5 empty] | 2018-12-10 07:00 | 745.6072 | 272.703
[5 empty] | 2018-12-10 08:00 | 762.0356 | 274.4539
[5 empty] | 2018-12-10 09:00 | 693.3329 | 253.5099
[5 empty] | 2018-12-10 10:00 | 1262.019 | 504.2036
[5 empty] | 2018-12-10 11:00 | 1039.7071 | 352.9074
[5 empty] | 2018-12-10 12:00 | 962.8628 | 293.7654
[5 empty] | 2018-12-10 13:00 | 807.6913 | 225.2244
[5 empty] | 2018-12-10 14:00 | 1078.3045 | 364.4232
[5 empty] | 2018-12-10 15:00 | 715.2565 | 181.0721
[5 empty] | 2018-12-10 16:00 | 549.671 | 94.8797
[5 empty] | 2018-12-10 17:00 | 962.8535 | 289.6588
[5 empty] | 2018-12-10 18:00 | 1092.2148 | 349.4174
[5 empty] | 2018-12-10 19:00 | 527.6501 | 84.8814
[5 empty] | 2018-12-10 20:00 | 633.62 | 174.3944
[5 empty] | 2018-12-10 21:00 | 769.7214 | 278.2675
[5 empty] | 2018-12-10 22:00 | 758.541 | 277.0714
[5 empty] | 2018-12-10 23:00 | 757.6987 | 276.7025
[5 empty] | 2018-12-11 | 771.2274 | 276.1511
[5 empty] | 2018-12-11 01:00 | 1932.6587 | 613.0142
[5 empty] | 2018-12-11 02:00 | 1920.1462 | 613.7651
[5 empty] | 2018-12-11 03:00 | 1961.59 | 615.5794
[5 empty] | 2018-12-11 04:00 | 1925.4823 | 607.7936
[5 empty] | 2018-12-11 05:00 | 2348.9046 | 822.3238
[5 empty] | 2018-12-11 06:00 | 2321.1087 | 799.9342
[5 empty] | 2018-12-11 07:00 | 799.3022 | 291.6257
[5 empty] | 2018-12-11 08:00 | 1401.1886 | 594.1237
[5 empty] | 2018-12-11 09:00 | 937.735 | 361.8877
[5 empty] | 2018-12-11 10:00 | 1086.8161 | 428.5404
[5 empty] | 2018-12-11 11:00 | 1204.7068 | 423.9975
[5 empty] | 2018-12-11 12:00 | 863.4014 | 254.45
[5 empty] | 2018-12-11 13:00 | 856.9268 | 250.7068
[5 empty] | 2018-12-11 14:00 | 545.7784 | 95.1656
[5 empty] | 2018-12-11 15:00 | 790.5918 | 205.4921
[5 empty] | 2018-12-11 16:00 | 1049.1581 | 322.615
[5 empty] | 2018-12-11 17:00 | 636.9147 | 142.5399
[5 empty] | 2018-12-11 18:00 | 556.78 | 93.0346
[5 empty] | 2018-12-11 19:00 | 5579.0031 | 86.6606
[5 empty] | 2018-12-11 20:00 | 5584.3321 | 174.3924
[5 empty] | 2018-12-11 21:00 | 6046.7161 | 277.4656
[5 empty] | 2018-12-11 22:00 | 6431.9533 | 276.0853
[5 empty] | 2018-12-11 23:00 | 7016.5439 | 276.2535
[5 empty] | 2018-12-12 | 7601.1151 | 277.3924
[5 empty] | 2018-12-12 01:00 | 9401.1665 | 613.7707
[5 empty] | 2018-12-12 02:00 | 9976.9529 | 614.6253
[5 empty] | 2018-12-12 03:00 | 10425.8286 | 615.8641
[5 empty] | 2018-12-12 04:00 | 10626.7922 | 605.2027
[5 empty] | 2018-12-12 05:00 | 11294.2943 | 820.0482
[5 empty] | 2018-12-12 06:00 | 2319.8548 | 797.8132
[5 empty] | 2018-12-12 07:00 | 798.0285 | 289.8921
[5 empty] | 2018-12-12 08:00 | 1396.2024 | 590.0991
[5 empty] | 2018-12-12 09:00 | 912.2836 | 354.7758
[5 empty] | 2018-12-12 10:00 | 1090.47 | 424.3428
[5 empty] | 2018-12-12 11:00 | 1160.2733 | 416.8838
[5 empty] | 2018-12-12 12:00 | 824.5454 | 239.7859
[5 empty] | 2018-12-12 13:00 | 777.512 | 231.9606
[5 empty] | 2018-12-12 14:00 | 489.7155 | 74.7462
[5 empty] | 2018-12-12 15:00 | 693.8136 | 183.4233
[5 empty] | 2018-12-12 16:00 | 924.2754 | 300.2203
[5 empty] | 2018-12-12 17:00 | 569.787 | 121.3726
[5 empty] | 2018-12-12 18:00 | 519.2407 | 75.0881
[5 empty] | 2018-12-12 19:00 | 489.9113 | 72.8967
[5 empty] | 2018-12-12 20:00 | 601.9927 | 163.7848
[5 empty] | 2018-12-12 21:00 | 707.8575 | 268.8997
[5 empty] | 2018-12-12 22:00 | 733.4987 | 269.1439
[5 empty] | 2018-12-12 23:00 | 744.1914 | 270.3164
[5 empty] | 2018-12-13 | 729.4483 | 271.541
[5 empty] | 2018-12-13 01:00 | 1903.8628 | 609.7465
[5 empty] | 2018-12-13 02:00 | 1906.656 | 612.3027
[5 empty] | 2018-12-13 03:00 | 1921.4882 | 613.2093
[5 empty] | 2018-12-13 04:00 | 1946.6082 | 608.0347
[5 empty] | 2018-12-13 05:00 | 2355.4 | 823.8899
[5 empty] | 2018-12-13 06:00 | 2321.5722 | 802.4532
[5 empty] | 2018-12-13 07:00 | 808.3989 | 294.6068
[5 empty] | 2018-12-13 08:00 | 1418.5568 | 598.365
[5 empty] | 2018-12-13 09:00 | 987.6512 | 375.1303
[5 empty] | 2018-12-13 10:00 | 1103.9112 | 433.9477
[5 empty] | 2018-12-13 11:00 | 1195.7164 | 427.434
[5 empty] | 2018-12-13 12:00 | 889.0516 | 253.3424
[5 empty] | 2018-12-13 13:00 | 875.8155 | 250.3336
[5 empty] | 2018-12-13 14:00 | 568.8956 | 96.9261
[5 empty] | 2018-12-13 15:00 | 802.5194 | 208.5826
[5 empty] | 2018-12-13 16:00 | 1018.4513 | 326.1194
[5 empty] | 2018-12-13 17:00 | 659.1137 | 146.2087
[5 empty] | 2018-12-13 18:00 | 572.7947 | 96.374
[5 empty] | 2018-12-13 19:00 | 552.5819 | 89.0531
[5 empty] | 2018-12-13 20:00 | 662.8463 | 175.2317
[5 empty] | 2018-12-13 21:00 | 767.6966 | 276.8179
[5 empty] | 2018-12-13 22:00 | 764.3584 | 274.7954
[5 empty] | 2018-12-13 23:00 | 760.7992 | 275.0638
[5 empty] | 2018-12-14 | 773.3399 | 276.214
[5 empty] | 2018-12-14 01:00 | 1935.6409 | 612.9703
[5 empty] | 2018-12-14 02:00 | 1924.5375 | 614.5388
[5 empty] | 2018-12-14 03:00 | 1938.0544 | 617.0968
[5 empty] | 2018-12-14 04:00 | 1945.1211 | 607.8875
[5 empty] | 2018-12-14 05:00 | 2364.7014 | 822.5055
[5 empty] | 2018-12-14 06:00 | 2320.2979 | 799.1459
[5 empty] | 2018-12-14 07:00 | 807.8401 | 290.5719
[5 empty] | 2018-12-14 08:00 | 1419.8857 | 592.2717
[5 empty] | 2018-12-14 09:00 | 950.4763 | 367.1453
[5 empty] | 2018-12-14 10:00 | 1104.6009 | 424.9303
[5 empty] | 2018-12-14 11:00 | 1192.4069 | 423.6274
[5 empty] | 2018-12-14 12:00 | 906.8674 | 255.1462
[5 empty] | 2018-12-14 13:00 | 873.8284 | 254.8656
[5 empty] | 2018-12-14 14:00 | 580.1623 | 100.0404
[5 empty] | 2018-12-14 15:00 | 793.321 | 209.3618
[5 empty] | 2018-12-14 16:00 | 1011.8056 | 325.3199
[5 empty] | 2018-12-14 17:00 | 658.7627 | 144.0758
[5 empty] | 2018-12-14 18:00 | 553.8139 | 93.7189
[5 empty] | 2018-12-14 19:00 | 556.2772 | 88.002
[5 empty] | 2018-12-14 20:00 | 655.2286 | 177.9181
[5 empty] | 2018-12-14 21:00 | 794.0364 | 282.4816
[5 empty] | 2018-12-14 22:00 | 791.909 | 281.1197
[5 empty] | 2018-12-14 23:00 | 770.5518 | 280.3866
[5 empty] | 2018-12-15 | 758.8745 | 280.4827
[5 empty] | 2018-12-15 01:00 | 1947.036 | 616.8067
[5 empty] | 2018-12-15 02:00 | 1949.882 | 616.7078
[5 empty] | 2018-12-15 03:00 | 1953.9171 | 617.5772
[5 empty] | 2018-12-15 04:00 | 1926.0939 | 606.1645
[5 empty] | 2018-12-15 05:00 | 2374.7566 | 821.9311
[5 empty] | 2018-12-15 06:00 | 2321.3424 | 799.6023
[5 empty] | 2018-12-15 07:00 | 809.5623 | 291.4811
[5 empty] | 2018-12-15 08:00 | 1409.3494 | 593.3952
[5 empty] | 2018-12-15 09:00 | 935.7695 | 366.653
[5 empty] | 2018-12-15 10:00 | 1076.6626 | 424.0335
[5 empty] | 2018-12-15 11:00 | 1154.3785 | 415.5388
[5 empty] | 2018-12-15 12:00 | 800.5266 | 236.7696
[5 empty] | 2018-12-15 13:00 | 795.0034 | 229.2446
[5 empty] | 2018-12-15 14:00 | 481.7183 | 70.676
[5 empty] | 2018-12-15 15:00 | 665.9027 | 178.6371
[5 empty] | 2018-12-15 16:00 | 910.1021 | 294.4785
[5 empty] | 2018-12-15 17:00 | 552.8588 | 115.4247
[5 empty] | 2018-12-15 18:00 | 465.3856 | 69.5643
[5 empty] | 2018-12-15 19:00 | 451.9247 | 68.9119
[5 empty] | 2018-12-15 20:00 | 616.3895 | 161.2888
[5 empty] | 2018-12-15 21:00 | 727.4097 | 268.301
[5 empty] | 2018-12-15 22:00 | 735.3877 | 269.8675
[5 empty] | 2018-12-15 23:00 | 7030.5685 | 272.0556
[5 empty] | 2018-12-16 | 7590.1027 | 274.5244
[5 empty] | 2018-12-16 01:00 | 9400.216 | 612.3808
[5 empty] | 2018-12-16 02:00 | 9885.0176 | 612.892
[5 empty] | 2018-12-16 03:00 | 10357.5324 | 613.2893
[5 empty] | 2018-12-16 04:00 | 10669.6912 | 607.2262
[5 empty] | 2018-12-16 05:00 | 10916.321 | 608.8859
[5 empty] | 2018-12-16 06:00 | 11025.5314 | 609.8679
[5 empty] | 2018-12-16 07:00 | 9831.5869 | 275.2172
[5 empty] | 2018-12-16 08:00 | 9866.9149 | 277.2933
[5 empty] | 2018-12-16 09:00 | 793.4146 | 280.0841
[5 empty] | 2018-12-16 10:00 | 1266.1764 | 500.9819
[5 empty] | 2018-12-16 11:00 | 977.3477 | 332.544
[5 empty] | 2018-12-16 12:00 | 899.9188 | 282.2662
[5 empty] | 2018-12-16 13:00 | 749.2982 | 204.7653
[5 empty] | 2018-12-16 14:00 | 1008.3028 | 340.0715
[5 empty] | 2018-12-16 15:00 | 640.3834 | 155.1298
[5 empty] | 2018-12-16 16:00 | 486.4759 | 68.9123
[5 empty] | 2018-12-16 17:00 | 875.3927 | 265.2371
[5 empty] | 2018-12-16 18:00 | 989.8566 | 328.4488
[5 empty] | 2018-12-16 19:00 | 484.5607 | 68.6785
[5 empty] | 2018-12-16 20:00 | 588.0407 | 161.9283
[5 empty] | 2018-12-16 21:00 | 733.7626 | 269.2973
[5 empty] | 2018-12-16 22:00 | 733.3963 | 269.702
[5 empty] | 2018-12-16 23:00 | 756.0505 | 270.8091
[5 empty] | 2018-12-17 | 723.993 | 272.2892
[5 empty] | 2018-12-17 01:00 | 1929.9915 | 609.6421
[5 empty] | 2018-12-17 02:00 | 1908.6211 | 609.6827
[5 empty] | 2018-12-17 03:00 | 1923.0331 | 607.4741
[5 empty] | 2018-12-17 04:00 | 1928.9677 | 601.8808
[5 empty] | 2018-12-17 05:00 | 1908.5435 | 602.7567
[5 empty] | 2018-12-17 06:00 | 1924.0321 | 602.5739
[5 empty] | 2018-12-17 07:00 | 753.1766 | 266.9522
[5 empty] | 2018-12-17 08:00 | 745.5897 | 267.6614
[5 empty] | 2018-12-17 09:00 | 697.944 | 252.3165
[5 empty] | 2018-12-17 10:00 | 1223.7338 | 499.9895
[5 empty] | 2018-12-17 11:00 | 1033.0479 | 352.049
[5 empty] | 2018-12-17 12:00 | 883.1167 | 289.8764
[5 empty] | 2018-12-17 13:00 | 685.7173 | 223.1086
[5 empty] | 2018-12-17 14:00 | 846.8676 | 364.8239
[5 empty] | 2018-12-17 15:00 | 485.2192 | 183.2117
[5 empty] | 2018-12-17 16:00 | 313.1783 | 97.5884
[5 empty] | 2018-12-17 17:00 | 700.3002 | 292.2527
[5 empty] | 2018-12-17 18:00 | 816.196 | 351.289
[5 empty] | 2018-12-17 19:00 | 280.6519 | 86.1656
[5 empty] | 2018-12-17 20:00 | 389.9547 | 174.7313
[5 empty] | 2018-12-17 21:00 | 522.648 | 279.0167
[5 empty] | 2018-12-17 22:00 | 517.0863 | 277.9562
[5 empty] | 2018-12-17 23:00 | 512.7362 | 277.3962
[5 empty] | 2018-12-18 | 505.9874 | 276.0282
[5 empty] | 2018-12-18 01:00 | 1682.3822 | 612.183
[5 empty] | 2018-12-18 02:00 | 1680.7247 | 612.4908
[5 empty] | 2018-12-18 03:00 | 1680.1063 | 612.5719
[5 empty] | 2018-12-18 04:00 | 1667.4815 | 603.106
[5 empty] | 2018-12-18 05:00 | 2094.9748 | 816.8823
[5 empty] | 2018-12-18 06:00 | 2054.0163 | 794.9478
[5 empty] | 2018-12-18 07:00 | 535.2838 | 287.3779
[5 empty] | 2018-12-18 08:00 | 1142.1827 | 589.0947
[5 empty] | 2018-12-18 09:00 | 672.38 | 357.8237
[5 empty] | 2018-12-18 10:00 | 845.9616 | 426.0946
[5 empty] | 2018-12-18 11:00 | 943.0264 | 423.8578
[5 empty] | 2018-12-18 12:00 | 604.6101 | 250.4468
[5 empty] | 2018-12-18 13:00 | 607.173 | 249.0249
[5 empty] | 2018-12-18 14:00 | 305.3409 | 95.1947
[5 empty] | 2018-12-18 15:00 | 529.41 | 205.964
[5 empty] | 2018-12-18 16:00 | 764.3679 | 323.1078
[5 empty] | 2018-12-18 17:00 | 403.9868 | 143.207
[5 empty] | 2018-12-18 18:00 | 302.9914 | 93.6008
[5 empty] | 2018-12-18 19:00 | 284.689 | 87.3005
[5 empty] | 2018-12-18 20:00 | 392.2059 | 174.7288
[5 empty] | 2018-12-18 21:00 | 524.1832 | 279.2772
[5 empty] | 2018-12-18 22:00 | 6136.6624 | 276.956
[5 empty] | 2018-12-18 23:00 | 6596.0047 | 275.2275
[5 empty] | 2018-12-19 | 7100.4184 | 273.902
[5 empty] | 2018-12-19 01:00 | 8869.8764 | 610.0827
[5 empty] | 2018-12-19 02:00 | 9545.2038 | 611.2011
[5 empty] | 2018-12-19 03:00 | 9969.9177 | 612.4464
[5 empty] | 2018-12-19 04:00 | 10220.2515 | 602.199
[5 empty] | 2018-12-19 05:00 | 10930.2159 | 817.104
[5 empty] | 2018-12-19 06:00 | 10984.0326 | 794.6816
[5 empty] | 2018-12-19 07:00 | 9337.5333 | 285.6232
[5 empty] | 2018-12-19 08:00 | 9902.0434 | 587.1507
[5 empty] | 2018-12-19 09:00 | 9436.8703 | 363.5609
[5 empty] | 2018-12-19 10:00 | 9399.0605 | 420.4329
[5 empty] | 2018-12-19 11:00 | 8750.746 | 413.8915
[5 empty] | 2018-12-19 12:00 | 7829.6526 | 235.8214
[5 empty] | 2018-12-19 13:00 | 7384.111 | 231.2603
[5 empty] | 2018-12-19 14:00 | 6686.3373 | 75.4881
[5 empty] | 2018-12-19 15:00 | 6584.2135 | 185.21
[5 empty] | 2018-12-19 16:00 | 6490.8794 | 302.4012
[5 empty] | 2018-12-19 17:00 | 333.5975 | 123.8379
[5 empty] | 2018-12-19 18:00 | 242.7656 | 77.5902
[5 empty] | 2018-12-19 19:00 | 236.1731 | 75.0371
[5 empty] | 2018-12-19 20:00 | 347.9554 | 163.3721
[5 empty] | 2018-12-19 21:00 | 484.2266 | 269.0522
[5 empty] | 2018-12-19 22:00 | 482.0825 | 268.9156
[5 empty] | 2018-12-19 23:00 | 483.7933 | 269.867
[5 empty] | 2018-12-20 | 486.8751 | 271.3173
[5 empty] | 2018-12-20 01:00 | 1669.6866 | 608.8635
[5 empty] | 2018-12-20 02:00 | 1671.4846 | 609.994
[5 empty] | 2018-12-20 03:00 | 1670.9043 | 610.1369
[5 empty] | 2018-12-20 04:00 | 1678.7857 | 606.2413
[5 empty] | 2018-12-20 05:00 | 2108.6306 | 820.9274
[5 empty] | 2018-12-20 06:00 | 2064.5132 | 798.3466
[5 empty] | 2018-12-20 07:00 | 548.528 | 291.8263
[5 empty] | 2018-12-20 08:00 | 1159.7704 | 594.9716
[5 empty] | 2018-12-20 09:00 | 706.3624 | 369.3284
[5 empty] | 2018-12-20 10:00 | 872.1516 | 441.2843
[5 empty] | 2018-12-20 11:00 | 951.925 | 426.4369
[5 empty] | 2018-12-20 12:00 | 612.848 | 252.4622
[5 empty] | 2018-12-20 13:00 | 608.811 | 249.9844
[5 empty] | 2018-12-20 14:00 | 300.2928 | 95.5156
[5 empty] | 2018-12-20 15:00 | 522.6279 | 205.9536
[5 empty] | 2018-12-20 16:00 | 759.9029 | 323.4866
[5 empty] | 2018-12-20 17:00 | 401.7619 | 143.8699
[5 empty] | 2018-12-20 18:00 | 301.894 | 94.6284
[5 empty] | 2018-12-20 19:00 | 283.6958 | 88.3062
[5 empty] | 2018-12-20 20:00 | 386.5668 | 173.889
[5 empty] | 2018-12-20 21:00 | 517.2158 | 277.6815
[5 empty] | 2018-12-20 22:00 | 508.4166 | 275.785
[5 empty] | 2018-12-20 23:00 | 506.1429 | 275.5005
[5 empty] | 2018-12-21 | 501.991 | 275.0419
[5 empty] | 2018-12-21 01:00 | 1680.4993 | 611.2528
[5 empty] | 2018-12-21 02:00 | 1677.7936 | 610.9155
[5 empty] | 2018-12-21 03:00 | 1678.6928 | 611.4637
[5 empty] | 2018-12-21 04:00 | 1668.5688 | 602.7453
[5 empty] | 2018-12-21 05:00 | 2093.7232 | 815.787
[5 empty] | 2018-12-21 06:00 | 2050.3203 | 793.2266
[5 empty] | 2018-12-21 07:00 | 528.6452 | 284.7333
[5 empty] | 2018-12-21 08:00 | 1133.4602 | 585.806
[5 empty] | 2018-12-21 09:00 | 668.8336 | 356.6702
[5 empty] | 2018-12-21 10:00 | 846.5855 | 432.7062
[5 empty] | 2018-12-21 11:00 | 929.2571 | 418.7939
[5 empty] | 2018-12-21 12:00 | 599.3619 | 247.7559
[5 empty] | 2018-12-21 13:00 | 608.0097 | 247.8611
[5 empty] | 2018-12-21 14:00 | 307.5269 | 95.3452
[5 empty] | 2018-12-21 15:00 | 533.1962 | 207.0974
[5 empty] | 2018-12-21 16:00 | 770.4419 | 325.155
[5 empty] | 2018-12-21 17:00 | 411.161 | 145.6096
[5 empty] | 2018-12-21 18:00 | 309.851 | 96.0711
[5 empty] | 2018-12-21 19:00 | 290.3112 | 89.3305
[5 empty] | 2018-12-21 20:00 | 390.7112 | 173.7019
[5 empty] | 2018-12-21 21:00 | 521.0681 | 277.9589
[5 empty] | 2018-12-21 22:00 | 510.2776 | 275.5082
[5 empty] | 2018-12-21 23:00 | 501.2834 | 273.7607
[5 empty] | 2018-12-22 | 496.1096 | 273.1039
[5 empty] | 2018-12-22 01:00 | 1673.7014 | 609.0334
[5 empty] | 2018-12-22 02:00 | 1672.8103 | 609.4018
[5 empty] | 2018-12-22 03:00 | 1672.6357 | 610.3983
[5 empty] | 2018-12-22 04:00 | 1649.9945 | 598.0971
[5 empty] | 2018-12-22 05:00 | 2079.6326 | 812.8944
[5 empty] | 2018-12-22 06:00 | 2037.0821 | 791.1227
[5 empty] | 2018-12-22 07:00 | 512.4369 | 282.1639
[5 empty] | 2018-12-22 08:00 | 1120.9503 | 585.0171
[5 empty] | 2018-12-22 09:00 | 646.387 | 353.0313
[5 empty] | 2018-12-22 10:00 | 9528.1075 | 431.9702
[5 empty] | 2018-12-22 11:00 | 8906.2301 | 412.3037
[5 empty] | 2018-12-22 12:00 | 7880.9916 | 232.5529
[5 empty] | 2018-12-22 13:00 | 7392.1774 | 225.5057
[5 empty] | 2018-12-22 14:00 | 6659.4286 | 67.8506
[5 empty] | 2018-12-22 15:00 | 6526.5202 | 176.5104
[5 empty] | 2018-12-22 16:00 | 6373.3106 | 293.1808
[5 empty] | 2018-12-22 17:00 | 5661.8537 | 114.5181
[5 empty] | 2018-12-22 18:00 | 5267.397 | 68.6143
[5 empty] | 2018-12-22 19:00 | 5086.7958 | 67.8072
[5 empty] | 2018-12-22 20:00 | 5171.8555 | 157.6475
[5 empty] | 2018-12-22 21:00 | 5712.601 | 266.6827
[5 empty] | 2018-12-22 22:00 | 6126.8811 | 266.8599
[5 empty] | 2018-12-22 23:00 | 6633.8885 | 268.41
[5 empty] | 2018-12-23 | 480.4744 | 269.7724
[5 empty] | 2018-12-23 01:00 | 1662.6367 | 606.8097
[5 empty] | 2018-12-23 02:00 | 1664.2397 | 607.7602
[5 empty] | 2018-12-23 03:00 | 1664.8438 | 608.4886
[5 empty] | 2018-12-23 04:00 | 1660.723 | 601.3384
[5 empty] | 2018-12-23 05:00 | 1663.5171 | 602.2944
[5 empty] | 2018-12-23 06:00 | 1667.1725 | 603.6299
[5 empty] | 2018-12-23 07:00 | 493.9572 | 269.4791
[5 empty] | 2018-12-23 08:00 | 498.9071 | 271.2466
[5 empty] | 2018-12-23 09:00 | 505.0824 | 273.4745
[5 empty] | 2018-12-23 10:00 | 978.5014 | 507.5205
[5 empty] | 2018-12-23 11:00 | 719.5605 | 330.0097
[5 empty] | 2018-12-23 12:00 | 637.0563 | 280.5833
[5 empty] | 2018-12-23 13:00 | 477.7658 | 203.3957
[5 empty] | 2018-12-23 14:00 | 745.4596 | 337.6993
[5 empty] | 2018-12-23 15:00 | 376.847 | 151.7624
[5 empty] | 2018-12-23 16:00 | 204.5231 | 64.7526
[5 empty] | 2018-12-23 17:00 | 597.3915 | 260.8576
[5 empty] | 2018-12-23 18:00 | 724.7008 | 324.3083
[5 empty] | 2018-12-23 19:00 | 206.5227 | 65.2744
[5 empty] | 2018-12-23 20:00 | 329.1554 | 156.5617
[5 empty] | 2018-12-23 21:00 | 5786.3464 | 267.1434
[5 empty] | 2018-12-23 22:00 | 6166.4009 | 267.5662
[5 empty] | 2018-12-23 23:00 | 6582.1042 | 268.1162
[5 empty] | 2018-12-24 | 7101.2769 | 269.8067
[5 empty] | 2018-12-24 01:00 | 8918.7082 | 609.0466
[5 empty] | 2018-12-24 02:00 | 9524.8258 | 610.0545
[5 empty] | 2018-12-24 03:00 | 9901.2605 | 609.2258
[5 empty] | 2018-12-24 04:00 | 10086.2073 | 602.5206
[5 empty] | 2018-12-24 05:00 | 10302.9316 | 602.671
[5 empty] | 2018-12-24 06:00 | 10349.9448 | 603.7602
[5 empty] | 2018-12-24 07:00 | 9092.465 | 269.3607
[5 empty] | 2018-12-24 08:00 | 9072.5259 | 271.4273
[5 empty] | 2018-12-24 09:00 | 8767.9956 | 252.3807
[5 empty] | 2018-12-24 10:00 | 9193.5699 | 515.8969
[5 empty] | 2018-12-24 11:00 | 8534.749 | 356.7591
[5 empty] | 2018-12-24 12:00 | 7986.7869 | 291.7458
[5 empty] | 2018-12-24 13:00 | 555.0408 | 223.2698
[5 empty] | 2018-12-24 14:00 | 844.8945 | 364.6887
[5 empty] | 2018-12-24 15:00 | 6622.4668 | 183.6561
[5 empty] | 2018-12-24 16:00 | 6100.4759 | 98.9008
[5 empty] | 2018-12-24 17:00 | 6158.2291 | 294.5219
[5 empty] | 2018-12-24 18:00 | 6043.4654 | 354.4297
[5 empty] | 2018-12-24 19:00 | 5586.0283 | 89.6662
[5 empty] | 2018-12-24 20:00 | 5864.0267 | 175.2102
[5 empty] | 2018-12-24 21:00 | 6242.8144 | 280.8811
[5 empty] | 2018-12-24 22:00 | 6473.9686 | 278.5513
[5 empty] | 2018-12-24 23:00 | 6849.7487 | 277.1241
[5 empty] | 2018-12-25 | 7486.3805 | 277.0755
[5 empty] | 2018-12-25 01:00 | 9257.3993 | 613.35
[5 empty] | 2018-12-25 02:00 | 1685.7131 | 613.6332
[5 empty] | 2018-12-25 03:00 | 1687.7197 | 614.6162
[5 empty] | 2018-12-25 04:00 | 1675.2784 | 605.2518
[5 empty] | 2018-12-25 05:00 | 2105.28 | 819.8656
[5 empty] | 2018-12-25 06:00 | 2064.2177 | 798.5218
[5 empty] | 2018-12-25 07:00 | 547.9844 | 292.0274
[5 empty] | 2018-12-25 08:00 | 1157.619 | 594.6549
[5 empty] | 2018-12-25 09:00 | 674.6503 | 359.0755
[5 empty] | 2018-12-25 10:00 | 859.6221 | 437.6889
[5 empty] | 2018-12-25 11:00 | 939.5018 | 423.3612
[5 empty] | 2018-12-25 12:00 | 614.3284 | 253.8251
[5 empty] | 2018-12-25 13:00 | 616.8644 | 252.9489
[5 empty] | 2018-12-25 14:00 | 311.3273 | 98.0106
[5 empty] | 2018-12-25 15:00 | 532.8036 | 207.5958
[5 empty] | 2018-12-25 16:00 | 768.3492 | 324.795
[5 empty] | 2018-12-25 17:00 | 407.1804 | 145.0227
[5 empty] | 2018-12-25 18:00 | 305.4877 | 95.2468
[5 empty] | 2018-12-25 19:00 | 289.2498 | 90.4861
[5 empty] | 2018-12-25 20:00 | 388.2094 | 173.0033
[5 empty] | 2018-12-25 21:00 | 528.5223 | 281.6973
[5 empty] | 2018-12-25 22:00 | 526.6155 | 282.3563
[5 empty] | 2018-12-25 23:00 | 522.257 | 281.7658
[5 empty] | 2018-12-26 | 514.537 | 280.3067
[5 empty] | 2018-12-26 01:00 | 1693.6587 | 616.9511
[5 empty] | 2018-12-26 02:00 | 1696.0093 | 618.4275
[5 empty] | 2018-12-26 03:00 | 1696.4187 | 618.8781
[5 empty] | 2018-12-26 04:00 | 1674.4897 | 606.7517
[5 empty] | 2018-12-26 05:00 | 2102.5337 | 820.5303
[5 empty] | 2018-12-26 06:00 | 2058.7077 | 798.1488
[5 empty] | 2018-12-26 07:00 | 537.4144 | 290.1794
[5 empty] | 2018-12-26 08:00 | 1146.3143 | 592.6932
[5 empty] | 2018-12-26 09:00 | 683.5095 | 364.7943
[5 empty] | 2018-12-26 10:00 | 854.8939 | 440.4026
[5 empty] | 2018-12-26 11:00 | 921.6102 | 422.8656
[5 empty] | 2018-12-26 12:00 | 558.8904 | 240.3059
[5 empty] | 2018-12-26 13:00 | 539.2382 | 232.5638
[5 empty] | 2018-12-26 14:00 | 224.5204 | 74.3219
[5 empty] | 2018-12-26 15:00 | 445.4838 | 182.8577
[5 empty] | 2018-12-26 16:00 | 677.7502 | 298.7117
[5 empty] | 2018-12-26 17:00 | 320.4791 | 119.2669
[5 empty] | 2018-12-26 18:00 | 227.3847 | 72.4361
[5 empty] | 2018-12-26 19:00 | 219.5173 | 70.4137
[5 empty] | 2018-12-26 20:00 | 335.7771 | 158.8539
[5 empty] | 2018-12-26 21:00 | 490.8177 | 272.069
[5 empty] | 2018-12-26 22:00 | 493.2125 | 273.3354
[5 empty] | 2018-12-26 23:00 | 495.2192 | 274.4292
[5 empty] | 2018-12-27 | 501.1366 | 276.6389
[5 empty] | 2018-12-27 01:00 | 1685.0238 | 614.757
[5 empty] | 2018-12-27 02:00 | 1686.9655 | 615.7909
[5 empty] | 2018-12-27 03:00 | 1687.198 | 616.4865
[5 empty] | 2018-12-27 04:00 | 1688.3154 | 611.1987
[5 empty] | 2018-12-27 05:00 | 2112.1129 | 824.201
[5 empty] | 2018-12-27 06:00 | 2078.7842 | 805.2631
[5 empty] | 2018-12-27 07:00 | 559.8237 | 297.7402
[5 empty] | 2018-12-27 08:00 | 1162.1966 | 597.7604
[5 empty] | 2018-12-27 09:00 | 678.6408 | 361.0503
[5 empty] | 2018-12-27 10:00 | 888.9049 | 452.0825
[5 empty] | 2018-12-27 11:00 | 953.1698 | 429.8248
[5 empty] | 2018-12-27 12:00 | 613.3323 | 253.8784
[5 empty] | 2018-12-27 13:00 | 617.6459 | 253.2443
[5 empty] | 2018-12-27 14:00 | 317.1189 | 99.9489
[5 empty] | 2018-12-27 15:00 | 538.5963 | 209.6391
[5 empty] | 2018-12-27 16:00 | 769.7724 | 325.7446
[5 empty] | 2018-12-27 17:00 | 405.3039 | 145.0694
[5 empty] | 2018-12-27 18:00 | 308.3893 | 97.3273
[5 empty] | 2018-12-27 19:00 | 294.9143 | 92.7718
[5 empty] | 2018-12-27 20:00 | 393.6594 | 173.4445
[5 empty] | 2018-12-27 21:00 | 536.1961 | 284.401
[5 empty] | 2018-12-27 22:00 | 526.1356 | 281.6082
[5 empty] | 2018-12-27 23:00 | 521.7477 | 280.783
[5 empty] | 2018-12-28 | 520.7226 | 281.7639
[5 empty] | 2018-12-28 01:00 | 1700.5194 | 618.7188
[5 empty] | 2018-12-28 02:00 | 4411.936 | 864.0544
[5 empty] | 2018-12-28 03:00 | 4381.5344 | 868.169
[5 empty] | 2018-12-28 04:00 | 4347.0388 | 847.888
[5 empty] | 2018-12-28 05:00 | 4966.6644 | 1111.8081
[5 empty] | 2018-12-28 06:00 | 4733.9707 | 1065.8857
[5 empty] | 2018-12-28 07:00 | 3321.8906 | 566.2795
[5 empty] | 2018-12-28 08:00 | 3839.0633 | 864.6634
[5 empty] | 2018-12-28 09:00 | 3340.4746 | 636.2668
[5 empty] | 2018-12-28 10:00 | 3428.9777 | 715.9987
[5 empty] | 2018-12-28 11:00 | 3760.7071 | 672.2579
[5 empty] | 2018-12-28 12:00 | 3226.831 | 498.0877
[5 empty] | 2018-12-28 13:00 | 3358.2535 | 512.0769
[5 empty] | 2018-12-28 14:00 | 3092.6002 | 373.8501
[5 empty] | 2018-12-28 15:00 | 3087.2598 | 470.4272
[5 empty] | 2018-12-28 16:00 | 3595.329 | 602.1466
[5 empty] | 2018-12-28 17:00 | 2993.8208 | 413.0858
[5 empty] | 2018-12-28 18:00 | 3080.2531 | 348.9336
[5 empty] | 2018-12-28 19:00 | 2983.8747 | 345.1995
[5 empty] | 2018-12-28 20:00 | 3090.5779 | 400.5212
[5 empty] | 2018-12-28 21:00 | 3208.0937 | 556.4245
[5 empty] | 2018-12-28 22:00 | 3279.3703 | 540.6546
[5 empty] | 2018-12-28 23:00 | 3205.448 | 545.8868
[5 empty] | 2018-12-29 | 3277.5955 | 545.59
[5 empty] | 2018-12-29 01:00 | 4397.3019 | 876.8301
[5 empty] | 2018-12-29 02:00 | 4383.537 | 871.6385
[5 empty] | 2018-12-29 03:00 | 4582.6931 | 893.6641
[5 empty] | 2018-12-29 04:00 | 4541.2112 | 903.3046
[5 empty] | 2018-12-29 05:00 | 4810.0116 | 1092.5967
[5 empty] | 2018-12-29 06:00 | 4843.7811 | 1087.41
[5 empty] | 2018-12-29 07:00 | 3183.4287 | 538.5541
[5 empty] | 2018-12-29 08:00 | 3748.8045 | 860.2526
[5 empty] | 2018-12-29 09:00 | 3380.7604 | 663.1438
[5 empty] | 2018-12-29 10:00 | 3502.5139 | 693.0042
[5 empty] | 2018-12-29 11:00 | 3750.5045 | 675.9481
[5 empty] | 2018-12-29 12:00 | 11244.8772 | 517.2301
[5 empty] | 2018-12-29 13:00 | 10506.5127 | 477.9783
[5 empty] | 2018-12-29 14:00 | 9372.681 | 300.1487
[5 empty] | 2018-12-29 15:00 | 9405.8567 | 451.0962
[5 empty] | 2018-12-29 16:00 | 8994.801 | 551.1396
[5 empty] | 2018-12-29 17:00 | 8503.9186 | 367.3631
[5 empty] | 2018-12-29 18:00 | 8037.723 | 306.0592
[5 empty] | 2018-12-29 19:00 | 7912.384 | 328.6573
[5 empty] | 2018-12-29 20:00 | 8008.606 | 379.0728
[5 empty] | 2018-12-29 21:00 | 8703.6193 | 529.0836
[5 empty] | 2018-12-29 22:00 | 9213.0185 | 515.4628
[5 empty] | 2018-12-29 23:00 | 9857.5377 | 520.4139
[5 empty] | 2018-12-30 | 10647.067 | 528.3116
[5 empty] | 2018-12-30 01:00 | 12344.1957 | 879.736
[5 empty] | 2018-12-30 02:00 | 4248.2965 | 866.2965
[5 empty] | 2018-12-30 03:00 | 4353.3992 | 867.2161
[5 empty] | 2018-12-30 04:00 | 4520.6583 | 878.0521
[5 empty] | 2018-12-30 05:00 | 4201.2219 | 869.3138
[5 empty] | 2018-12-30 06:00 | 4333.0401 | 867.2088
[5 empty] | 2018-12-30 07:00 | 13186.4793 | 549.2559
[5 empty] | 2018-12-30 08:00 | 13225.0969 | 534.2598
[5 empty] | 2018-12-30 09:00 | 13137.0577 | 541.448
[5 empty] | 2018-12-30 10:00 | 13566.3511 | 786.9939
[5 empty] | 2018-12-30 11:00 | 12497.5831 | 618.0324
[5 empty] | 2018-12-30 12:00 | 11151.023 | 547.5579
[5 empty] | 2018-12-30 13:00 | 10384.5047 | 475.0251
[5 empty] | 2018-12-30 14:00 | 3382.0915 | 574.9836
[5 empty] | 2018-12-30 15:00 | 3019.33 | 413.4829
[5 empty] | 2018-12-30 16:00 | 2886.2786 | 312.3692
[5 empty] | 2018-12-30 17:00 | 3345.3923 | 526.1557
[5 empty] | 2018-12-30 18:00 | 3285.9037 | 579.0192
[5 empty] | 2018-12-30 19:00 | 2820.8761 | 313.5202
[5 empty] | 2018-12-30 20:00 | 3279.4537 | 361.6021
[5 empty] | 2018-12-30 21:00 | 3198.5901 | 523.7759
[5 empty] | 2018-12-30 22:00 | 3181.7593 | 533.5135
[5 empty] | 2018-12-30 23:00 | 3283.3689 | 524.468
[5 empty] | 2018-12-31 | 3208.6872 | 539.2377
[5 empty] | 2018-12-31 01:00 | 4317.5051 | 871.2156
[5 empty] | 2018-12-31 02:00 | 4404.1139 | 889.9391
[5 empty] | 2018-12-31 03:00 | 4334.7725 | 868.392
[5 empty] | 2018-12-31 04:00 | 4307.2167 | 878.9222
[5 empty] | 2018-12-31 05:00 | 4277.9242 | 869.6349
[5 empty] | 2018-12-31 06:00 | 4329.1494 | 867.8696
[5 empty] | 2018-12-31 07:00 | 3183.3739 | 520.3342
[5 empty] | 2018-12-31 08:00 | 2982.9012 | 540.8062
[5 empty] | 2018-12-31 09:00 | 3030.9227 | 527.3741
[5 empty] | 2018-12-31 10:00 | 3734.2779 | 799.2026
[5 empty] | 2018-12-31 11:00 | 3770.1886 | 632.0255
[5 empty] | 2018-12-31 12:00 | 3357.1797 | 542.3081
[5 empty] | 2018-12-31 13:00 | 3149.218 | 489.5986
[5 empty] | 2018-12-31 14:00 | 3600.6146 | 621.5578
[5 empty] | 2018-12-31 15:00 | 3158.2474 | 440.1788
[5 empty] | 2018-12-31 16:00 | 2925.8596 | 354.5586
[5 empty] | 2018-12-31 17:00 | 3357.216 | 550.888
[5 empty] | 2018-12-31 18:00 | 3471.7096 | 612.5229
[5 empty] | 2018-12-31 19:00 | 3056.409 | 349.7931
[5 empty] | 2018-12-31 20:00 | 3078.6246 | 375.7701
[5 empty] | 2018-12-31 21:00 | 3202.0488 | 542.5628
[5 empty] | 2018-12-31 22:00 | 3224.7112 | 542.9234
[5 empty] | 2018-12-31 23:00 | 10514.4775 | 535.6354
[5 empty] | 2019-01-01 | 11247.9986 | 542.2984
This tab allows the user to adjust the underlying loads/technologies to build up a representative year-long hourly load profile for their system or part of the system. The generated "Total_Load_kW" and "Critical_Load_kW" can be exported to a CSV file and imported into the ESET suite, including MASCORE to help size and evaluate different technologies on their system.
Use the "Input" boxes above to change the number of loads on the "Unit" column represents how each load profile is set. For example, "Exterior Lighting" has a unit of Acre, so for a 800-acre facility, 800 would go into the "Total" column for lighting.
"Total" (column C) is for all of the electrified load on a particular system or part of the system, and "Critical"(column D) represents the load that would need to be maintained during a power outage or resilience event. In general, "Critical" will often be a lower number than "Total" (because fewer assets are critical).
The different categories in column A align with the gray tabs for individual loads below. Go to those tabs for individual assumptions on each load profile.
The spreadsheet should update in real-time. Once the calculations are complete, the "Total" annual load profile is produced in column H, and the "Critical" annual load profile is produced in column I. Note that these are in kW, so they may need to be scaled.
For an ESET/MASCORE usage, column H would be copied into the "custom_load_profile_default.csv" file (as column B) you downloaded, and column I would be copied into the "critical_load_profile_default.csv" file (as column B).
The rigth side of the tab (columns K onwards) represent a plot of the annual load profile, the annual energy consumption, and some simple statistics on the monthly breakdown of the load profile.

## CHE
Time | Single-Berth STS Cranes (kW) | Two-Berth STS Cranes (kW) | Three-Berth STS Cranes (kW) | Forklift (kW) | Generic Rolling CHE (kW)
2018-01-01 01:00 | 250.7987 | 496.9679 | 760.3209 | 7.2 | 150
2018-01-01 02:00 | 281.2774 | 518.0181 | 745.2656 | 7.2 | 150
2018-01-01 03:00 | 254.7148 | 494.6706 | 739.1679 | 7.2 | 150
2018-01-01 04:00 | 255.4375 | 515.1014 | 760.635 | 7.2 | 150
2018-01-01 05:00 | 262.5856 | 487.2119 | 727.0035 | 7.2 | 150
2018-01-01 06:00 | 249.4461 | 531.1106 | 780.8417 | 7.2 | 150
2018-01-01 07:00 | 262.4369 | 516.4841 | 745.5375 | 0 | 0
2018-01-01 08:00 | 237.4653 | 492.8653 | 770.1976 | 0 | 0
2018-01-01 09:00 | 248.5198 | 501.5761 | 752.9506 | 0 | 0
2018-01-01 10:00 | 245.0053 | 517.7645 | 781.0857 | 0 | 0
2018-01-01 11:00 | 266.1696 | 505.1466 | 812.8953 | 0 | 0
2018-01-01 12:00 | 230.6973 | 488.778 | 760.2505 | 0 | 0
2018-01-01 13:00 | 242.207 | 516.3428 | 769.8748 | 0 | 0
2018-01-01 14:00 | 244.7317 | 502.3924 | 746.4755 | 0 | 0
2018-01-01 15:00 | 269.84 | 514.6056 | 780.3341 | 0 | 0
2018-01-01 16:00 | 256.7616 | 512.9717 | 805.839 | 0 | 0
2018-01-01 17:00 | 236.9753 | 485.7772 | 750.584 | 0 | 0
2018-01-01 18:00 | 265.7321 | 489.0808 | 777.8148 | 0 | 0
2018-01-01 19:00 | 252.8662 | 524.8762 | 760.9316 | 0 | 0
2018-01-01 20:00 | 251.7583 | 500.1586 | 770.6845 | 0 | 0
2018-01-01 21:00 | 263.5541 | 523.7423 | 738.6613 | 0 | 0
2018-01-01 22:00 | 247.7278 | 528.3117 | 772.9567 | 0 | 0
2018-01-01 23:00 | 243.1389 | 485.1817 | 784.0054 | 0 | 0
2018-01-02 | 264.0936 | 491.1149 | 749.5493 | 0 | 0
2018-01-02 01:00 | 255.3501 | 474.8922 | 774.7916 | 7.2 | 150
2018-01-02 02:00 | 248.7523 | 503.1927 | 807.5524 | 7.2 | 150
2018-01-02 03:00 | 262.7213 | 499.8408 | 761.501 | 7.2 | 150
2018-01-02 04:00 | 248.4019 | 503.7812 | 726.5309 | 7.2 | 150
2018-01-02 05:00 | 262.5965 | 537.8813 | 764.0853 | 7.2 | 150
2018-01-02 06:00 | 245.855 | 519.2907 | 755.5877 | 7.2 | 150
2018-01-02 07:00 | 246.979 | 516.9623 | 730.2501 | 0 | 0
2018-01-02 08:00 | 272.8602 | 503.3543 | 766.6144 | 0 | 0
2018-01-02 09:00 | 248.1399 | 452.2097 | 724.9444 | 0 | 0
2018-01-02 10:00 | 290.4454 | 480.6207 | 759.2684 | 0 | 0
2018-01-02 11:00 | 241.9939 | 519.3283 | 781.9951 | 0 | 0
2018-01-02 12:00 | 255.872 | 492.6508 | 760.7797 | 0 | 0
2018-01-02 13:00 | 263.6355 | 541.3283 | 750.058 | 0 | 0
2018-01-02 14:00 | 265.4221 | 481.8953 | 777.8337 | 0 | 0
2018-01-02 15:00 | 247.5074 | 483.036 | 747.9989 | 0 | 0
2018-01-02 16:00 | 250.4472 | 497.1948 | 748.3012 | 0 | 0
2018-01-02 17:00 | 241.2871 | 496.0861 | 748.0698 | 0 | 0
2018-01-02 18:00 | 237.3509 | 531.8373 | 722.8051 | 0 | 0
2018-01-02 19:00 | 272.1519 | 514.521 | 730.2014 | 0 | 0
2018-01-02 20:00 | 253.7044 | 506.9768 | 775.801 | 0 | 0
2018-01-02 21:00 | 271.212 | 485.1244 | 748.9845 | 0 | 0
2018-01-02 22:00 | 270.6992 | 548.1038 | 756.9832 | 0 | 0
2018-01-02 23:00 | 247.7667 | 512.5088 | 726.5019 | 0 | 0
2018-01-03 | 242.6552 | 526.3037 | 763.3718 | 0 | 0
2018-01-03 01:00 | 260.6458 | 500.7642 | 777.4457 | 7.2 | 150
2018-01-03 02:00 | 269.8542 | 509.9553 | 782.7742 | 7.2 | 150
2018-01-03 03:00 | 261.1787 | 507.1547 | 786.3685 | 7.2 | 150
2018-01-03 04:00 | 256.5659 | 508.8381 | 810.6492 | 7.2 | 150
2018-01-03 05:00 | 245.8028 | 507.1154 | 776.4752 | 7.2 | 150
2018-01-03 06:00 | 262.6401 | 494.8514 | 746.0465 | 7.2 | 150
2018-01-03 07:00 | 257.912 | 522.7417 | 768.8285 | 0 | 0
2018-01-03 08:00 | 253.6683 | 487.4524 | 794.2213 | 0 | 0
2018-01-03 09:00 | 247.7951 | 516.4357 | 740.9931 | 0 | 0
2018-01-03 10:00 | 276.518 | 529.37 | 742.3795 | 0 | 0
2018-01-03 11:00 | 241.646 | 511.5913 | 777.3696 | 0 | 0
2018-01-03 12:00 | 232.0531 | 484.264 | 743.9363 | 0 | 0
2018-01-03 13:00 | 262.5828 | 481.3823 | 739.4032 | 0 | 0
2018-01-03 14:00 | 257.44 | 505.304 | 776.0118 | 0 | 0
2018-01-03 15:00 | 261.131 | 528.8739 | 765.8737 | 0 | 0
2018-01-03 16:00 | 249.1102 | 527.0974 | 707.106 | 0 | 0
2018-01-03 17:00 | 255.3448 | 489.6879 | 746.7335 | 0 | 0
2018-01-03 18:00 | 252.808 | 531.6266 | 748.7811 | 0 | 0
2018-01-03 19:00 | 244.9697 | 491.1968 | 758.5951 | 0 | 0
2018-01-03 20:00 | 269.856 | 518.1635 | 770.0385 | 0 | 0
2018-01-03 21:00 | 254.8583 | 510.5457 | 759.2754 | 0 | 0
2018-01-03 22:00 | 236.5475 | 492.895 | 761.6749 | 0 | 0
2018-01-03 23:00 | 261.0775 | 513.4824 | 776.9435 | 0 | 0
2018-01-04 | 248.6963 | 526.0817 | 768.3979 | 0 | 0
2018-01-04 01:00 | 254.338 | 526.7552 | 770.352 | 7.2 | 150
2018-01-04 02:00 | 233.5329 | 527.8773 | 761.2612 | 7.2 | 150
2018-01-04 03:00 | 256.575 | 493.6249 | 767.4281 | 7.2 | 150
2018-01-04 04:00 | 261.7969 | 533.1414 | 784.2904 | 7.2 | 150
2018-01-04 05:00 | 257.4033 | 486.8652 | 753.8751 | 7.2 | 150
2018-01-04 06:00 | 234.7482 | 485.8289 | 755.8259 | 7.2 | 150
2018-01-04 07:00 | 262.7354 | 488.2715 | 785.3716 | 0 | 0
2018-01-04 08:00 | 249.3192 | 508.5682 | 790.864 | 0 | 0
2018-01-04 09:00 | 249.0498 | 524.1671 | 813.9366 | 0 | 0
2018-01-04 10:00 | 255.2181 | 511.4819 | 777.255 | 0 | 0
2018-01-04 11:00 | 231.1918 | 503.8084 | 821.4199 | 0 | 0
2018-01-04 12:00 | 237.4859 | 528.6441 | 752.7432 | 0 | 0
2018-01-04 13:00 | 260.121 | 516.337 | 751.8015 | 0 | 0
2018-01-04 14:00 | 264.7263 | 496.2612 | 774.7012 | 0 | 0
2018-01-04 15:00 | 253.9878 | 538.2535 | 795.9052 | 0 | 0
2018-01-04 16:00 | 253.6298 | 485.1891 | 749.1526 | 0 | 0
2018-01-04 17:00 | 168.7095 | 526.8262 | 779.5798 | 0 | 0
2018-01-04 18:00 | 168.1925 | 529.81 | 744.2905 | 0 | 0
2018-01-04 19:00 | 274.4572 | 505.852 | 750.0727 | 0 | 0
2018-01-04 20:00 | 279.4427 | 500.6707 | 782.3093 | 0 | 0
2018-01-04 21:00 | 251.5996 | 510.6073 | 719.5943 | 0 | 0
2018-01-04 22:00 | 248.1535 | 494.3118 | 791.6561 | 0 | 0
2018-01-04 23:00 | 262.7929 | 540.41 | 747.1174 | 0 | 0
2018-01-05 | 277.2408 | 496.6175 | 809.1572 | 0 | 0
2018-01-05 01:00 | 241.3014 | 499.9706 | 756.4465 | 7.2 | 150
2018-01-05 02:00 | 255.9695 | 523.4835 | 741.818 | 7.2 | 150
2018-01-05 03:00 | 255.3114 | 522.4872 | 764.7277 | 7.2 | 150
2018-01-05 04:00 | 234.945 | 501.1773 | 762.5662 | 7.2 | 150
2018-01-05 05:00 | 254.1311 | 522.0034 | 767.9309 | 7.2 | 150
2018-01-05 06:00 | 247.2152 | 504.679 | 764.5303 | 7.2 | 150
2018-01-05 07:00 | 248.6618 | 539.6201 | 756.958 | 0 | 0
2018-01-05 08:00 | 237.7449 | 482.636 | 776.1529 | 0 | 0
2018-01-05 09:00 | 238.1272 | 495.4079 | 744.9357 | 0 | 0
2018-01-05 10:00 | 248.1189 | 521.0422 | 792.3407 | 0 | 0
2018-01-05 11:00 | 263.6555 | 491.8815 | 774.4777 | 0 | 0
2018-01-05 12:00 | 256.4354 | 506.581 | 756.2365 | 0 | 0
2018-01-05 13:00 | 260.9789 | 506.5245 | 758.2913 | 0 | 0
2018-01-05 14:00 | 265.9335 | 489.3819 | 800.9122 | 0 | 0
2018-01-05 15:00 | 246.6048 | 531.8377 | 771.5173 | 0 | 0
2018-01-05 16:00 | 255.7994 | 505.8915 | 764.1019 | 0 | 0
2018-01-05 17:00 | 271.0868 | 496.2396 | 749.3847 | 0 | 0
2018-01-05 18:00 | 249.6103 | 527.33 | 790.963 | 0 | 0
2018-01-05 19:00 | 242.5435 | 502.5306 | 758.3584 | 0 | 0
2018-01-05 20:00 | 239.46 | 525.9638 | 752.9586 | 0 | 0
2018-01-05 21:00 | 270.045 | 503.0338 | 786.129 | 0 | 0
2018-01-05 22:00 | 253.3571 | 501.1737 | 737.6682 | 0 | 0
2018-01-05 23:00 | 254.7525 | 490.3544 | 802.6672 | 0 | 0
2018-01-06 | 243.0955 | 495.3557 | 732.6173 | 0 | 0
2018-01-06 01:00 | 260.183 | 514.0105 | 754.8812 | 7.2 | 150
2018-01-06 02:00 | 267.2653 | 521.6643 | 726.2649 | 7.2 | 150
2018-01-06 03:00 | 258.8814 | 487.4918 | 763.4675 | 7.2 | 150
2018-01-06 04:00 | 275.9819 | 527.5626 | 803.5687 | 7.2 | 150
2018-01-06 05:00 | 239.3095 | 507.4422 | 788.6508 | 7.2 | 150
2018-01-06 06:00 | 258.1767 | 509.0637 | 778.299 | 7.2 | 150
2018-01-06 07:00 | 251.5978 | 525.6232 | 756.1366 | 0 | 0
2018-01-06 08:00 | 243.8767 | 504.3143 | 738.9925 | 0 | 0
2018-01-06 09:00 | 253.6099 | 529.0874 | 724.026 | 0 | 0
2018-01-06 10:00 | 253.8079 | 528.9274 | 783.1067 | 0 | 0
2018-01-06 11:00 | 257.0391 | 490.3676 | 804.389 | 0 | 0
2018-01-06 12:00 | 251.5732 | 532.4888 | 758.7767 | 0 | 0
2018-01-06 13:00 | 254.0644 | 502.6634 | 750.3719 | 0 | 0
2018-01-06 14:00 | 253.9964 | 514.2391 | 765.609 | 0 | 0
2018-01-06 15:00 | 224.0698 | 515.105 | 718.9373 | 0 | 0
2018-01-06 16:00 | 249.5391 | 514.0847 | 817.2445 | 0 | 0
2018-01-06 17:00 | 252.5573 | 494.2639 | 720.0542 | 0 | 0
2018-01-06 18:00 | 233.6372 | 480.8477 | 748.8584 | 0 | 0
2018-01-06 19:00 | 271.0056 | 484.1182 | 762.0435 | 0 | 0
2018-01-06 20:00 | 258.2129 | 487.9459 | 791.6607 | 0 | 0
2018-01-06 21:00 | 254.9683 | 474.2529 | 782.3541 | 0 | 0
2018-01-06 22:00 | 240.4755 | 496.4225 | 705.074 | 0 | 0
2018-01-06 23:00 | 255.9661 | 518.2113 | 764.9164 | 0 | 0
2018-01-07 | 248.91 | 505.4814 | 788.4023 | 0 | 0
2018-01-07 01:00 | 250.8806 | 517.3433 | 791.7987 | 7.2 | 150
2018-01-07 02:00 | 248.3811 | 493.181 | 770.62 | 7.2 | 150
2018-01-07 03:00 | 262.4275 | 513.1824 | 737.9056 | 7.2 | 150
2018-01-07 04:00 | 266.7587 | 512.8939 | 760.6174 | 7.2 | 150
2018-01-07 05:00 | 239.5164 | 513.3782 | 779.8939 | 7.2 | 150
2018-01-07 06:00 | 254.0624 | 515.945 | 761.5018 | 7.2 | 150
2018-01-07 07:00 | 272.8712 | 496.62 | 737.7775 | 0 | 0
2018-01-07 08:00 | 257.6386 | 495.79 | 775.463 | 0 | 0
2018-01-07 09:00 | 262.3627 | 471.9712 | 736.6781 | 0 | 0
2018-01-07 10:00 | 270.8707 | 499.0774 | 769.3 | 0 | 0
2018-01-07 11:00 | 251.668 | 523.8102 | 741.8008 | 0 | 0
2018-01-07 12:00 | 245.8691 | 476.4947 | 792.26 | 0 | 0
2018-01-07 13:00 | 244.7893 | 490.9182 | 784.5168 | 0 | 0
2018-01-07 14:00 | 259.882 | 533.9498 | 748.5712 | 0 | 0
2018-01-07 15:00 | 251.2258 | 515.3973 | 785.1011 | 0 | 0
2018-01-07 16:00 | 254.5832 | 518.6393 | 767.8292 | 0 | 0
2018-01-07 17:00 | 251.3575 | 496.7927 | 746.7653 | 0 | 0
2018-01-07 18:00 | 246.5104 | 534.5591 | 771.0134 | 0 | 0
2018-01-07 19:00 | 253.7111 | 497.6627 | 792.9657 | 0 | 0
2018-01-07 20:00 | 255.876 | 516.5874 | 747.7787 | 0 | 0
2018-01-07 21:00 | 252.4828 | 526.8084 | 739.5528 | 0 | 0
2018-01-07 22:00 | 234.1283 | 523.4138 | 751.9104 | 0 | 0
2018-01-07 23:00 | 262.9755 | 506.3822 | 758.6521 | 0 | 0
2018-01-08 | 289.3105 | 483.766 | 773.7489 | 0 | 0
2018-01-08 01:00 | 255.01 | 522.2781 | 764.9315 | 7.2 | 150
2018-01-08 02:00 | 261.3262 | 521.1814 | 746.4899 | 7.2 | 150
2018-01-08 03:00 | 259.1143 | 488.2051 | 741.6058 | 7.2 | 150
2018-01-08 04:00 | 262.4882 | 520.8784 | 756.5491 | 7.2 | 150
2018-01-08 05:00 | 246.7258 | 480.9 | 757.8783 | 7.2 | 150
2018-01-08 06:00 | 250.2237 | 508.6144 | 780.0244 | 7.2 | 150
2018-01-08 07:00 | 248.2034 | 531.9363 | 767.9148 | 0 | 0
2018-01-08 08:00 | 257.9601 | 473.2168 | 745.6985 | 0 | 0
2018-01-08 09:00 | 265.0616 | 504.2963 | 748.2306 | 0 | 0
2018-01-08 10:00 | 242.8055 | 474.5169 | 738.3635 | 0 | 0
2018-01-08 11:00 | 239.1933 | 505.3599 | 748.9429 | 0 | 0
2018-01-08 12:00 | 263.1481 | 483.4996 | 756.314 | 0 | 0
2018-01-08 13:00 | 259.6626 | 344.2868 | 785.5687 | 0 | 0
2018-01-08 14:00 | 262.4665 | 269.1024 | 747.8173 | 0 | 0
2018-01-08 15:00 | 261.5033 | 289.2924 | 718.75 | 0 | 0
2018-01-08 16:00 | 242.7932 | 241.4983 | 767.6211 | 0 | 0
2018-01-08 17:00 | 265.0834 | 257.3121 | 731.1092 | 0 | 0
2018-01-08 18:00 | 262.6036 | 239.7801 | 738.3035 | 0 | 0
2018-01-08 19:00 | 240.8691 | 256.7918 | 778.9022 | 0 | 0
2018-01-08 20:00 | 242.4865 | 261.1734 | 751.7382 | 0 | 0
2018-01-08 21:00 | 237.724 | 255.2663 | 718.5214 | 0 | 0
2018-01-08 22:00 | 253.414 | 274.2247 | 745.4833 | 0 | 0
2018-01-08 23:00 | 273.953 | 266.7606 | 746.6569 | 0 | 0
2018-01-09 | 225.9907 | 228.1599 | 779.9306 | 0 | 0
2018-01-09 01:00 | 276.9982 | 182.4831 | 725.1914 | 7.2 | 150
2018-01-09 02:00 | 254.5813 | 256.2251 | 753.5816 | 7.2 | 150
2018-01-09 03:00 | 274.7174 | 249.8993 | 766.6043 | 7.2 | 150
2018-01-09 04:00 | 265.3305 | 238.7805 | 778.6694 | 7.2 | 150
2018-01-09 05:00 | 246.7704 | 245.6395 | 704.1444 | 7.2 | 150
2018-01-09 06:00 | 263.5269 | 226.4084 | 757.539 | 7.2 | 150
2018-01-09 07:00 | 235.7779 | 268.5454 | 772.6975 | 0 | 0
2018-01-09 08:00 | 266.0068 | 236.6656 | 776.1267 | 0 | 0
2018-01-09 09:00 | 244.1369 | 222.0993 | 796.4047 | 0 | 0
2018-01-09 10:00 | 252.0672 | 255.5951 | 777.6686 | 0 | 0
2018-01-09 11:00 | 249.9691 | 250.4306 | 744.6775 | 0 | 0
2018-01-09 12:00 | 260.0616 | 249.0077 | 782.7127 | 0 | 0
2018-01-09 13:00 | 245.9993 | 237.8749 | 749.3971 | 0 | 0
2018-01-09 14:00 | 253.8722 | 234.2358 | 791.689 | 0 | 0
2018-01-09 15:00 | 259.1834 | 255.5131 | 774.0983 | 0 | 0
2018-01-09 16:00 | 247.3033 | 254.9831 | 780.5336 | 0 | 0
2018-01-09 17:00 | 237.7175 | 250.1362 | 759.3128 | 0 | 0
2018-01-09 18:00 | 256.5356 | 230.2639 | 686.1715 | 0 | 0
2018-01-09 19:00 | 259.0861 | 236.3745 | 529.4466 | 0 | 0
2018-01-09 20:00 | 251.3117 | 253.2322 | 497.3523 | 0 | 0
2018-01-09 21:00 | 233.6357 | 229.6402 | 520.5193 | 0 | 0
2018-01-09 22:00 | 263.3898 | 262.3064 | 461.2987 | 0 | 0
2018-01-09 23:00 | 269.0307 | 264.4029 | 520.8726 | 0 | 0
2018-01-10 | 251.2723 | 268.9225 | 510.5053 | 0 | 0
2018-01-10 01:00 | 242.8076 | 269.4153 | 486.1942 | 7.2 | 150
2018-01-10 02:00 | 272.9986 | 261.5517 | 504.6531 | 7.2 | 150
2018-01-10 03:00 | 260.6702 | 269.5483 | 518.8506 | 7.2 | 150
2018-01-10 04:00 | 236.88 | 255.6689 | 526.6054 | 7.2 | 150
2018-01-10 05:00 | 235.6598 | 236.711 | 512.9539 | 7.2 | 150
2018-01-10 06:00 | 255.549 | 257.2978 | 473.486 | 7.2 | 150
2018-01-10 07:00 | 237.0313 | 235.753 | 486.3715 | 0 | 0
2018-01-10 08:00 | 242.2608 | 251.0062 | 488.2836 | 0 | 0
2018-01-10 09:00 | 233.8919 | 267.3104 | 547.1503 | 0 | 0
2018-01-10 10:00 | 255.8441 | 262.4813 | 500.8497 | 0 | 0
2018-01-10 11:00 | 282.0749 | 229.391 | 504.2813 | 0 | 0
2018-01-10 12:00 | 261.5849 | 264.3444 | 519.9435 | 0 | 0
2018-01-10 13:00 | 255.079 | 240.6548 | 515.1796 | 0 | 0
2018-01-10 14:00 | 251.488 | 252.0153 | 500.5201 | 0 | 0
2018-01-10 15:00 | 252.4118 | 252.3449 | 485.618 | 0 | 0
2018-01-10 16:00 | 235.7831 | 267.7051 | 529.8572 | 0 | 0
2018-01-10 17:00 | 264.0028 | 229.2349 | 521.4408 | 0 | 0
2018-01-10 18:00 | 230.7263 | 232.3112 | 521.1324 | 0 | 0
2018-01-10 19:00 | 272.8397 | 259.8739 | 498.0812 | 0 | 0
2018-01-10 20:00 | 253.2327 | 230.9122 | 489.92 | 0 | 0
2018-01-10 21:00 | 249.3289 | 259.3265 | 488.4026 | 0 | 0
2018-01-10 22:00 | 242.1389 | 257.5963 | 519.9901 | 0 | 0
2018-01-10 23:00 | 251.3014 | 239.5092 | 519.5024 | 0 | 0
2018-01-11 | 258.7286 | 264.3574 | 491.5443 | 0 | 0
2018-01-11 01:00 | 267.6882 | 272.439 | 544.5468 | 7.2 | 150
2018-01-11 02:00 | 250.2362 | 247.2135 | 531.4009 | 7.2 | 150
2018-01-11 03:00 | 271.4753 | 267.8738 | 530.65 | 7.2 | 150
2018-01-11 04:00 | 246.9517 | 260.1423 | 527.0285 | 7.2 | 150
2018-01-11 05:00 | 250.7276 | 251.214 | 532.0043 | 7.2 | 150
2018-01-11 06:00 | 257.1763 | 252.1563 | 491.8868 | 7.2 | 150
2018-01-11 07:00 | 261.3757 | 279.1103 | 478.4107 | 0 | 0
2018-01-11 08:00 | 238.9844 | 264.9692 | 495.7583 | 0 | 0
2018-01-11 09:00 | 276.4456 | 250.4073 | 520.2271 | 0 | 0
2018-01-11 10:00 | 255.4673 | 255.7973 | 490.7434 | 0 | 0
2018-01-11 11:00 | 256.1301 | 274.6281 | 507.662 | 0 | 0
2018-01-11 12:00 | 265.6621 | 235.7086 | 501.6141 | 0 | 0
2018-01-11 13:00 | 274.0537 | 275.2543 | 512.3876 | 0 | 0
2018-01-11 14:00 | 264.857 | 258.7466 | 493.8784 | 0 | 0
2018-01-11 15:00 | 269.6751 | 274.8512 | 486.4314 | 0 | 0
2018-01-11 16:00 | 219.6694 | 240.7057 | 528.1701 | 0 | 0
2018-01-11 17:00 | 249.7283 | 276.4761 | 519.0939 | 0 | 0
2018-01-11 18:00 | 252.3621 | 288.5964 | 504.9697 | 0 | 0
2018-01-11 19:00 | 249.0584 | 257.7262 | 518.291 | 0 | 0
2018-01-11 20:00 | 271.5777 | 276.749 | 522.6713 | 0 | 0
2018-01-11 21:00 | 250.3083 | 251.7625 | 517.1548 | 0 | 0
2018-01-11 22:00 | 250.3014 | 248.6377 | 518.8474 | 0 | 0
2018-01-11 23:00 | 251.0201 | 261.8849 | 505.7299 | 0 | 0
2018-01-12 | 243.7331 | 264.3433 | 498.6628 | 0 | 0
2018-01-12 01:00 | 252.4347 | 265.7664 | 522.8058 | 7.2 | 150
2018-01-12 02:00 | 238.4029 | 277.4587 | 522.7372 | 7.2 | 150
2018-01-12 03:00 | 272.277 | 269.9671 | 504.9207 | 7.2 | 150
2018-01-12 04:00 | 252.2532 | 245.734 | 512.8403 | 7.2 | 150
2018-01-12 05:00 | 270.7716 | 262.0797 | 512.0903 | 7.2 | 150
2018-01-12 06:00 | 243.3762 | 266.1882 | 519.9949 | 7.2 | 150
2018-01-12 07:00 | 255.4396 | 257.3582 | 535.3658 | 0 | 0
2018-01-12 08:00 | 250.4609 | 261.992 | 507.0855 | 0 | 0
2018-01-12 09:00 | 257.9497 | 247.1107 | 526.4097 | 0 | 0
2018-01-12 10:00 | 277.4646 | 238.6789 | 513.3125 | 0 | 0
2018-01-12 11:00 | 244.4581 | 242.5869 | 507.406 | 0 | 0
2018-01-12 12:00 | 256.9134 | 248.4926 | 516.4426 | 0 | 0
2018-01-12 13:00 | 254.5032 | 244.2422 | 487.3037 | 0 | 0
2018-01-12 14:00 | 236.7912 | 263.989 | 520.3845 | 0 | 0
2018-01-12 15:00 | 229.6909 | 248.9341 | 507.7004 | 0 | 0
2018-01-12 16:00 | 250.7634 | 248.7846 | 517.9492 | 0 | 0
2018-01-12 17:00 | 258.6891 | 252.7906 | 513.8232 | 0 | 0
2018-01-12 18:00 | 264.731 | 242.2743 | 465.6089 | 0 | 0
2018-01-12 19:00 | 252.8643 | 247.3273 | 509.111 | 0 | 0
2018-01-12 20:00 | 248.0248 | 252.3223 | 546.2517 | 0 | 0
2018-01-12 21:00 | 257.6468 | 252.8322 | 543.8397 | 0 | 0
2018-01-12 22:00 | 247.9829 | 253.3519 | 506.297 | 0 | 0
2018-01-12 23:00 | 263.1417 | 248.0243 | 479.1644 | 0 | 0
2018-01-13 | 263.7722 | 263.6866 | 516.1768 | 0 | 0
2018-01-13 01:00 | 246.7906 | 257.5948 | 516.6962 | 7.2 | 150
2018-01-13 02:00 | 257.6276 | 230.4976 | 477.9984 | 7.2 | 150
2018-01-13 03:00 | 254.51 | 269.635 | 513.3046 | 7.2 | 150
2018-01-13 04:00 | 254.2661 | 235.6686 | 501.9589 | 7.2 | 150
2018-01-13 05:00 | 251.7916 | 262.6859 | 479.1635 | 7.2 | 150
2018-01-13 06:00 | 247.0453 | 269.1538 | 510.8875 | 7.2 | 150
2018-01-13 07:00 | 212.6277 | 262.2491 | 517.9159 | 0 | 0
2018-01-13 08:00 | 22.2808 | 228.1249 | 521.3895 | 0 | 0
2018-01-13 09:00 | 0 | 238.4449 | 524.7801 | 0 | 0
2018-01-13 10:00 | 0 | 264.3233 | 506.36 | 0 | 0
2018-01-13 11:00 | 0 | 254.1785 | 544.8713 | 0 | 0
2018-01-13 12:00 | 0 | 250.7139 | 477.1479 | 0 | 0
2018-01-13 13:00 | 0 | 238.3391 | 490.8737 | 0 | 0
2018-01-13 14:00 | 0 | 258.429 | 461.5238 | 0 | 0
2018-01-13 15:00 | 0 | 235.4436 | 507.4282 | 0 | 0
2018-01-13 16:00 | 0 | 246.747 | 489.2256 | 0 | 0
2018-01-13 17:00 | 0 | 234.331 | 490.2693 | 0 | 0
2018-01-13 18:00 | 0 | 240.902 | 497.7756 | 0 | 0
2018-01-13 19:00 | 0 | 253.0126 | 506.1926 | 0 | 0
2018-01-13 20:00 | 0 | 253.1268 | 451.8451 | 0 | 0
2018-01-13 21:00 | 0 | 263.2416 | 506.1249 | 0 | 0
2018-01-13 22:00 | 0 | 254.4541 | 486.1983 | 0 | 0
2018-01-13 23:00 | 0 | 262.2371 | 508.7858 | 0 | 0
2018-01-14 | 0 | 275.049 | 509.1331 | 0 | 0
2018-01-14 01:00 | 0 | 260.5275 | 497.0237 | 7.2 | 150
2018-01-14 02:00 | 0 | 254.92 | 532.8674 | 7.2 | 150
2018-01-14 03:00 | 0 | 248.8363 | 470.1487 | 7.2 | 150
2018-01-14 04:00 | 0 | 231.7273 | 493.1943 | 7.2 | 150
2018-01-14 05:00 | 0 | 257.054 | 499.7116 | 7.2 | 150
2018-01-14 06:00 | 0 | 256.2943 | 508.4422 | 7.2 | 150
2018-01-14 07:00 | 0 | 255.2549 | 508.4185 | 0 | 0
2018-01-14 08:00 | 0 | 248.9634 | 542.3956 | 0 | 0
2018-01-14 09:00 | 0 | 251.8797 | 505.1039 | 0 | 0
2018-01-14 10:00 | 0 | 251.0809 | 496.5041 | 0 | 0
2018-01-14 11:00 | 0 | 257.6493 | 492.5872 | 0 | 0
2018-01-14 12:00 | 0 | 253.9128 | 521.4119 | 0 | 0
2018-01-14 13:00 | 0 | 263.3689 | 535.9489 | 0 | 0
2018-01-14 14:00 | 0 | 240.3047 | 496.0463 | 0 | 0
2018-01-14 15:00 | 0 | 248.8856 | 510.5583 | 0 | 0
2018-01-14 16:00 | 0 | 265.7815 | 505.9631 | 0 | 0
2018-01-14 17:00 | 0 | 240.702 | 535.2007 | 0 | 0
2018-01-14 18:00 | 0 | 250.2949 | 532.6775 | 0 | 0
2018-01-14 19:00 | 0 | 259.1248 | 506.4275 | 0 | 0
2018-01-14 20:00 | 0 | 241.7823 | 505.6451 | 0 | 0
2018-01-14 21:00 | 0 | 237.3859 | 524.3843 | 0 | 0
2018-01-14 22:00 | 0 | 274.3131 | 514.3773 | 0 | 0
2018-01-14 23:00 | 0 | 241.2402 | 530.2157 | 0 | 0
2018-01-15 | 0 | 250.8248 | 521.317 | 0 | 0
2018-01-15 01:00 | 0 | 247.3963 | 491.0452 | 7.2 | 150
2018-01-15 02:00 | 0 | 255.5598 | 505.296 | 7.2 | 150
2018-01-15 03:00 | 0 | 257.1982 | 528.902 | 7.2 | 150
2018-01-15 04:00 | 0 | 255.1414 | 502.0278 | 7.2 | 150
2018-01-15 05:00 | 0 | 252.0252 | 483.2402 | 7.2 | 150
2018-01-15 06:00 | 0 | 244.0969 | 503.9197 | 7.2 | 150
2018-01-15 07:00 | 0 | 262.5845 | 494.8776 | 0 | 0
2018-01-15 08:00 | 0 | 249.2921 | 513.3099 | 0 | 0
2018-01-15 09:00 | 0 | 279.3188 | 494.6173 | 0 | 0
2018-01-15 10:00 | 0 | 256.5579 | 496.6804 | 0 | 0
2018-01-15 11:00 | 0 | 263.9259 | 478.8035 | 0 | 0
2018-01-15 12:00 | 0 | 259.8537 | 501.7278 | 0 | 0
2018-01-15 13:00 | 0 | 247.9033 | 499.1894 | 0 | 0
2018-01-15 14:00 | 0 | 268.9916 | 531.3219 | 0 | 0
2018-01-15 15:00 | 0 | 249.2054 | 511.2167 | 0 | 0
2018-01-15 16:00 | 0 | 233.4569 | 496.983 | 0 | 0
2018-01-15 17:00 | 0 | 254.4478 | 518.1121 | 0 | 0
2018-01-15 18:00 | 0 | 249.9185 | 495.3358 | 0 | 0
2018-01-15 19:00 | 0 | 269.4093 | 515.6772 | 0 | 0
2018-01-15 20:00 | 0 | 271.0302 | 498.541 | 0 | 0
2018-01-15 21:00 | 0 | 248.0495 | 518.9387 | 0 | 0
2018-01-15 22:00 | 0 | 264.6078 | 514.6517 | 0 | 0
2018-01-15 23:00 | 0 | 250.8001 | 493.3825 | 0 | 0
2018-01-16 | 0 | 260.6867 | 507.0987 | 0 | 0
2018-01-16 01:00 | 0 | 281.3842 | 514.5405 | 7.2 | 150
2018-01-16 02:00 | 0 | 238.2023 | 493.9381 | 7.2 | 150
2018-01-16 03:00 | 0 | 239.6804 | 537.3305 | 7.2 | 150
2018-01-16 04:00 | 0 | 247.441 | 541.4281 | 7.2 | 150
2018-01-16 05:00 | 0 | 253.8672 | 500.7793 | 7.2 | 150
2018-01-16 06:00 | 0 | 247.8237 | 475.9788 | 7.2 | 150
2018-01-16 07:00 | 0 | 261.7369 | 502.1362 | 0 | 0
2018-01-16 08:00 | 0 | 250.6197 | 504.2709 | 0 | 0
2018-01-16 09:00 | 0 | 278.9327 | 512.7532 | 0 | 0
2018-01-16 10:00 | 0 | 227.0762 | 505.1973 | 0 | 0
2018-01-16 11:00 | 0 | 263.1573 | 515.726 | 0 | 0
2018-01-16 12:00 | 0 | 266.1058 | 520.4703 | 0 | 0
2018-01-16 13:00 | 0 | 285.1045 | 501.6955 | 0 | 0
2018-01-16 14:00 | 0 | 240.1908 | 520.2869 | 0 | 0
2018-01-16 15:00 | 0 | 233.8913 | 530.9016 | 0 | 0
2018-01-16 16:00 | 0 | 253.5217 | 506.1168 | 0 | 0
2018-01-16 17:00 | 0 | 279.8789 | 496.4885 | 0 | 0
2018-01-16 18:00 | 0 | 230.8413 | 505.1293 | 0 | 0
2018-01-16 19:00 | 0 | 249.3773 | 535.2716 | 0 | 0
2018-01-16 20:00 | 0 | 279.986 | 518.9586 | 0 | 0
2018-01-16 21:00 | 0 | 243.6539 | 514.8276 | 0 | 0
2018-01-16 22:00 | 0 | 270.2367 | 525.4047 | 0 | 0
2018-01-16 23:00 | 0 | 258.5391 | 490.8071 | 0 | 0
2018-01-17 | 0 | 257.9076 | 517.3731 | 0 | 0
2018-01-17 01:00 | 0 | 260.8986 | 526.5311 | 7.2 | 150
2018-01-17 02:00 | 0 | 263.8496 | 509.9185 | 7.2 | 150
2018-01-17 03:00 | 0 | 241.4229 | 482.6596 | 7.2 | 150
2018-01-17 04:00 | 0 | 269.2964 | 482.8653 | 7.2 | 150
2018-01-17 05:00 | 0 | 238.0665 | 516.2205 | 7.2 | 150
2018-01-17 06:00 | 0 | 262.5463 | 503.9724 | 7.2 | 150
2018-01-17 07:00 | 0 | 229.3079 | 476.8668 | 0 | 0
2018-01-17 08:00 | 0 | 164.0609 | 548.5138 | 0 | 0
2018-01-17 09:00 | 0 | 263.3524 | 484.0642 | 0 | 0
2018-01-17 10:00 | 0 | 251.8987 | 490.9662 | 0 | 0
2018-01-17 11:00 | 0 | 234.2553 | 493.8312 | 0 | 0
2018-01-17 12:00 | 0 | 256.7755 | 497.0008 | 0 | 0
2018-01-17 13:00 | 0 | 238.9967 | 505.2375 | 0 | 0
2018-01-17 14:00 | 0 | 234.1793 | 491.4338 | 0 | 0
2018-01-17 15:00 | 0 | 260.167 | 497.6307 | 0 | 0
2018-01-17 16:00 | 0 | 261.1711 | 478.2309 | 0 | 0
2018-01-17 17:00 | 0 | 256.9252 | 497.3792 | 0 | 0
2018-01-17 18:00 | 0 | 244.4833 | 509.3113 | 0 | 0
2018-01-17 19:00 | 0 | 264.2606 | 511.3492 | 0 | 0
2018-01-17 20:00 | 0 | 238.511 | 482.4047 | 0 | 0
2018-01-17 21:00 | 0 | 274.5927 | 499.7153 | 0 | 0
2018-01-17 22:00 | 0 | 272.5731 | 520.8679 | 0 | 0
2018-01-17 23:00 | 0 | 239.4353 | 515.3379 | 0 | 0
2018-01-18 | 0 | 226.3791 | 491.9134 | 0 | 0
2018-01-18 01:00 | 0 | 237.1778 | 520.4442 | 7.2 | 150
2018-01-18 02:00 | 0 | 247.8052 | 503.4066 | 7.2 | 150
2018-01-18 03:00 | 0 | 259.6308 | 517.6045 | 7.2 | 150
2018-01-18 04:00 | 0 | 262.754 | 503.4174 | 7.2 | 150
2018-01-18 05:00 | 0 | 239.7183 | 543.2873 | 7.2 | 150
2018-01-18 06:00 | 0 | 255.312 | 532.371 | 7.2 | 150
2018-01-18 07:00 | 0 | 263.206 | 534.9305 | 0 | 0
2018-01-18 08:00 | 0 | 256.3266 | 504.6732 | 0 | 0
2018-01-18 09:00 | 0 | 245.2163 | 478.9536 | 0 | 0
2018-01-18 10:00 | 0 | 257.8891 | 515.3713 | 0 | 0
2018-01-18 11:00 | 0 | 258.5777 | 512.5424 | 0 | 0
2018-01-18 12:00 | 0 | 249.5099 | 528.567 | 0 | 0
2018-01-18 13:00 | 0 | 243.1522 | 478.9862 | 0 | 0
2018-01-18 14:00 | 0 | 243.5558 | 468.8759 | 0 | 0
2018-01-18 15:00 | 0 | 255.39 | 500.3026 | 0 | 0
2018-01-18 16:00 | 0 | 254.9783 | 420.7514 | 0 | 0
2018-01-18 17:00 | 0 | 268.0068 | 427.6622 | 0 | 0
2018-01-18 18:00 | 0 | 268.0107 | 474.4059 | 0 | 0
2018-01-18 19:00 | 0 | 253.779 | 427.0847 | 0 | 0
2018-01-18 20:00 | 0 | 260.1498 | 453.3291 | 0 | 0
2018-01-18 21:00 | 0 | 271.9551 | 504.5736 | 0 | 0
2018-01-18 22:00 | 0 | 245.2423 | 515.0759 | 0 | 0
2018-01-18 23:00 | 0 | 239.0108 | 517.9172 | 0 | 0
2018-01-19 | 0 | 259.6259 | 523.8427 | 0 | 0
2018-01-19 01:00 | 0 | 268.7894 | 512.5122 | 7.2 | 150
2018-01-19 02:00 | 0 | 252.1913 | 503.1554 | 7.2 | 150
2018-01-19 03:00 | 0 | 251.9368 | 488.9017 | 7.2 | 150
2018-01-19 04:00 | 0 | 253.0637 | 515.7507 | 7.2 | 150
2018-01-19 05:00 | 0 | 269.4919 | 538.3375 | 7.2 | 150
2018-01-19 06:00 | 0 | 254.2952 | 467.9297 | 7.2 | 150
2018-01-19 07:00 | 0 | 253.7509 | 488.2717 | 0 | 0
2018-01-19 08:00 | 0 | 252.7206 | 529.4291 | 0 | 0
2018-01-19 09:00 | 0 | 237.2823 | 502.6714 | 0 | 0
2018-01-19 10:00 | 0 | 263.0771 | 528.9733 | 0 | 0
2018-01-19 11:00 | 0 | 236.8463 | 536.0545 | 0 | 0
2018-01-19 12:00 | 0 | 255.3823 | 660.7029 | 0 | 0
2018-01-19 13:00 | 0 | 268.971 | 741.7027 | 0 | 0
2018-01-19 14:00 | 0 | 257.6651 | 805.6461 | 0 | 0
2018-01-19 15:00 | 0 | 268.4649 | 722.0446 | 0 | 0
2018-01-19 16:00 | 0 | 245.7849 | 742.4091 | 0 | 0
2018-01-19 17:00 | 0 | 259.5758 | 795.8259 | 0 | 0
2018-01-19 18:00 | 0 | 259.8207 | 788.0969 | 0 | 0
2018-01-19 19:00 | 0 | 259.533 | 769.7438 | 0 | 0
2018-01-19 20:00 | 0 | 279.115 | 778.8388 | 0 | 0
2018-01-19 21:00 | 0 | 258.716 | 759.4166 | 0 | 0
2018-01-19 22:00 | 0 | 255.5227 | 774.7845 | 0 | 0
2018-01-19 23:00 | 0 | 244.6203 | 753.2578 | 0 | 0
2018-01-20 | 0 | 251.4755 | 742.9415 | 0 | 0
2018-01-20 01:00 | 0 | 281.1622 | 764.8417 | 7.2 | 150
2018-01-20 02:00 | 0 | 241.4836 | 751.3696 | 7.2 | 150
2018-01-20 03:00 | 0 | 260.8785 | 775.2643 | 7.2 | 150
2018-01-20 04:00 | 0 | 259.2968 | 746.6531 | 7.2 | 150
2018-01-20 05:00 | 0 | 268.9568 | 750.8741 | 7.2 | 150
2018-01-20 06:00 | 0 | 253.7747 | 757.2982 | 7.2 | 150
2018-01-20 07:00 | 0 | 255.8077 | 759.1168 | 0 | 0
2018-01-20 08:00 | 0 | 244.5109 | 794.4614 | 0 | 0
2018-01-20 09:00 | 0 | 257.3863 | 759.9095 | 0 | 0
2018-01-20 10:00 | 0 | 226.0667 | 731.985 | 0 | 0
2018-01-20 11:00 | 0 | 236.8778 | 753.7872 | 0 | 0
2018-01-20 12:00 | 0 | 252.7053 | 748.4696 | 0 | 0
2018-01-20 13:00 | 0 | 275.8526 | 714.6487 | 0 | 0
2018-01-20 14:00 | 0 | 219.0677 | 749.0852 | 0 | 0
2018-01-20 15:00 | 0 | 259.7692 | 774.972 | 0 | 0
2018-01-20 16:00 | 0 | 258.7149 | 748.5721 | 0 | 0
2018-01-20 17:00 | 0 | 246.2479 | 779.3763 | 0 | 0
2018-01-20 18:00 | 0 | 262.4714 | 765.6353 | 0 | 0
2018-01-20 19:00 | 0 | 261.6418 | 781.9399 | 0 | 0
2018-01-20 20:00 | 0 | 252.8323 | 709.0874 | 0 | 0
2018-01-20 21:00 | 0 | 234.7105 | 755.1025 | 0 | 0
2018-01-20 22:00 | 0 | 228.609 | 754.4568 | 0 | 0
2018-01-20 23:00 | 0 | 263.863 | 811.2916 | 0 | 0
2018-01-21 | 0 | 250.4901 | 730.8311 | 0 | 0
2018-01-21 01:00 | 0 | 248.3426 | 742.4514 | 7.2 | 150
2018-01-21 02:00 | 0 | 250.6273 | 756.7811 | 7.2 | 150
2018-01-21 03:00 | 0 | 252.2259 | 791.3918 | 7.2 | 150
2018-01-21 04:00 | 0 | 238.2366 | 791.1829 | 7.2 | 150
2018-01-21 05:00 | 0 | 250.4209 | 766.1469 | 7.2 | 150
2018-01-21 06:00 | 0 | 272.8379 | 763.7554 | 7.2 | 150
2018-01-21 07:00 | 0 | 239.0612 | 790.4327 | 0 | 0
2018-01-21 08:00 | 0 | 243.6973 | 777.7474 | 0 | 0
2018-01-21 09:00 | 0 | 248.283 | 726.3038 | 0 | 0
2018-01-21 10:00 | 0 | 249.098 | 773.8131 | 0 | 0
2018-01-21 11:00 | 0 | 254.0575 | 739.886 | 0 | 0
2018-01-21 12:00 | 0 | 273.3295 | 767.1786 | 0 | 0
2018-01-21 13:00 | 0 | 265.3528 | 751.2517 | 0 | 0
2018-01-21 14:00 | 0 | 244.6286 | 737.394 | 0 | 0
2018-01-21 15:00 | 0 | 243.8593 | 758.106 | 0 | 0
2018-01-21 16:00 | 0 | 249.9391 | 747.7237 | 0 | 0
2018-01-21 17:00 | 0 | 242.7036 | 785.2415 | 0 | 0
2018-01-21 18:00 | 0 | 261.0958 | 783.6531 | 0 | 0
2018-01-21 19:00 | 0 | 244.7849 | 779.3596 | 0 | 0
2018-01-21 20:00 | 0 | 270.6837 | 765.7656 | 0 | 0
2018-01-21 21:00 | 0 | 250.2644 | 786.8973 | 0 | 0
2018-01-21 22:00 | 0 | 240.1244 | 768.0613 | 0 | 0
2018-01-21 23:00 | 0 | 261.6143 | 788.0415 | 0 | 0
2018-01-22 | 0 | 252.262 | 742.059 | 0 | 0
2018-01-22 01:00 | 0 | 237.465 | 778.9127 | 7.2 | 150
2018-01-22 02:00 | 0 | 250.272 | 782.251 | 7.2 | 150
2018-01-22 03:00 | 0 | 258.1999 | 746.6681 | 7.2 | 150
2018-01-22 04:00 | 0 | 264.545 | 765.2161 | 7.2 | 150
2018-01-22 05:00 | 0 | 257.7369 | 732.084 | 7.2 | 150
2018-01-22 06:00 | 0 | 248.7725 | 786.09 | 7.2 | 150
2018-01-22 07:00 | 0 | 263.614 | 749.426 | 0 | 0
2018-01-22 08:00 | 0 | 269.9681 | 776.7081 | 0 | 0
2018-01-22 09:00 | 0 | 239.5017 | 765.616 | 0 | 0
2018-01-22 10:00 | 0 | 261.858 | 776.8901 | 0 | 0
2018-01-22 11:00 | 0 | 267.7491 | 751.7666 | 0 | 0
2018-01-22 12:00 | 0 | 244.7333 | 766.7175 | 0 | 0
2018-01-22 13:00 | 0 | 245.879 | 765.83 | 0 | 0
2018-01-22 14:00 | 0 | 239.2517 | 769.5456 | 0 | 0
2018-01-22 15:00 | 0 | 256.1212 | 757.5453 | 0 | 0
2018-01-22 16:00 | 0 | 252.2038 | 751.5248 | 0 | 0
2018-01-22 17:00 | 0 | 244.1157 | 777.7352 | 0 | 0
2018-01-22 18:00 | 0 | 248.0351 | 795.6603 | 0 | 0
2018-01-22 19:00 | 0 | 243.9876 | 729.5407 | 0 | 0
2018-01-22 20:00 | 0 | 227.9406 | 774.9639 | 0 | 0
2018-01-22 21:00 | 0 | 258.1457 | 749.9312 | 0 | 0
2018-01-22 22:00 | 0 | 251.6908 | 727.9185 | 0 | 0
2018-01-22 23:00 | 0 | 271.5671 | 781.6649 | 0 | 0
2018-01-23 | 0 | 252.1687 | 751.5778 | 0 | 0
2018-01-23 01:00 | 0 | 255.3187 | 743.7988 | 7.2 | 150
2018-01-23 02:00 | 0 | 269.2362 | 804.0266 | 7.2 | 150
2018-01-23 03:00 | 0 | 255.3322 | 780.816 | 7.2 | 150
2018-01-23 04:00 | 0 | 259.0921 | 734.5149 | 7.2 | 150
2018-01-23 05:00 | 0 | 232.445 | 731.8008 | 7.2 | 150
2018-01-23 06:00 | 0 | 237.8276 | 766.7046 | 7.2 | 150
2018-01-23 07:00 | 0 | 242.2357 | 779.4202 | 0 | 0
2018-01-23 08:00 | 0 | 217.9348 | 773.188 | 0 | 0
2018-01-23 09:00 | 0 | 262.697 | 740.8075 | 0 | 0
2018-01-23 10:00 | 0 | 238.7334 | 761.7449 | 0 | 0
2018-01-23 11:00 | 0 | 247.4632 | 729.6166 | 0 | 0
2018-01-23 12:00 | 0 | 245.0861 | 752.891 | 0 | 0
2018-01-23 13:00 | 0 | 273.9161 | 773.0606 | 0 | 0
2018-01-23 14:00 | 0 | 251.5167 | 743.3187 | 0 | 0
2018-01-23 15:00 | 0 | 269.7872 | 768.6981 | 0 | 0
2018-01-23 16:00 | 0 | 257.3528 | 789.1251 | 0 | 0
2018-01-23 17:00 | 0 | 246.7776 | 731.5055 | 0 | 0
2018-01-23 18:00 | 0 | 270.0363 | 754.7382 | 0 | 0
2018-01-23 19:00 | 0 | 249.0959 | 784.3954 | 0 | 0
2018-01-23 20:00 | 0 | 247.4015 | 778.1677 | 0 | 0
2018-01-23 21:00 | 0 | 252.7278 | 746.2308 | 0 | 0
2018-01-23 22:00 | 0 | 258.0879 | 780.0857 | 0 | 0
2018-01-23 23:00 | 0 | 266.8471 | 740.1481 | 0 | 0
2018-01-24 | 0 | 265.3034 | 744.7628 | 0 | 0
2018-01-24 01:00 | 0 | 238.5575 | 794.3684 | 7.2 | 150
2018-01-24 02:00 | 0 | 236.7257 | 760.3316 | 7.2 | 150
2018-01-24 03:00 | 0 | 252.0856 | 731.5983 | 7.2 | 150
2018-01-24 04:00 | 0 | 269.8687 | 769.4533 | 7.2 | 150
2018-01-24 05:00 | 0 | 245.8109 | 736.6265 | 7.2 | 150
2018-01-24 06:00 | 0 | 251.4604 | 726.6426 | 7.2 | 150
2018-01-24 07:00 | 0 | 258.3293 | 739.2744 | 0 | 0
2018-01-24 08:00 | 0 | 231.1252 | 756.1945 | 0 | 0
2018-01-24 09:00 | 0 | 220.6655 | 756.9126 | 0 | 0
2018-01-24 10:00 | 0 | 258.1797 | 747.5491 | 0 | 0
2018-01-24 11:00 | 0 | 246.0793 | 794.3508 | 0 | 0
2018-01-24 12:00 | 0 | 286.6973 | 741.3114 | 0 | 0
2018-01-24 13:00 | 0 | 268.3547 | 765.5432 | 0 | 0
2018-01-24 14:00 | 0 | 248.3878 | 763.6836 | 0 | 0
2018-01-24 15:00 | 0 | 268.6075 | 748.5182 | 0 | 0
2018-01-24 16:00 | 0 | 266.2267 | 781.7983 | 0 | 0
2018-01-24 17:00 | 0 | 261.7886 | 756.8966 | 0 | 0
2018-01-24 18:00 | 0 | 276.9316 | 755.1262 | 0 | 0
2018-01-24 19:00 | 0 | 259.6387 | 768.6831 | 0 | 0
2018-01-24 20:00 | 0 | 253.5892 | 744.0171 | 0 | 0
2018-01-24 21:00 | 0 | 270.1219 | 724.9435 | 0 | 0
2018-01-24 22:00 | 0 | 227.4626 | 789.7117 | 0 | 0
2018-01-24 23:00 | 0 | 266.0364 | 734.8655 | 0 | 0
2018-01-25 | 0 | 242.0483 | 788.9808 | 0 | 0
2018-01-25 01:00 | 0 | 255.5375 | 762.5849 | 7.2 | 150
2018-01-25 02:00 | 0 | 274.2378 | 743.7276 | 7.2 | 150
2018-01-25 03:00 | 0 | 272.7087 | 755.0586 | 7.2 | 150
2018-01-25 04:00 | 0 | 232.6322 | 748.3021 | 7.2 | 150
2018-01-25 05:00 | 0 | 261.1587 | 750.2632 | 7.2 | 150
2018-01-25 06:00 | 0 | 253.2772 | 706.1074 | 7.2 | 150
2018-01-25 07:00 | 0 | 246.7762 | 728.7469 | 0 | 0
2018-01-25 08:00 | 0 | 151.8654 | 779.0326 | 0 | 0
2018-01-25 09:00 | 0 | 255.1961 | 758.957 | 0 | 0
2018-01-25 10:00 | 0 | 261.9029 | 735.077 | 0 | 0
2018-01-25 11:00 | 0 | 266.2846 | 761.304 | 0 | 0
2018-01-25 12:00 | 0 | 249.1245 | 725.7524 | 0 | 0
2018-01-25 13:00 | 0 | 245.213 | 775.4307 | 0 | 0
2018-01-25 14:00 | 0 | 273.8958 | 781.4209 | 0 | 0
2018-01-25 15:00 | 0 | 274.787 | 823.1195 | 0 | 0
2018-01-25 16:00 | 0 | 246.3801 | 758.0397 | 0 | 0
2018-01-25 17:00 | 0 | 267.6591 | 763.7484 | 0 | 0
2018-01-25 18:00 | 0 | 245.5387 | 744.8961 | 0 | 0
2018-01-25 19:00 | 0 | 238.3694 | 759.8555 | 0 | 0
2018-01-25 20:00 | 0 | 250.029 | 754.724 | 0 | 0
2018-01-25 21:00 | 0 | 241.7177 | 717.6879 | 0 | 0
2018-01-25 22:00 | 0 | 273.5466 | 758.0022 | 0 | 0
2018-01-25 23:00 | 0 | 259.0233 | 758.277 | 0 | 0
2018-01-26 | 0 | 257.5118 | 767.9833 | 0 | 0
2018-01-26 01:00 | 0 | 232.8005 | 778.2123 | 7.2 | 150
2018-01-26 02:00 | 0 | 231.8794 | 748.5554 | 7.2 | 150
2018-01-26 03:00 | 0 | 273.6943 | 754.0192 | 7.2 | 150
2018-01-26 04:00 | 0 | 256.8154 | 762.7494 | 7.2 | 150
2018-01-26 05:00 | 0 | 258.3764 | 771.83 | 7.2 | 150
2018-01-26 06:00 | 0 | 242.4402 | 765.7438 | 7.2 | 150
2018-01-26 07:00 | 0 | 283.14 | 770.8124 | 0 | 0
2018-01-26 08:00 | 0 | 240.0408 | 747.9764 | 0 | 0
2018-01-26 09:00 | 0 | 252.8911 | 759.3993 | 0 | 0
2018-01-26 10:00 | 0 | 243.1205 | 758.6808 | 0 | 0
2018-01-26 11:00 | 0 | 261.3865 | 775.1287 | 0 | 0
2018-01-26 12:00 | 0 | 257.65 | 732.1838 | 0 | 0
2018-01-26 13:00 | 0 | 259.3089 | 762.7512 | 0 | 0
2018-01-26 14:00 | 0 | 269.3545 | 753.4011 | 0 | 0
2018-01-26 15:00 | 0 | 253.4211 | 770.1188 | 0 | 0
2018-01-26 16:00 | 0 | 251.923 | 768.7164 | 0 | 0
2018-01-26 17:00 | 0 | 254.8816 | 791.8265 | 0 | 0
2018-01-26 18:00 | 0 | 273.3638 | 751.0695 | 0 | 0
2018-01-26 19:00 | 0 | 256.2486 | 651.9628 | 0 | 0
2018-01-26 20:00 | 0 | 264.3566 | 499.5926 | 0 | 0
2018-01-26 21:00 | 0 | 260.3789 | 497.3398 | 0 | 0
2018-01-26 22:00 | 0 | 236.7138 | 486.0195 | 0 | 0
2018-01-26 23:00 | 0 | 264.1131 | 467.5102 | 0 | 0
2018-01-27 | 0 | 236.0613 | 437.5561 | 0 | 0
2018-01-27 01:00 | 0 | 264.8447 | 428.7112 | 7.2 | 150
2018-01-27 02:00 | 0 | 256.2299 | 522.28 | 7.2 | 150
2018-01-27 03:00 | 0 | 262.4449 | 498.5311 | 7.2 | 150
2018-01-27 04:00 | 0 | 238.0844 | 515.9788 | 7.2 | 150
2018-01-27 05:00 | 0 | 241.1579 | 505.5689 | 7.2 | 150
2018-01-27 06:00 | 0 | 243.5529 | 506.8604 | 7.2 | 150
2018-01-27 07:00 | 0 | 241.7778 | 499.9727 | 0 | 0
2018-01-27 08:00 | 0 | 247.5574 | 474.5926 | 0 | 0
2018-01-27 09:00 | 0 | 250.1104 | 502.1425 | 0 | 0
2018-01-27 10:00 | 0 | 243.9238 | 514.4376 | 0 | 0
2018-01-27 11:00 | 0 | 257.0483 | 482.4756 | 0 | 0
2018-01-27 12:00 | 0 | 250.9074 | 513.7093 | 0 | 0
2018-01-27 13:00 | 0 | 253.2042 | 512.9305 | 0 | 0
2018-01-27 14:00 | 0 | 254.8123 | 501.5739 | 0 | 0
2018-01-27 15:00 | 0 | 251.8153 | 529.7349 | 0 | 0
2018-01-27 16:00 | 62.0606 | 257.6632 | 476.7822 | 0 | 0
2018-01-27 17:00 | 268.9001 | 209.4639 | 538.8005 | 0 | 0
2018-01-27 18:00 | 233.5659 | 244.83 | 514.103 | 0 | 0
2018-01-27 19:00 | 246.2088 | 246.1467 | 520.1075 | 0 | 0
2018-01-27 20:00 | 248.6576 | 245.133 | 499.7957 | 0 | 0
2018-01-27 21:00 | 244.4267 | 256.3954 | 516.9882 | 0 | 0
2018-01-27 22:00 | 236.8101 | 261.766 | 351.2407 | 0 | 0
2018-01-27 23:00 | 256.5838 | 246.9659 | 481.4046 | 0 | 0
2018-01-28 | 249.089 | 237.0512 | 524.9001 | 0 | 0
2018-01-28 01:00 | 279.0887 | 242.0307 | 527.256 | 7.2 | 150
2018-01-28 02:00 | 262.3014 | 274.3649 | 502.3269 | 7.2 | 150
2018-01-28 03:00 | 252.1323 | 247.8167 | 505.0454 | 7.2 | 150
2018-01-28 04:00 | 250.6009 | 273.6554 | 498.7176 | 7.2 | 150
2018-01-28 05:00 | 261.8693 | 225.9789 | 486.7238 | 7.2 | 150
2018-01-28 06:00 | 238.3137 | 240.7275 | 507.0886 | 7.2 | 150
2018-01-28 07:00 | 246.4999 | 241.1572 | 518.2411 | 0 | 0
2018-01-28 08:00 | 256.0886 | 261.5148 | 526.4003 | 0 | 0
2018-01-28 09:00 | 248.4383 | 258.9919 | 518.5055 | 0 | 0
2018-01-28 10:00 | 262.445 | 273.6213 | 523.5303 | 0 | 0
2018-01-28 11:00 | 246.8932 | 252.6534 | 529.0563 | 0 | 0
2018-01-28 12:00 | 260.6961 | 259.503 | 525.1185 | 0 | 0
2018-01-28 13:00 | 256.318 | 249.6822 | 513.2915 | 0 | 0
2018-01-28 14:00 | 248.9631 | 246.5107 | 517.6091 | 0 | 0
2018-01-28 15:00 | 255.7477 | 233.9273 | 516.7089 | 0 | 0
2018-01-28 16:00 | 248.6966 | 255.3053 | 529.5612 | 0 | 0
2018-01-28 17:00 | 256.3263 | 256.9685 | 522.5654 | 0 | 0
2018-01-28 18:00 | 255.3729 | 257.9672 | 519.1873 | 0 | 0
2018-01-28 19:00 | 236.3418 | 253.2573 | 516.0639 | 0 | 0
2018-01-28 20:00 | 256.7347 | 249.5032 | 513.1915 | 0 | 0
2018-01-28 21:00 | 255.1848 | 258.4027 | 516.0375 | 0 | 0
2018-01-28 22:00 | 269.1421 | 260.5196 | 492.9558 | 0 | 0
2018-01-28 23:00 | 262.1945 | 266.0441 | 536.727 | 0 | 0
2018-01-29 | 234.0948 | 258.1599 | 517.0245 | 0 | 0
2018-01-29 01:00 | 258.325 | 271.3535 | 523.2201 | 7.2 | 150
2018-01-29 02:00 | 251.0145 | 269.359 | 528.714 | 7.2 | 150
2018-01-29 03:00 | 246.7985 | 237.9599 | 495.2699 | 7.2 | 150
2018-01-29 04:00 | 251.5883 | 264.6826 | 516.1717 | 7.2 | 150
2018-01-29 05:00 | 260.3003 | 260.1107 | 496.7806 | 7.2 | 150
2018-01-29 06:00 | 245.6251 | 245.5492 | 498.4609 | 7.2 | 150
2018-01-29 07:00 | 264.502 | 247.7542 | 532.036 | 0 | 0
2018-01-29 08:00 | 256.6019 | 264.5854 | 501.2325 | 0 | 0
2018-01-29 09:00 | 246.2195 | 275.04 | 515.8769 | 0 | 0
2018-01-29 10:00 | 246.019 | 251.1452 | 469.8007 | 0 | 0
2018-01-29 11:00 | 252.6216 | 257.6117 | 513.9536 | 0 | 0
2018-01-29 12:00 | 270.7799 | 270.4992 | 513.3563 | 0 | 0
2018-01-29 13:00 | 273.4616 | 263.4882 | 502.498 | 0 | 0
2018-01-29 14:00 | 242.5854 | 261.8272 | 509.7496 | 0 | 0
2018-01-29 15:00 | 253.9555 | 232.1004 | 503.9193 | 0 | 0
2018-01-29 16:00 | 270.9152 | 239.2063 | 474.2207 | 0 | 0
2018-01-29 17:00 | 255.1296 | 252.8005 | 496.3211 | 0 | 0
2018-01-29 18:00 | 237.833 | 247.4454 | 532.2654 | 0 | 0
2018-01-29 19:00 | 237.4026 | 240.5376 | 486.8388 | 0 | 0
2018-01-29 20:00 | 261.6647 | 239.6597 | 515.7342 | 0 | 0
2018-01-29 21:00 | 245.671 | 251.5724 | 468.9603 | 0 | 0
2018-01-29 22:00 | 259.4288 | 271.8975 | 541.5526 | 0 | 0
2018-01-29 23:00 | 240.9897 | 245.0897 | 503.0765 | 0 | 0
2018-01-30 | 257.6531 | 266.5407 | 514.1605 | 0 | 0
2018-01-30 01:00 | 242.5492 | 264.7599 | 499.5319 | 7.2 | 150
2018-01-30 02:00 | 242.0378 | 247.622 | 530.5429 | 7.2 | 150
2018-01-30 03:00 | 247.137 | 257.3755 | 505.5115 | 7.2 | 150
2018-01-30 04:00 | 251.0745 | 245.9448 | 506.9474 | 7.2 | 150
2018-01-30 05:00 | 250.9808 | 231.7342 | 529.6433 | 7.2 | 150
2018-01-30 06:00 | 245.3964 | 241.2527 | 485.6829 | 7.2 | 150
2018-01-30 07:00 | 259.8433 | 243.9837 | 507.7253 | 0 | 0
2018-01-30 08:00 | 260.6308 | 261.6964 | 512.4312 | 0 | 0
2018-01-30 09:00 | 253.8717 | 242.6999 | 529.3655 | 0 | 0
2018-01-30 10:00 | 262.7046 | 243.9001 | 507.279 | 0 | 0
2018-01-30 11:00 | 276.1411 | 244.6122 | 491.5568 | 0 | 0
2018-01-30 12:00 | 252.6719 | 251.1099 | 521.8275 | 0 | 0
2018-01-30 13:00 | 261.2886 | 445.3385 | 528.2643 | 0 | 0
2018-01-30 14:00 | 271.8917 | 537.7892 | 502.3868 | 0 | 0
2018-01-30 15:00 | 233.0687 | 537.4438 | 529.3917 | 0 | 0
2018-01-30 16:00 | 241.4338 | 535.052 | 501.745 | 0 | 0
2018-01-30 17:00 | 287.6133 | 530.2266 | 520.7776 | 0 | 0
2018-01-30 18:00 | 241.7255 | 496.6489 | 487.7995 | 0 | 0
2018-01-30 19:00 | 265.6168 | 519.8993 | 503.2907 | 0 | 0
2018-01-30 20:00 | 266.7434 | 510.0622 | 516.8997 | 0 | 0
2018-01-30 21:00 | 273.7835 | 506.4167 | 484.8476 | 0 | 0
2018-01-30 22:00 | 266.8848 | 489.3174 | 537.1114 | 0 | 0
2018-01-30 23:00 | 246.4827 | 499.2339 | 511.7377 | 0 | 0
2018-01-31 | 267.8231 | 500.2043 | 504.1537 | 0 | 0
2018-01-31 01:00 | 251.9795 | 502.8837 | 515.6326 | 7.2 | 150
2018-01-31 02:00 | 262.2396 | 494.8333 | 502.1031 | 7.2 | 150
2018-01-31 03:00 | 256.1996 | 535.2268 | 544.9207 | 7.2 | 150
2018-01-31 04:00 | 264.691 | 514.9484 | 480.3656 | 7.2 | 150
2018-01-31 05:00 | 249.8589 | 507.322 | 495.8806 | 7.2 | 150
2018-01-31 06:00 | 247.9895 | 497.3398 | 520.4429 | 7.2 | 150
2018-01-31 07:00 | 241.1556 | 510.8887 | 497.7308 | 0 | 0
2018-01-31 08:00 | 226.6927 | 482.8148 | 525.5133 | 0 | 0
2018-01-31 09:00 | 263.5189 | 509.4692 | 511.8001 | 0 | 0
2018-01-31 10:00 | 254.6463 | 496.9748 | 508.2903 | 0 | 0
2018-01-31 11:00 | 259.0639 | 535.2908 | 508.4015 | 0 | 0
2018-01-31 12:00 | 263.1721 | 492.9963 | 518.5464 | 0 | 0
2018-01-31 13:00 | 246.0484 | 524.442 | 475.0983 | 0 | 0
2018-01-31 14:00 | 250.3143 | 475.5282 | 519.7659 | 0 | 0
2018-01-31 15:00 | 259.4866 | 524.8848 | 494.5125 | 0 | 0
2018-01-31 16:00 | 266.2568 | 544.0278 | 515.402 | 0 | 0
2018-01-31 17:00 | 237.6544 | 494.0409 | 521.1916 | 0 | 0
2018-01-31 18:00 | 237.238 | 468.5558 | 508.7378 | 0 | 0
2018-01-31 19:00 | 260.4339 | 509.3504 | 498.9608 | 0 | 0
2018-01-31 20:00 | 282.9941 | 539.6285 | 496.7609 | 0 | 0
2018-01-31 21:00 | 248.1981 | 515.6372 | 542.1688 | 0 | 0
2018-01-31 22:00 | 242.1666 | 509.9412 | 517.66 | 0 | 0
2018-01-31 23:00 | 248.1962 | 503.2689 | 534.9796 | 0 | 0
2018-02-01 | 260.8141 | 485.3062 | 497.7978 | 0 | 0
2018-02-01 01:00 | 248.7087 | 514.1275 | 518.273 | 7.2 | 150
2018-02-01 02:00 | 264.402 | 497.0835 | 476.715 | 7.2 | 150
2018-02-01 03:00 | 259.2691 | 516.2373 | 538.6745 | 7.2 | 150
2018-02-01 04:00 | 269.7601 | 499.5891 | 525.2487 | 7.2 | 150
2018-02-01 05:00 | 281.486 | 473.377 | 541.2195 | 7.2 | 150
2018-02-01 06:00 | 251.4933 | 534.2744 | 492.7704 | 7.2 | 150
2018-02-01 07:00 | 236.4636 | 486.1909 | 525.7779 | 0 | 0
2018-02-01 08:00 | 266.5497 | 496.8177 | 490.0912 | 0 | 0
2018-02-01 09:00 | 251.4241 | 527.4364 | 503.1213 | 0 | 0
2018-02-01 10:00 | 230.7912 | 499.3612 | 521.1053 | 0 | 0
2018-02-01 11:00 | 239.7302 | 504.7838 | 465.0319 | 0 | 0
2018-02-01 12:00 | 245.0502 | 512.7112 | 491.6941 | 0 | 0
2018-02-01 13:00 | 265.0514 | 521.1281 | 483.535 | 0 | 0
2018-02-01 14:00 | 249.2693 | 520.4406 | 519.3165 | 0 | 0
2018-02-01 15:00 | 266.6546 | 503.1491 | 528.9411 | 0 | 0
2018-02-01 16:00 | 233.9565 | 560.012 | 545.5875 | 0 | 0
2018-02-01 17:00 | 244.781 | 513.4387 | 459.3563 | 0 | 0
2018-02-01 18:00 | 252.0099 | 499.5261 | 471.8206 | 0 | 0
2018-02-01 19:00 | 244.9051 | 505.7802 | 503.0501 | 0 | 0
2018-02-01 20:00 | 265.0532 | 524.1772 | 500.0304 | 0 | 0
2018-02-01 21:00 | 224.6479 | 496.1289 | 498.8533 | 0 | 0
2018-02-01 22:00 | 232.9909 | 493.5476 | 548.8944 | 0 | 0
2018-02-01 23:00 | 261.8897 | 498.7713 | 504.5378 | 0 | 0
2018-02-02 | 242.3541 | 498.6806 | 518.8804 | 0 | 0
2018-02-02 01:00 | 233.0332 | 491.5614 | 482.1287 | 7.2 | 150
2018-02-02 02:00 | 258.9209 | 505.5476 | 509.8947 | 7.2 | 150
2018-02-02 03:00 | 229.3401 | 497.3589 | 505.3315 | 7.2 | 150
2018-02-02 04:00 | 260.0181 | 505.5982 | 533.6155 | 7.2 | 150
2018-02-02 05:00 | 261.5175 | 501.4075 | 496.4185 | 7.2 | 150
2018-02-02 06:00 | 255.8916 | 531.2547 | 521.6019 | 7.2 | 150
2018-02-02 07:00 | 275.3402 | 499.4273 | 526.093 | 0 | 0
2018-02-02 08:00 | 237.9786 | 514.3209 | 515.2961 | 0 | 0
2018-02-02 09:00 | 256.2683 | 533.9757 | 526.0062 | 0 | 0
2018-02-02 10:00 | 258.6235 | 522.9868 | 463.1897 | 0 | 0
2018-02-02 11:00 | 247.8965 | 431.2588 | 533.034 | 0 | 0
2018-02-02 12:00 | 255.6513 | 499.8879 | 508.7701 | 0 | 0
2018-02-02 13:00 | 270.0477 | 508.6473 | 496.648 | 0 | 0
2018-02-02 14:00 | 259.6618 | 507.6204 | 487.0997 | 0 | 0
2018-02-02 15:00 | 265.7165 | 506.8899 | 512.0732 | 0 | 0
2018-02-02 16:00 | 249.5417 | 502.051 | 528.371 | 0 | 0
2018-02-02 17:00 | 257.8669 | 515.9796 | 480.2338 | 0 | 0
2018-02-02 18:00 | 239.0493 | 487.8064 | 495.5335 | 0 | 0
2018-02-02 19:00 | 282.688 | 522.5756 | 498.5717 | 0 | 0
2018-02-02 20:00 | 267.0455 | 504.3834 | 503.9352 | 0 | 0
2018-02-02 21:00 | 258.0196 | 483.6856 | 525.5762 | 0 | 0
2018-02-02 22:00 | 259.2931 | 501.6842 | 533.4818 | 0 | 0
2018-02-02 23:00 | 249.1574 | 523.4598 | 520.4386 | 0 | 0
2018-02-03 | 255.7822 | 500.4716 | 488.1592 | 0 | 0
2018-02-03 01:00 | 243.5771 | 550.5708 | 496.6945 | 7.2 | 150
2018-02-03 02:00 | 250.9639 | 529.4413 | 507.9634 | 7.2 | 150
2018-02-03 03:00 | 237.0018 | 516.7279 | 513.5606 | 7.2 | 150
2018-02-03 04:00 | 241.5828 | 480.8493 | 511.542 | 7.2 | 150
2018-02-03 05:00 | 243.5813 | 506.3486 | 534.5779 | 7.2 | 150
2018-02-03 06:00 | 261.1343 | 526.0288 | 510.2189 | 7.2 | 150
2018-02-03 07:00 | 243.6251 | 528.2849 | 519.8547 | 0 | 0
2018-02-03 08:00 | 242.9062 | 485.5592 | 518.3583 | 0 | 0
2018-02-03 09:00 | 250.3767 | 517.4735 | 512.805 | 0 | 0
2018-02-03 10:00 | 232.4685 | 495.0828 | 493.7643 | 0 | 0
2018-02-03 11:00 | 256.7296 | 519.4388 | 526.4946 | 0 | 0
2018-02-03 12:00 | 250.6184 | 487.438 | 483.2816 | 0 | 0
2018-02-03 13:00 | 250.2018 | 503.0981 | 531.5624 | 0 | 0
2018-02-03 14:00 | 283.2534 | 501.5321 | 512.7855 | 0 | 0
2018-02-03 15:00 | 247.3624 | 515.8101 | 418.6761 | 0 | 0
2018-02-03 16:00 | 264.7344 | 484.9636 | 215.8017 | 0 | 0
2018-02-03 17:00 | 241.2986 | 495.9558 | 260.6227 | 0 | 0
2018-02-03 18:00 | 225.7476 | 536.3002 | 255.0783 | 0 | 0
2018-02-03 19:00 | 262.0665 | 492.5074 | 257.575 | 0 | 0
2018-02-03 20:00 | 273.4462 | 497.6038 | 278.7426 | 0 | 0
2018-02-03 21:00 | 248.8683 | 486.2266 | 252.7965 | 0 | 0
2018-02-03 22:00 | 253.7357 | 541.0201 | 255.6238 | 0 | 0
2018-02-03 23:00 | 284.7638 | 519.1471 | 253.1351 | 0 | 0
2018-02-04 | 262.8052 | 509.9159 | 243.5305 | 0 | 0
2018-02-04 01:00 | 248.0939 | 514.9286 | 236.5697 | 7.2 | 150
2018-02-04 02:00 | 259.6909 | 497.8333 | 252.8789 | 7.2 | 150
2018-02-04 03:00 | 253.8088 | 493.0156 | 268.4099 | 7.2 | 150
2018-02-04 04:00 | 262.7297 | 518.0244 | 255.1304 | 7.2 | 150
2018-02-04 05:00 | 258.3241 | 521.08 | 248.3031 | 7.2 | 150
2018-02-04 06:00 | 237.4444 | 488.5775 | 255.3308 | 7.2 | 150
2018-02-04 07:00 | 290.582 | 530.1872 | 252.9102 | 0 | 0
2018-02-04 08:00 | 263.8451 | 504.5559 | 248.0268 | 0 | 0
2018-02-04 09:00 | 251.52 | 516.4171 | 242.4652 | 0 | 0
2018-02-04 10:00 | 231.4526 | 527.9747 | 256.324 | 0 | 0
2018-02-04 11:00 | 241.1242 | 518.59 | 222.1649 | 0 | 0
2018-02-04 12:00 | 251.4776 | 547.0316 | 247.1551 | 0 | 0
2018-02-04 13:00 | 257.3104 | 476.127 | 270.4104 | 0 | 0
2018-02-04 14:00 | 252.7927 | 527.3655 | 259.8776 | 0 | 0
2018-02-04 15:00 | 279.985 | 517.1884 | 242.4343 | 0 | 0
2018-02-04 16:00 | 254.884 | 510.2682 | 254.5457 | 0 | 0
2018-02-04 17:00 | 242.2672 | 512.4713 | 249.7768 | 0 | 0
2018-02-04 18:00 | 249.3902 | 500.4986 | 256.2455 | 0 | 0
2018-02-04 19:00 | 259.8072 | 535.4598 | 256.0165 | 0 | 0
2018-02-04 20:00 | 263.0809 | 521.5416 | 253.5734 | 0 | 0
2018-02-04 21:00 | 273.7134 | 492.5671 | 249.3109 | 0 | 0
2018-02-04 22:00 | 240.8948 | 516.8869 | 236.7829 | 0 | 0
2018-02-04 23:00 | 268.092 | 514.3829 | 236.6429 | 0 | 0
2018-02-05 | 247.1529 | 468.6786 | 235.7153 | 0 | 0
2018-02-05 01:00 | 251.2444 | 508.7272 | 256.3682 | 7.2 | 150
2018-02-05 02:00 | 266.8352 | 498.1308 | 255.7111 | 7.2 | 150
2018-02-05 03:00 | 261.3056 | 505.7172 | 227.0461 | 7.2 | 150
2018-02-05 04:00 | 271.9931 | 498.4222 | 234.9306 | 7.2 | 150
2018-02-05 05:00 | 265.6928 | 520.4946 | 260.4694 | 7.2 | 150
2018-02-05 06:00 | 260.8426 | 496.2404 | 263.0215 | 7.2 | 150
2018-02-05 07:00 | 256.2724 | 522.2134 | 266.3826 | 0 | 0
2018-02-05 08:00 | 257.599 | 546.3337 | 255.8992 | 0 | 0
2018-02-05 09:00 | 259.148 | 505.4908 | 260.5302 | 0 | 0
2018-02-05 10:00 | 271.2169 | 491.1174 | 257.407 | 0 | 0
2018-02-05 11:00 | 249.4173 | 500.1773 | 237.1224 | 0 | 0
2018-02-05 12:00 | 264.5206 | 490.9422 | 134.2116 | 0 | 0
2018-02-05 13:00 | 247.9766 | 501.6497 | 245.1419 | 0 | 0
2018-02-05 14:00 | 270.354 | 518.6681 | 241.9275 | 0 | 0
2018-02-05 15:00 | 245.1027 | 494.726 | 234.4895 | 0 | 0
2018-02-05 16:00 | 238.1326 | 525.3043 | 215.202 | 0 | 0
2018-02-05 17:00 | 233.2516 | 501.3327 | 245.9857 | 0 | 0
2018-02-05 18:00 | 106.9263 | 502.9515 | 239.346 | 0 | 0
2018-02-05 19:00 | 0 | 505.0353 | 261.7087 | 0 | 0
2018-02-05 20:00 | 0 | 500.898 | 248.5368 | 0 | 0
2018-02-05 21:00 | 0 | 536.7623 | 238.7027 | 0 | 0
2018-02-05 22:00 | 0 | 501.1981 | 239.3334 | 0 | 0
2018-02-05 23:00 | 0 | 558.0647 | 257.4786 | 0 | 0
2018-02-06 | 0 | 518.6295 | 246.3385 | 0 | 0
2018-02-06 01:00 | 0 | 483.2659 | 249.6383 | 7.2 | 150
2018-02-06 02:00 | 0 | 546.648 | 257.6707 | 7.2 | 150
2018-02-06 03:00 | 0 | 483.9506 | 244.6554 | 7.2 | 150
2018-02-06 04:00 | 0 | 502.7676 | 264.2222 | 7.2 | 150
2018-02-06 05:00 | 0 | 499.4416 | 264.3628 | 7.2 | 150
2018-02-06 06:00 | 0 | 513.8307 | 260.0254 | 7.2 | 150
2018-02-06 07:00 | 0 | 510.7267 | 270.0928 | 0 | 0
2018-02-06 08:00 | 0 | 474.2324 | 267.8424 | 0 | 0
2018-02-06 09:00 | 0 | 503.4606 | 261.3292 | 0 | 0
2018-02-06 10:00 | 0 | 482.1466 | 242.7833 | 0 | 0
2018-02-06 11:00 | 0 | 482.0556 | 237.8456 | 0 | 0
2018-02-06 12:00 | 0 | 483.4127 | 256.0609 | 0 | 0
2018-02-06 13:00 | 0 | 497.8322 | 250.2835 | 0 | 0
2018-02-06 14:00 | 0 | 491.8969 | 255.8124 | 0 | 0
2018-02-06 15:00 | 0 | 498.7763 | 249.1003 | 0 | 0
2018-02-06 16:00 | 0 | 504.3564 | 271.1202 | 0 | 0
2018-02-06 17:00 | 0 | 518.4816 | 252.9309 | 0 | 0
2018-02-06 18:00 | 0 | 499.0486 | 239.7411 | 0 | 0
2018-02-06 19:00 | 0 | 516.477 | 248.8152 | 0 | 0
2018-02-06 20:00 | 0 | 514.2874 | 263.1791 | 0 | 0
2018-02-06 21:00 | 0 | 503.41 | 233.1803 | 0 | 0
2018-02-06 22:00 | 0 | 524.0432 | 240.3832 | 0 | 0
2018-02-06 23:00 | 0 | 525.5079 | 245.0995 | 0 | 0
2018-02-07 | 0 | 514.8446 | 272.3624 | 0 | 0
2018-02-07 01:00 | 0 | 508.2195 | 258.8639 | 7.2 | 150
2018-02-07 02:00 | 0 | 480.4948 | 223.2674 | 7.2 | 150
2018-02-07 03:00 | 0 | 506.4616 | 246.0674 | 7.2 | 150
2018-02-07 04:00 | 0 | 499.223 | 249.5902 | 7.2 | 150
2018-02-07 05:00 | 0 | 498.4545 | 259.4251 | 7.2 | 150
2018-02-07 06:00 | 0 | 495.7571 | 262.3391 | 7.2 | 150
2018-02-07 07:00 | 0 | 512.4474 | 258.6316 | 0 | 0
2018-02-07 08:00 | 0 | 490.3886 | 264.8914 | 0 | 0
2018-02-07 09:00 | 0 | 514.9111 | 246.8169 | 0 | 0
2018-02-07 10:00 | 0 | 534.9375 | 260.0175 | 0 | 0
2018-02-07 11:00 | 0 | 513.2015 | 253.0227 | 0 | 0
2018-02-07 12:00 | 0 | 517.3864 | 257.8426 | 0 | 0
2018-02-07 13:00 | 0 | 515.0293 | 276.6936 | 0 | 0
2018-02-07 14:00 | 0 | 519.4446 | 271.2902 | 0 | 0
2018-02-07 15:00 | 0 | 505.9951 | 245.0396 | 0 | 0
2018-02-07 16:00 | 0 | 511.0364 | 256.2559 | 0 | 0
2018-02-07 17:00 | 0 | 484.1011 | 248.2276 | 0 | 0
2018-02-07 18:00 | 0 | 506.9181 | 262.7298 | 0 | 0
2018-02-07 19:00 | 0 | 540.4989 | 251.7081 | 0 | 0
2018-02-07 20:00 | 0 | 508.0812 | 263.1535 | 0 | 0
2018-02-07 21:00 | 0 | 473.2993 | 260.1422 | 0 | 0
2018-02-07 22:00 | 0 | 519.0906 | 509.3159 | 0 | 0
2018-02-07 23:00 | 0 | 494.5527 | 495.7199 | 0 | 0
2018-02-08 | 0 | 517.1567 | 522.7405 | 0 | 0
2018-02-08 01:00 | 0 | 496.3354 | 525.0036 | 7.2 | 150
2018-02-08 02:00 | 0 | 524.3353 | 525.468 | 7.2 | 150
2018-02-08 03:00 | 0 | 519.563 | 519.392 | 7.2 | 150
2018-02-08 04:00 | 0 | 526.0734 | 483.6365 | 7.2 | 150
2018-02-08 05:00 | 0 | 513.8315 | 528.1196 | 7.2 | 150
2018-02-08 06:00 | 0 | 506.0772 | 487.6967 | 7.2 | 150
2018-02-08 07:00 | 0 | 490.5835 | 548.7128 | 0 | 0
2018-02-08 08:00 | 0 | 500.7858 | 488.5505 | 0 | 0
2018-02-08 09:00 | 0 | 500.4257 | 524.6363 | 0 | 0
2018-02-08 10:00 | 0 | 505.0741 | 519.6733 | 0 | 0
2018-02-08 11:00 | 0 | 489.4673 | 503.6585 | 0 | 0
2018-02-08 12:00 | 0 | 491.8717 | 511.7164 | 0 | 0
2018-02-08 13:00 | 0 | 501.6358 | 498.0786 | 0 | 0
2018-02-08 14:00 | 0 | 509.7925 | 515.9816 | 0 | 0
2018-02-08 15:00 | 0 | 526.7266 | 514.3019 | 0 | 0
2018-02-08 16:00 | 0 | 520.8487 | 518.8536 | 0 | 0
2018-02-08 17:00 | 0 | 485.5489 | 482.8391 | 0 | 0
2018-02-08 18:00 | 0 | 494.7851 | 517.234 | 0 | 0
2018-02-08 19:00 | 0 | 507.6323 | 494.1149 | 0 | 0
2018-02-08 20:00 | 0 | 512.2043 | 498.3979 | 0 | 0
2018-02-08 21:00 | 0 | 518.7765 | 498.2633 | 0 | 0
2018-02-08 22:00 | 0 | 537.8706 | 511.8832 | 0 | 0
2018-02-08 23:00 | 0 | 499.5304 | 514.91 | 0 | 0
2018-02-09 | 0 | 521.1085 | 499.3279 | 0 | 0
2018-02-09 01:00 | 0 | 532.4202 | 504.5063 | 7.2 | 150
2018-02-09 02:00 | 0 | 488.2315 | 516.1305 | 7.2 | 150
2018-02-09 03:00 | 0 | 503.4054 | 488.9876 | 7.2 | 150
2018-02-09 04:00 | 0 | 512.0978 | 503.3272 | 7.2 | 150
2018-02-09 05:00 | 0 | 498.3252 | 512.0526 | 7.2 | 150
2018-02-09 06:00 | 0 | 519.5541 | 490.8013 | 7.2 | 150
2018-02-09 07:00 | 0 | 523.7178 | 507.7693 | 0 | 0
2018-02-09 08:00 | 0 | 488.1988 | 508.7626 | 0 | 0
2018-02-09 09:00 | 0 | 283.5174 | 509.7954 | 0 | 0
2018-02-09 10:00 | 0 | 268.5599 | 477.5439 | 0 | 0
2018-02-09 11:00 | 0 | 251.0299 | 524.9421 | 0 | 0
2018-02-09 12:00 | 0 | 253.8398 | 507.8145 | 0 | 0
2018-02-09 13:00 | 0 | 243.5761 | 534.8375 | 0 | 0
2018-02-09 14:00 | 0 | 251.5216 | 495.4533 | 0 | 0
2018-02-09 15:00 | 0 | 250.6815 | 472.0232 | 0 | 0
2018-02-09 16:00 | 0 | 263.2086 | 514.5597 | 0 | 0
2018-02-09 17:00 | 0 | 252.8176 | 505.536 | 0 | 0
2018-02-09 18:00 | 0 | 238.4849 | 516.3921 | 0 | 0
2018-02-09 19:00 | 0 | 249.1309 | 532.8892 | 0 | 0
2018-02-09 20:00 | 0 | 249.1569 | 486.8705 | 0 | 0
2018-02-09 21:00 | 0 | 254.1293 | 525.0035 | 0 | 0
2018-02-09 22:00 | 0 | 266.7473 | 510.034 | 0 | 0
2018-02-09 23:00 | 0 | 230.7735 | 513.3805 | 0 | 0
2018-02-10 | 0 | 251.7938 | 520.1896 | 0 | 0
2018-02-10 01:00 | 0 | 260.3437 | 518.1187 | 7.2 | 150
2018-02-10 02:00 | 0 | 141.1223 | 515.2817 | 7.2 | 150
2018-02-10 03:00 | 0 | 0 | 518.0311 | 7.2 | 150
2018-02-10 04:00 | 0 | 0 | 486.8781 | 7.2 | 150
2018-02-10 05:00 | 0 | 0 | 498.1491 | 7.2 | 150
2018-02-10 06:00 | 0 | 0 | 511.1551 | 7.2 | 150
2018-02-10 07:00 | 0 | 0 | 508.8496 | 0 | 0
2018-02-10 08:00 | 0 | 0 | 501.4832 | 0 | 0
2018-02-10 09:00 | 0 | 0 | 493.3486 | 0 | 0
2018-02-10 10:00 | 0 | 0 | 521.1911 | 0 | 0
2018-02-10 11:00 | 0 | 0 | 502.4838 | 0 | 0
2018-02-10 12:00 | 0 | 0 | 472.3959 | 0 | 0
2018-02-10 13:00 | 0 | 0 | 512.148 | 0 | 0
2018-02-10 14:00 | 0 | 0 | 492.3656 | 0 | 0
2018-02-10 15:00 | 0 | 0 | 496.8789 | 0 | 0
2018-02-10 16:00 | 0 | 0 | 487.9797 | 0 | 0
2018-02-10 17:00 | 0 | 0 | 506.1622 | 0 | 0
2018-02-10 18:00 | 0 | 0 | 505.6396 | 0 | 0
2018-02-10 19:00 | 0 | 0 | 461.6332 | 0 | 0
2018-02-10 20:00 | 0 | 0 | 514.2363 | 0 | 0
2018-02-10 21:00 | 0 | 0 | 537.9531 | 0 | 0
2018-02-10 22:00 | 0 | 0 | 500.217 | 0 | 0
2018-02-10 23:00 | 0 | 0 | 505.342 | 0 | 0
2018-02-11 | 0 | 0 | 525.937 | 0 | 0
2018-02-11 01:00 | 0 | 0 | 526.0631 | 7.2 | 150
2018-02-11 02:00 | 0 | 0 | 501.951 | 7.2 | 150
2018-02-11 03:00 | 0 | 0 | 495.7961 | 7.2 | 150
2018-02-11 04:00 | 0 | 0 | 507.4414 | 7.2 | 150
2018-02-11 05:00 | 0 | 0 | 523.9123 | 7.2 | 150
2018-02-11 06:00 | 0 | 0 | 490.6155 | 7.2 | 150
2018-02-11 07:00 | 0 | 0 | 496.2992 | 0 | 0
2018-02-11 08:00 | 0 | 0 | 519.7021 | 0 | 0
2018-02-11 09:00 | 0 | 0 | 510.7655 | 0 | 0
2018-02-11 10:00 | 0 | 0 | 517.6781 | 0 | 0
2018-02-11 11:00 | 0 | 0 | 526.4036 | 0 | 0
2018-02-11 12:00 | 0 | 0 | 474.0132 | 0 | 0
2018-02-11 13:00 | 0 | 0 | 509.632 | 0 | 0
2018-02-11 14:00 | 0 | 0 | 502.2514 | 0 | 0
2018-02-11 15:00 | 0 | 0 | 515.3401 | 0 | 0
2018-02-11 16:00 | 0 | 0 | 506.8326 | 0 | 0
2018-02-11 17:00 | 0 | 0 | 531.3406 | 0 | 0
2018-02-11 18:00 | 0 | 0 | 497.584 | 0 | 0
2018-02-11 19:00 | 0 | 0 | 512.5582 | 0 | 0
2018-02-11 20:00 | 0 | 0 | 512.2291 | 0 | 0
2018-02-11 21:00 | 0 | 0 | 523.2981 | 0 | 0
2018-02-11 22:00 | 0 | 0 | 524.5273 | 0 | 0
2018-02-11 23:00 | 0 | 0 | 507.5649 | 0 | 0
2018-02-12 | 0 | 0 | 533.8545 | 0 | 0
2018-02-12 01:00 | 0 | 0 | 434.4634 | 7.2 | 150
2018-02-12 02:00 | 0 | 0 | 494.5195 | 7.2 | 150
2018-02-12 03:00 | 0 | 0 | 498.9712 | 7.2 | 150
2018-02-12 04:00 | 0 | 0 | 505.5497 | 7.2 | 150
2018-02-12 05:00 | 0 | 0 | 507.9712 | 7.2 | 150
2018-02-12 06:00 | 0 | 0 | 505.972 | 7.2 | 150
2018-02-12 07:00 | 0 | 0 | 546.5754 | 0 | 0
2018-02-12 08:00 | 0 | 0 | 509.2245 | 0 | 0
2018-02-12 09:00 | 0 | 0 | 501.4486 | 0 | 0
2018-02-12 10:00 | 0 | 0 | 529.2555 | 0 | 0
2018-02-12 11:00 | 0 | 0 | 506.4252 | 0 | 0
2018-02-12 12:00 | 0 | 0 | 505.7993 | 0 | 0
2018-02-12 13:00 | 0 | 0 | 525.7153 | 0 | 0
2018-02-12 14:00 | 0 | 0 | 522.6487 | 0 | 0
2018-02-12 15:00 | 0 | 0 | 506.5027 | 0 | 0
2018-02-12 16:00 | 0 | 0 | 529.1283 | 0 | 0
2018-02-12 17:00 | 0 | 0 | 472.0917 | 0 | 0
2018-02-12 18:00 | 0 | 0 | 479.5921 | 0 | 0
2018-02-12 19:00 | 0 | 0 | 478.136 | 0 | 0
2018-02-12 20:00 | 0 | 0 | 469.4238 | 0 | 0
2018-02-12 21:00 | 0 | 0 | 492.9964 | 0 | 0
2018-02-12 22:00 | 0 | 0 | 534.3357 | 0 | 0
2018-02-12 23:00 | 0 | 0 | 514.8944 | 0 | 0
2018-02-13 | 0 | 0 | 534.2976 | 0 | 0
2018-02-13 01:00 | 0 | 0 | 485.1465 | 7.2 | 150
2018-02-13 02:00 | 0 | 0 | 541.2416 | 7.2 | 150
2018-02-13 03:00 | 0 | 0 | 498.6345 | 7.2 | 150
2018-02-13 04:00 | 0 | 0 | 488.686 | 7.2 | 150
2018-02-13 05:00 | 0 | 0 | 542.8297 | 7.2 | 150
2018-02-13 06:00 | 0 | 0 | 491.0446 | 7.2 | 150
2018-02-13 07:00 | 0 | 0 | 518.9832 | 0 | 0
2018-02-13 08:00 | 0 | 0 | 494.6533 | 0 | 0
2018-02-13 09:00 | 0 | 0 | 524.1404 | 0 | 0
2018-02-13 10:00 | 0 | 0 | 529.2111 | 0 | 0
2018-02-13 11:00 | 0 | 0 | 514.5871 | 0 | 0
2018-02-13 12:00 | 0 | 0 | 495.6579 | 0 | 0
2018-02-13 13:00 | 0 | 0 | 473.4027 | 0 | 0
2018-02-13 14:00 | 0 | 0 | 517.3263 | 0 | 0
2018-02-13 15:00 | 0 | 0 | 542.1541 | 0 | 0
2018-02-13 16:00 | 0 | 0 | 488.5218 | 0 | 0
2018-02-13 17:00 | 0 | 0 | 491.5209 | 0 | 0
2018-02-13 18:00 | 0 | 0 | 507.7446 | 0 | 0
2018-02-13 19:00 | 0 | 0 | 510.7919 | 0 | 0
2018-02-13 20:00 | 0 | 0 | 501.0149 | 0 | 0
2018-02-13 21:00 | 0 | 0 | 517.4279 | 0 | 0
2018-02-13 22:00 | 0 | 0 | 455.4075 | 0 | 0
2018-02-13 23:00 | 0 | 0 | 522.4482 | 0 | 0
2018-02-14 | 0 | 0 | 508.2863 | 0 | 0
2018-02-14 01:00 | 0 | 0 | 508.6071 | 7.2 | 150
2018-02-14 02:00 | 0 | 0 | 615.6692 | 7.2 | 150
2018-02-14 03:00 | 0 | 0 | 765.2793 | 7.2 | 150
2018-02-14 04:00 | 0 | 0 | 730.0931 | 7.2 | 150
2018-02-14 05:00 | 0 | 0 | 809.838 | 7.2 | 150
2018-02-14 06:00 | 0 | 0 | 736.1367 | 7.2 | 150
2018-02-14 07:00 | 0 | 0 | 768.3767 | 0 | 0
2018-02-14 08:00 | 0 | 0 | 757.6805 | 0 | 0
2018-02-14 09:00 | 0 | 0 | 774.9249 | 0 | 0
2018-02-14 10:00 | 0 | 0 | 748.9119 | 0 | 0
2018-02-14 11:00 | 0 | 0 | 768.8662 | 0 | 0
2018-02-14 12:00 | 0 | 0 | 713.0696 | 0 | 0
2018-02-14 13:00 | 0 | 0 | 714.8018 | 0 | 0
2018-02-14 14:00 | 0 | 0 | 765.334 | 0 | 0
2018-02-14 15:00 | 0 | 0 | 723.9387 | 0 | 0
2018-02-14 16:00 | 0 | 0 | 777.3465 | 0 | 0
2018-02-14 17:00 | 0 | 0 | 754.8833 | 0 | 0
2018-02-14 18:00 | 0 | 0 | 726.9609 | 0 | 0
2018-02-14 19:00 | 0 | 0 | 750.8618 | 0 | 0
2018-02-14 20:00 | 0 | 0 | 792.8779 | 0 | 0
2018-02-14 21:00 | 0 | 0 | 751.4548 | 0 | 0
2018-02-14 22:00 | 0 | 0 | 729.3383 | 0 | 0
2018-02-14 23:00 | 0 | 0 | 780.231 | 0 | 0
2018-02-15 | 0 | 0 | 751.1675 | 0 | 0
2018-02-15 01:00 | 0 | 0 | 756.2732 | 7.2 | 150
2018-02-15 02:00 | 0 | 0 | 718.3153 | 7.2 | 150
2018-02-15 03:00 | 0 | 0 | 760.5786 | 7.2 | 150
2018-02-15 04:00 | 0 | 0 | 743.0386 | 7.2 | 150
2018-02-15 05:00 | 0 | 0 | 766.7957 | 7.2 | 150
2018-02-15 06:00 | 0 | 0 | 797.1371 | 7.2 | 150
2018-02-15 07:00 | 0 | 0 | 783.3922 | 0 | 0
2018-02-15 08:00 | 0 | 0 | 715.7943 | 0 | 0
2018-02-15 09:00 | 0 | 0 | 762.4855 | 0 | 0
2018-02-15 10:00 | 0 | 0 | 745.1935 | 0 | 0
2018-02-15 11:00 | 0 | 0 | 752.1793 | 0 | 0
2018-02-15 12:00 | 0 | 0 | 753.6425 | 0 | 0
2018-02-15 13:00 | 0 | 0 | 757.1628 | 0 | 0
2018-02-15 14:00 | 0 | 0 | 756.8084 | 0 | 0
2018-02-15 15:00 | 0 | 0 | 729.1742 | 0 | 0
2018-02-15 16:00 | 0 | 0 | 784.8673 | 0 | 0
2018-02-15 17:00 | 0 | 0 | 750.9759 | 0 | 0
2018-02-15 18:00 | 0 | 0 | 790.9625 | 0 | 0
2018-02-15 19:00 | 0 | 0 | 753.2152 | 0 | 0
2018-02-15 20:00 | 0 | 0 | 814.5629 | 0 | 0
2018-02-15 21:00 | 0 | 0 | 746.064 | 0 | 0
2018-02-15 22:00 | 0 | 0 | 753.7216 | 0 | 0
2018-02-15 23:00 | 0 | 0 | 741.5933 | 0 | 0
2018-02-16 | 0 | 0 | 760.3228 | 0 | 0
2018-02-16 01:00 | 0 | 0 | 758.4229 | 7.2 | 150
2018-02-16 02:00 | 0 | 0 | 780.5257 | 7.2 | 150
2018-02-16 03:00 | 0 | 0 | 733.8787 | 7.2 | 150
2018-02-16 04:00 | 0 | 0 | 751.6592 | 7.2 | 150
2018-02-16 05:00 | 0 | 0 | 737.1066 | 7.2 | 150
2018-02-16 06:00 | 0 | 0 | 768.274 | 7.2 | 150
2018-02-16 07:00 | 0 | 0 | 780.6519 | 0 | 0
2018-02-16 08:00 | 0 | 0 | 748.168 | 0 | 0
2018-02-16 09:00 | 0 | 0 | 763.0759 | 0 | 0
2018-02-16 10:00 | 0 | 0 | 741.3941 | 0 | 0
2018-02-16 11:00 | 0 | 0 | 779.1682 | 0 | 0
2018-02-16 12:00 | 0 | 0 | 789.8748 | 0 | 0
2018-02-16 13:00 | 0 | 0 | 783.4609 | 0 | 0
2018-02-16 14:00 | 0 | 0 | 803.2694 | 0 | 0
2018-02-16 15:00 | 0 | 0 | 760.3137 | 0 | 0
2018-02-16 16:00 | 0 | 0 | 787.8014 | 0 | 0
2018-02-16 17:00 | 0 | 0 | 712.1355 | 0 | 0
2018-02-16 18:00 | 0 | 0 | 640.6137 | 0 | 0
2018-02-16 19:00 | 0 | 0 | 494.8501 | 0 | 0
2018-02-16 20:00 | 0 | 0 | 518.4722 | 0 | 0
2018-02-16 21:00 | 0 | 0 | 509.5653 | 0 | 0
2018-02-16 22:00 | 0 | 0 | 518.2549 | 0 | 0
2018-02-16 23:00 | 0 | 0 | 505.5167 | 0 | 0
2018-02-17 | 0 | 0 | 491.0576 | 0 | 0
2018-02-17 01:00 | 0 | 0 | 526.2556 | 7.2 | 150
2018-02-17 02:00 | 0 | 0 | 506.7611 | 7.2 | 150
2018-02-17 03:00 | 0 | 0 | 509.456 | 7.2 | 150
2018-02-17 04:00 | 0 | 0 | 519.5834 | 7.2 | 150
2018-02-17 05:00 | 0 | 0 | 523.3564 | 7.2 | 150
2018-02-17 06:00 | 0 | 0 | 512.0367 | 7.2 | 150
2018-02-17 07:00 | 0 | 0 | 515.8643 | 0 | 0
2018-02-17 08:00 | 0 | 0 | 501.1285 | 0 | 0
2018-02-17 09:00 | 0 | 0 | 529.2787 | 0 | 0
2018-02-17 10:00 | 0 | 0 | 492.7812 | 0 | 0
2018-02-17 11:00 | 0 | 0 | 544.0276 | 0 | 0
2018-02-17 12:00 | 0 | 0 | 500.6763 | 0 | 0
2018-02-17 13:00 | 0 | 0 | 512.6412 | 0 | 0
2018-02-17 14:00 | 0 | 0 | 475.8174 | 0 | 0
2018-02-17 15:00 | 0 | 0 | 528.4981 | 0 | 0
2018-02-17 16:00 | 0 | 0 | 503.5275 | 0 | 0
2018-02-17 17:00 | 0 | 0 | 486.1686 | 0 | 0
2018-02-17 18:00 | 0 | 0 | 514.8691 | 0 | 0
2018-02-17 19:00 | 0 | 0 | 507.2889 | 0 | 0
2018-02-17 20:00 | 0 | 0 | 522.6516 | 0 | 0
2018-02-17 21:00 | 0 | 0 | 511.4451 | 0 | 0
2018-02-17 22:00 | 0 | 0 | 530.2087 | 0 | 0
2018-02-17 23:00 | 0 | 0 | 516.1509 | 0 | 0
2018-02-18 | 0 | 0 | 507.4406 | 0 | 0
2018-02-18 01:00 | 0 | 0 | 508.0794 | 7.2 | 150
2018-02-18 02:00 | 0 | 0 | 538.1006 | 7.2 | 150
2018-02-18 03:00 | 0 | 0 | 512.6284 | 7.2 | 150
2018-02-18 04:00 | 0 | 0 | 497.2052 | 7.2 | 150
2018-02-18 05:00 | 0 | 0 | 487.5723 | 7.2 | 150
2018-02-18 06:00 | 0 | 0 | 506.73 | 7.2 | 150
2018-02-18 07:00 | 0 | 0 | 499.6848 | 0 | 0
2018-02-18 08:00 | 0 | 0 | 489.8432 | 0 | 0
2018-02-18 09:00 | 0 | 0 | 515.5637 | 0 | 0
2018-02-18 10:00 | 0 | 0 | 513.7648 | 0 | 0
2018-02-18 11:00 | 0 | 0 | 510.0506 | 0 | 0
2018-02-18 12:00 | 0 | 0 | 492.9798 | 0 | 0
2018-02-18 13:00 | 0 | 0 | 489.1422 | 0 | 0
2018-02-18 14:00 | 0 | 0 | 470.1256 | 0 | 0
2018-02-18 15:00 | 0 | 0 | 517.7888 | 0 | 0
2018-02-18 16:00 | 0 | 0 | 507.8234 | 0 | 0
2018-02-18 17:00 | 0 | 0 | 508.2402 | 0 | 0
2018-02-18 18:00 | 0 | 0 | 536.9394 | 0 | 0
2018-02-18 19:00 | 0 | 0 | 467.098 | 0 | 0
2018-02-18 20:00 | 0 | 0 | 477.698 | 0 | 0
2018-02-18 21:00 | 0 | 0 | 491.5694 | 0 | 0
2018-02-18 22:00 | 0 | 0 | 487.2342 | 0 | 0
2018-02-18 23:00 | 0 | 0 | 530.6524 | 0 | 0
2018-02-19 | 0 | 0 | 518.1562 | 0 | 0
2018-02-19 01:00 | 0 | 0 | 485.8776 | 7.2 | 150
2018-02-19 02:00 | 0 | 0 | 500.2077 | 7.2 | 150
2018-02-19 03:00 | 0 | 0 | 491.4998 | 7.2 | 150
2018-02-19 04:00 | 0 | 0 | 507.6857 | 7.2 | 150
2018-02-19 05:00 | 0 | 0 | 510.5491 | 7.2 | 150
2018-02-19 06:00 | 0 | 123.2653 | 529.7778 | 7.2 | 150
2018-02-19 07:00 | 0 | 247.1912 | 474.8419 | 0 | 0
2018-02-19 08:00 | 0 | 245.094 | 494.7778 | 0 | 0
2018-02-19 09:00 | 0 | 261.0239 | 524.606 | 0 | 0
2018-02-19 10:00 | 0 | 255.455 | 510.8759 | 0 | 0
2018-02-19 11:00 | 0 | 257.6146 | 496.2644 | 0 | 0
2018-02-19 12:00 | 0 | 239.1941 | 471.1414 | 0 | 0
2018-02-19 13:00 | 0 | 264.6771 | 536.3322 | 0 | 0
2018-02-19 14:00 | 0 | 247.6242 | 518.2039 | 0 | 0
2018-02-19 15:00 | 0 | 267.7923 | 516.1034 | 0 | 0
2018-02-19 16:00 | 0 | 234.6268 | 525.5629 | 0 | 0
2018-02-19 17:00 | 0 | 258.0111 | 522.6542 | 0 | 0
2018-02-19 18:00 | 0 | 272.3231 | 532.3513 | 0 | 0
2018-02-19 19:00 | 0 | 237.0445 | 495.9041 | 0 | 0
2018-02-19 20:00 | 0 | 247.4495 | 516.1568 | 0 | 0
2018-02-19 21:00 | 0 | 273.7647 | 505.2778 | 0 | 0
2018-02-19 22:00 | 0 | 249.8642 | 503.0383 | 0 | 0
2018-02-19 23:00 | 0 | 254.1252 | 542.8997 | 0 | 0
2018-02-20 | 0 | 252.4051 | 503.8821 | 0 | 0
2018-02-20 01:00 | 0 | 246.1435 | 528.9746 | 7.2 | 150
2018-02-20 02:00 | 0 | 265.4067 | 488.6216 | 7.2 | 150
2018-02-20 03:00 | 0 | 254.1415 | 476.0682 | 7.2 | 150
2018-02-20 04:00 | 0 | 251.889 | 491.4821 | 7.2 | 150
2018-02-20 05:00 | 0 | 260.4625 | 499.0384 | 7.2 | 150
2018-02-20 06:00 | 0 | 260.3459 | 540.9394 | 7.2 | 150
2018-02-20 07:00 | 0 | 275.5349 | 502.9204 | 0 | 0
2018-02-20 08:00 | 0 | 244.633 | 505.8782 | 0 | 0
2018-02-20 09:00 | 0 | 256.4368 | 520.9541 | 0 | 0
2018-02-20 10:00 | 0 | 253.5828 | 506.1918 | 0 | 0
2018-02-20 11:00 | 0 | 268.6133 | 507.164 | 0 | 0
2018-02-20 12:00 | 0 | 262.5144 | 504.1557 | 0 | 0
2018-02-20 13:00 | 0 | 238.839 | 485.8964 | 0 | 0
2018-02-20 14:00 | 0 | 254.688 | 520.6559 | 0 | 0
2018-02-20 15:00 | 0 | 265.4978 | 499.2279 | 0 | 0
2018-02-20 16:00 | 0 | 253.8084 | 494.7466 | 0 | 0
2018-02-20 17:00 | 0 | 229.7359 | 535.2678 | 0 | 0
2018-02-20 18:00 | 0 | 258.7463 | 501.2574 | 0 | 0
2018-02-20 19:00 | 0 | 230.1119 | 518.3217 | 0 | 0
2018-02-20 20:00 | 0 | 224.9601 | 470.794 | 0 | 0
2018-02-20 21:00 | 0 | 243.8583 | 506.6035 | 0 | 0
2018-02-20 22:00 | 0 | 262.5808 | 508.5811 | 0 | 0
2018-02-20 23:00 | 0 | 228.5887 | 503.9633 | 0 | 0
2018-02-21 | 0 | 268.8253 | 524.215 | 0 | 0
2018-02-21 01:00 | 0 | 253.6093 | 521.6588 | 7.2 | 150
2018-02-21 02:00 | 0 | 253.2829 | 482.2914 | 7.2 | 150
2018-02-21 03:00 | 0 | 271.0931 | 404.6028 | 7.2 | 150
2018-02-21 04:00 | 0 | 252.1097 | 106.1582 | 7.2 | 150
2018-02-21 05:00 | 0 | 257.3418 | 0 | 7.2 | 150
2018-02-21 06:00 | 0 | 270.9275 | 0 | 7.2 | 150
2018-02-21 07:00 | 0 | 237.7237 | 0 | 0 | 0
2018-02-21 08:00 | 0 | 254.2606 | 0 | 0 | 0
2018-02-21 09:00 | 0 | 249.9185 | 0 | 0 | 0
2018-02-21 10:00 | 0 | 242.4448 | 0 | 0 | 0
2018-02-21 11:00 | 0 | 266.7937 | 0 | 0 | 0
2018-02-21 12:00 | 0 | 263.2493 | 0 | 0 | 0
2018-02-21 13:00 | 0 | 227.1729 | 0 | 0 | 0
2018-02-21 14:00 | 0 | 258.2908 | 0 | 0 | 0
2018-02-21 15:00 | 0 | 239.1829 | 0 | 0 | 0
2018-02-21 16:00 | 0 | 255.5916 | 0 | 0 | 0
2018-02-21 17:00 | 0 | 256.4884 | 0 | 0 | 0
2018-02-21 18:00 | 0 | 234.5752 | 0 | 0 | 0
2018-02-21 19:00 | 0 | 238.9897 | 0 | 0 | 0
2018-02-21 20:00 | 0 | 248.072 | 0 | 0 | 0
2018-02-21 21:00 | 0 | 249.2081 | 0 | 0 | 0
2018-02-21 22:00 | 0 | 250.7413 | 0 | 0 | 0
2018-02-21 23:00 | 0 | 276.5118 | 0 | 0 | 0
2018-02-22 | 0 | 256.2198 | 0 | 0 | 0
2018-02-22 01:00 | 0 | 251.8866 | 0 | 7.2 | 150
2018-02-22 02:00 | 0 | 255.7655 | 0 | 7.2 | 150
2018-02-22 03:00 | 0 | 258.5414 | 0 | 7.2 | 150
2018-02-22 04:00 | 0 | 240.2585 | 0 | 7.2 | 150
2018-02-22 05:00 | 0 | 236.8515 | 0 | 7.2 | 150
2018-02-22 06:00 | 0 | 277.2092 | 0 | 7.2 | 150
2018-02-22 07:00 | 0 | 250.5664 | 0 | 0 | 0
2018-02-22 08:00 | 0 | 215.1478 | 0 | 0 | 0
2018-02-22 09:00 | 0 | 266.5262 | 0 | 0 | 0
2018-02-22 10:00 | 0 | 261.2349 | 0 | 0 | 0
2018-02-22 11:00 | 0 | 246.2666 | 0 | 0 | 0
2018-02-22 12:00 | 0 | 259.9994 | 0 | 0 | 0
2018-02-22 13:00 | 0 | 226.7833 | 0 | 0 | 0
2018-02-22 14:00 | 0 | 258.3497 | 0 | 0 | 0
2018-02-22 15:00 | 0 | 262.68 | 0 | 0 | 0
2018-02-22 16:00 | 0 | 250.5741 | 0 | 0 | 0
2018-02-22 17:00 | 0 | 243.7308 | 0 | 0 | 0
2018-02-22 18:00 | 0 | 251.371 | 0 | 0 | 0
2018-02-22 19:00 | 0 | 238.7394 | 0 | 0 | 0
2018-02-22 20:00 | 0 | 267.4896 | 0 | 0 | 0
2018-02-22 21:00 | 0 | 257.8234 | 0 | 0 | 0
2018-02-22 22:00 | 0 | 258.2795 | 0 | 0 | 0
2018-02-22 23:00 | 0 | 259.5371 | 0 | 0 | 0
2018-02-23 | 0 | 243.8421 | 0 | 0 | 0
2018-02-23 01:00 | 0 | 252.4286 | 0 | 7.2 | 150
2018-02-23 02:00 | 0 | 231.1673 | 0 | 7.2 | 150
2018-02-23 03:00 | 0 | 244.7724 | 0 | 7.2 | 150
2018-02-23 04:00 | 0 | 250.2605 | 0 | 7.2 | 150
2018-02-23 05:00 | 0 | 249.388 | 0 | 7.2 | 150
2018-02-23 06:00 | 0 | 236.5776 | 0 | 7.2 | 150
2018-02-23 07:00 | 0 | 276.0084 | 0 | 0 | 0
2018-02-23 08:00 | 0 | 214.9722 | 0 | 0 | 0
2018-02-23 09:00 | 0 | 239.5794 | 0 | 0 | 0
2018-02-23 10:00 | 0 | 258.4489 | 0 | 0 | 0
2018-02-23 11:00 | 0 | 246.8068 | 0 | 0 | 0
2018-02-23 12:00 | 0 | 241.5976 | 0 | 0 | 0
2018-02-23 13:00 | 0 | 262.9754 | 0 | 0 | 0
2018-02-23 14:00 | 0 | 264.0181 | 0 | 0 | 0
2018-02-23 15:00 | 0 | 257.1714 | 0 | 0 | 0
2018-02-23 16:00 | 0 | 243.1604 | 0 | 0 | 0
2018-02-23 17:00 | 0 | 256.2399 | 0 | 0 | 0
2018-02-23 18:00 | 0 | 247.4609 | 0 | 0 | 0
2018-02-23 19:00 | 0 | 253.2746 | 0 | 0 | 0
2018-02-23 20:00 | 0 | 255.6558 | 0 | 0 | 0
2018-02-23 21:00 | 0 | 248.4603 | 0 | 0 | 0
2018-02-23 22:00 | 0 | 261.6018 | 0 | 0 | 0
2018-02-23 23:00 | 0 | 259.6078 | 0 | 0 | 0
2018-02-24 | 0 | 265.1341 | 0 | 0 | 0
2018-02-24 01:00 | 0 | 269.6373 | 0 | 7.2 | 150
2018-02-24 02:00 | 0 | 240.2741 | 0 | 7.2 | 150
2018-02-24 03:00 | 0 | 235.0932 | 0 | 7.2 | 150
2018-02-24 04:00 | 0 | 246.1473 | 0 | 7.2 | 150
2018-02-24 05:00 | 0 | 237.5905 | 0 | 7.2 | 150
2018-02-24 06:00 | 0 | 262.9927 | 0 | 7.2 | 150
2018-02-24 07:00 | 0 | 234.886 | 0 | 0 | 0
2018-02-24 08:00 | 0 | 254.5817 | 0 | 0 | 0
2018-02-24 09:00 | 0 | 277.6175 | 0 | 0 | 0
2018-02-24 10:00 | 0 | 267.194 | 0 | 0 | 0
2018-02-24 11:00 | 0 | 260.0203 | 0 | 0 | 0
2018-02-24 12:00 | 0 | 262.7954 | 0 | 0 | 0
2018-02-24 13:00 | 0 | 238.1736 | 0 | 0 | 0
2018-02-24 14:00 | 0 | 262.6871 | 0 | 0 | 0
2018-02-24 15:00 | 0 | 235.8814 | 0 | 0 | 0
2018-02-24 16:00 | 0 | 262.4039 | 0 | 0 | 0
2018-02-24 17:00 | 0 | 258.1365 | 0 | 0 | 0
2018-02-24 18:00 | 0 | 258.7072 | 0 | 0 | 0
2018-02-24 19:00 | 0 | 265.15 | 0 | 0 | 0
2018-02-24 20:00 | 0 | 260.6462 | 0 | 0 | 0
2018-02-24 21:00 | 0 | 262.3083 | 0 | 0 | 0
2018-02-24 22:00 | 0 | 267.2175 | 0 | 0 | 0
2018-02-24 23:00 | 0 | 269.8976 | 0 | 0 | 0
2018-02-25 | 0 | 266.8478 | 0 | 0 | 0
2018-02-25 01:00 | 0 | 264.6964 | 0 | 7.2 | 150
2018-02-25 02:00 | 0 | 253.1178 | 0 | 7.2 | 150
2018-02-25 03:00 | 0 | 256.0177 | 0 | 7.2 | 150
2018-02-25 04:00 | 0 | 276.8262 | 0 | 7.2 | 150
2018-02-25 05:00 | 0 | 233.1931 | 0 | 7.2 | 150
2018-02-25 06:00 | 0 | 266.265 | 0 | 7.2 | 150
2018-02-25 07:00 | 0 | 232.9797 | 0 | 0 | 0
2018-02-25 08:00 | 0 | 249.0409 | 0 | 0 | 0
2018-02-25 09:00 | 0 | 255.8809 | 0 | 0 | 0
2018-02-25 10:00 | 0 | 254.3246 | 0 | 0 | 0
2018-02-25 11:00 | 0 | 262.3272 | 0 | 0 | 0
2018-02-25 12:00 | 0 | 242.4669 | 0 | 0 | 0
2018-02-25 13:00 | 0 | 259.6378 | 0 | 0 | 0
2018-02-25 14:00 | 0 | 235.287 | 0 | 0 | 0
2018-02-25 15:00 | 0 | 254.8285 | 0 | 0 | 0
2018-02-25 16:00 | 0 | 245.4841 | 0 | 0 | 0
2018-02-25 17:00 | 0 | 269.8315 | 0 | 0 | 0
2018-02-25 18:00 | 0 | 259.9579 | 0 | 0 | 0
2018-02-25 19:00 | 0 | 254.0724 | 0 | 0 | 0
2018-02-25 20:00 | 0 | 256.2039 | 0 | 0 | 0
2018-02-25 21:00 | 0 | 240.6899 | 0 | 0 | 0
2018-02-25 22:00 | 0 | 245.1623 | 0 | 0 | 0
2018-02-25 23:00 | 0 | 260.3917 | 0 | 0 | 0
2018-02-26 | 0 | 254.1574 | 0 | 0 | 0
2018-02-26 01:00 | 0 | 253.412 | 0 | 7.2 | 150
2018-02-26 02:00 | 0 | 255.7472 | 0 | 7.2 | 150
2018-02-26 03:00 | 0 | 236.8743 | 0 | 7.2 | 150
2018-02-26 04:00 | 0 | 270.817 | 0 | 7.2 | 150
2018-02-26 05:00 | 0 | 230.5375 | 0 | 7.2 | 150
2018-02-26 06:00 | 0 | 248.5821 | 0 | 7.2 | 150
2018-02-26 07:00 | 0 | 264.6057 | 0 | 0 | 0
2018-02-26 08:00 | 0 | 241.472 | 0 | 0 | 0
2018-02-26 09:00 | 0 | 255.3278 | 0 | 0 | 0
2018-02-26 10:00 | 0 | 252.2272 | 0 | 0 | 0
2018-02-26 11:00 | 0 | 231.4951 | 0 | 0 | 0
2018-02-26 12:00 | 0 | 246.4982 | 0 | 0 | 0
2018-02-26 13:00 | 0 | 261.8947 | 0 | 0 | 0
2018-02-26 14:00 | 0 | 260.5527 | 0 | 0 | 0
2018-02-26 15:00 | 0 | 238.0768 | 0 | 0 | 0
2018-02-26 16:00 | 0 | 231.7243 | 0 | 0 | 0
2018-02-26 17:00 | 0 | 262.0922 | 0 | 0 | 0
2018-02-26 18:00 | 0 | 260.8252 | 0 | 0 | 0
2018-02-26 19:00 | 0 | 256.4103 | 0 | 0 | 0
2018-02-26 20:00 | 0 | 243.5333 | 0 | 0 | 0
2018-02-26 21:00 | 0 | 269.9008 | 0 | 0 | 0
2018-02-26 22:00 | 0 | 233.568 | 0 | 0 | 0
2018-02-26 23:00 | 0 | 254.6741 | 0 | 0 | 0
2018-02-27 | 0 | 268.3259 | 0 | 0 | 0
2018-02-27 01:00 | 0 | 231.9343 | 0 | 7.2 | 150
2018-02-27 02:00 | 0 | 47.6298 | 0 | 7.2 | 150
2018-02-27 03:00 | 0 | 0 | 0 | 7.2 | 150
2018-02-27 04:00 | 0 | 0 | 0 | 7.2 | 150
2018-02-27 05:00 | 0 | 0 | 0 | 7.2 | 150
2018-02-27 06:00 | 0 | 0 | 0 | 7.2 | 150
2018-02-27 07:00 | 0 | 0 | 0 | 0 | 0
2018-02-27 08:00 | 0 | 0 | 0 | 0 | 0
2018-02-27 09:00 | 0 | 0 | 0 | 0 | 0
2018-02-27 10:00 | 0 | 0 | 0 | 0 | 0
2018-02-27 11:00 | 0 | 0 | 0 | 0 | 0
2018-02-27 12:00 | 0 | 0 | 0 | 0 | 0
2018-02-27 13:00 | 0 | 0 | 0 | 0 | 0
2018-02-27 14:00 | 0 | 0 | 0 | 0 | 0
2018-02-27 15:00 | 0 | 0 | 0 | 0 | 0
2018-02-27 16:00 | 0 | 0 | 0 | 0 | 0
2018-02-27 17:00 | 0 | 0 | 0 | 0 | 0
2018-02-27 18:00 | 0 | 0 | 0 | 0 | 0
2018-02-27 19:00 | 0 | 0 | 0 | 0 | 0
2018-02-27 20:00 | 0 | 0 | 0 | 0 | 0
2018-02-27 21:00 | 0 | 0 | 0 | 0 | 0
2018-02-27 22:00 | 0 | 0 | 0 | 0 | 0
2018-02-27 23:00 | 0 | 0 | 0 | 0 | 0
2018-02-28 | 0 | 0 | 0 | 0 | 0
2018-02-28 01:00 | 0 | 0 | 0 | 7.2 | 150
2018-02-28 02:00 | 0 | 0 | 0 | 7.2 | 150
2018-02-28 03:00 | 0 | 0 | 0 | 7.2 | 150
2018-02-28 04:00 | 0 | 0 | 0 | 7.2 | 150
2018-02-28 05:00 | 0 | 0 | 0 | 7.2 | 150
2018-02-28 06:00 | 0 | 0 | 0 | 7.2 | 150
2018-02-28 07:00 | 0 | 0 | 0 | 0 | 0
2018-02-28 08:00 | 0 | 0 | 0 | 0 | 0
2018-02-28 09:00 | 0 | 0 | 0 | 0 | 0
2018-02-28 10:00 | 0 | 0 | 0 | 0 | 0
2018-02-28 11:00 | 0 | 0 | 0 | 0 | 0
2018-02-28 12:00 | 0 | 0 | 0 | 0 | 0
2018-02-28 13:00 | 0 | 0 | 0 | 0 | 0
2018-02-28 14:00 | 0 | 0 | 0 | 0 | 0
2018-02-28 15:00 | 0 | 0 | 0 | 0 | 0
2018-02-28 16:00 | 0 | 0 | 0 | 0 | 0
2018-02-28 17:00 | 0 | 0 | 0 | 0 | 0
2018-02-28 18:00 | 0 | 0 | 0 | 0 | 0
2018-02-28 19:00 | 0 | 0 | 0 | 0 | 0
2018-02-28 20:00 | 0 | 0 | 0 | 0 | 0
2018-02-28 21:00 | 0 | 0 | 0 | 0 | 0
2018-02-28 22:00 | 0 | 0 | 0 | 0 | 0
2018-02-28 23:00 | 0 | 0 | 0 | 0 | 0
2018-03-01 | 0 | 0 | 0 | 0 | 0
2018-03-01 01:00 | 0 | 0 | 0 | 7.2 | 150
2018-03-01 02:00 | 0 | 0 | 189.9167 | 7.2 | 150
2018-03-01 03:00 | 0 | 0 | 268.3505 | 7.2 | 150
2018-03-01 04:00 | 0 | 0 | 257.933 | 7.2 | 150
2018-03-01 05:00 | 0 | 0 | 235.6549 | 7.2 | 150
2018-03-01 06:00 | 0 | 0 | 258.6343 | 7.2 | 150
2018-03-01 07:00 | 0 | 0 | 242.949 | 0 | 0
2018-03-01 08:00 | 0 | 0 | 238.3976 | 0 | 0
2018-03-01 09:00 | 0 | 0 | 256.6162 | 0 | 0
2018-03-01 10:00 | 0 | 0 | 266.3283 | 0 | 0
2018-03-01 11:00 | 0 | 0 | 253.7492 | 0 | 0
2018-03-01 12:00 | 0 | 0 | 243.5638 | 0 | 0
2018-03-01 13:00 | 0 | 0 | 239.3189 | 0 | 0
2018-03-01 14:00 | 0 | 0 | 248.2829 | 0 | 0
2018-03-01 15:00 | 0 | 0 | 243.081 | 0 | 0
2018-03-01 16:00 | 0 | 0 | 261.7816 | 0 | 0
2018-03-01 17:00 | 0 | 0 | 247.3508 | 0 | 0
2018-03-01 18:00 | 0 | 0 | 226.8611 | 0 | 0
2018-03-01 19:00 | 0 | 0 | 269.9503 | 0 | 0
2018-03-01 20:00 | 0 | 0 | 262.9037 | 0 | 0
2018-03-01 21:00 | 0 | 0 | 265.5303 | 0 | 0
2018-03-01 22:00 | 0 | 0 | 246.0085 | 0 | 0
2018-03-01 23:00 | 0 | 0 | 245.4053 | 0 | 0
2018-03-02 | 0 | 0 | 271.9594 | 0 | 0
2018-03-02 01:00 | 0 | 0 | 263.3335 | 7.2 | 150
2018-03-02 02:00 | 0 | 0 | 252.6355 | 7.2 | 150
2018-03-02 03:00 | 0 | 0 | 259.138 | 7.2 | 150
2018-03-02 04:00 | 0 | 0 | 263.9783 | 7.2 | 150
2018-03-02 05:00 | 0 | 0 | 239.8084 | 7.2 | 150
2018-03-02 06:00 | 0 | 0 | 246.6196 | 7.2 | 150
2018-03-02 07:00 | 0 | 0 | 261.4838 | 0 | 0
2018-03-02 08:00 | 0 | 0 | 268.4176 | 0 | 0
2018-03-02 09:00 | 0 | 0 | 264.4031 | 0 | 0
2018-03-02 10:00 | 0 | 0 | 261.7689 | 0 | 0
2018-03-02 11:00 | 0 | 0 | 271.7391 | 0 | 0
2018-03-02 12:00 | 0 | 0 | 271.9306 | 0 | 0
2018-03-02 13:00 | 0 | 0 | 268.3559 | 0 | 0
2018-03-02 14:00 | 0 | 0 | 257.0822 | 0 | 0
2018-03-02 15:00 | 0 | 0 | 246.7105 | 0 | 0
2018-03-02 16:00 | 0 | 0 | 259.9864 | 0 | 0
2018-03-02 17:00 | 0 | 0 | 242.5745 | 0 | 0
2018-03-02 18:00 | 0 | 0 | 233.743 | 0 | 0
2018-03-02 19:00 | 0 | 0 | 240.7502 | 0 | 0
2018-03-02 20:00 | 0 | 0 | 252.7928 | 0 | 0
2018-03-02 21:00 | 0 | 0 | 265.2896 | 0 | 0
2018-03-02 22:00 | 0 | 0 | 265.7643 | 0 | 0
2018-03-02 23:00 | 0 | 0 | 266.3694 | 0 | 0
2018-03-03 | 0 | 0 | 248.2791 | 0 | 0
2018-03-03 01:00 | 0 | 0 | 239.2187 | 7.2 | 150
2018-03-03 02:00 | 0 | 0 | 273.8944 | 7.2 | 150
2018-03-03 03:00 | 0 | 0 | 273.83 | 7.2 | 150
2018-03-03 04:00 | 0 | 0 | 236.0635 | 7.2 | 150
2018-03-03 05:00 | 0 | 0 | 244.7771 | 7.2 | 150
2018-03-03 06:00 | 0 | 0 | 266.1606 | 7.2 | 150
2018-03-03 07:00 | 0 | 0 | 263.9313 | 0 | 0
2018-03-03 08:00 | 0 | 0 | 251.1612 | 0 | 0
2018-03-03 09:00 | 0 | 0 | 222.2791 | 0 | 0
2018-03-03 10:00 | 0 | 0 | 234.3061 | 0 | 0
2018-03-03 11:00 | 0 | 0 | 240.1353 | 0 | 0
2018-03-03 12:00 | 0 | 0 | 258.3926 | 0 | 0
2018-03-03 13:00 | 0 | 0 | 254.3178 | 0 | 0
2018-03-03 14:00 | 0 | 0 | 253.5406 | 0 | 0
2018-03-03 15:00 | 0 | 0 | 255.2027 | 0 | 0
2018-03-03 16:00 | 0 | 0 | 249.2778 | 0 | 0
2018-03-03 17:00 | 0 | 0 | 257.1956 | 0 | 0
2018-03-03 18:00 | 0 | 0 | 282.9791 | 0 | 0
2018-03-03 19:00 | 0 | 0 | 253.3626 | 0 | 0
2018-03-03 20:00 | 0 | 0 | 253.0078 | 0 | 0
2018-03-03 21:00 | 0 | 0 | 260.065 | 0 | 0
2018-03-03 22:00 | 0 | 0 | 233.3776 | 0 | 0
2018-03-03 23:00 | 0 | 0 | 235.5848 | 0 | 0
2018-03-04 | 0 | 234.3881 | 262.0429 | 0 | 0
2018-03-04 01:00 | 0 | 253.7511 | 233.0799 | 7.2 | 150
2018-03-04 02:00 | 0 | 256.822 | 252.4465 | 7.2 | 150
2018-03-04 03:00 | 0 | 250.1325 | 262.8755 | 7.2 | 150
2018-03-04 04:00 | 0 | 265.2186 | 247.0009 | 7.2 | 150
2018-03-04 05:00 | 0 | 280.4168 | 253.0828 | 7.2 | 150
2018-03-04 06:00 | 0 | 230.1525 | 238.1991 | 7.2 | 150
2018-03-04 07:00 | 0 | 241.9574 | 233.684 | 0 | 0
2018-03-04 08:00 | 0 | 247.658 | 261.1317 | 0 | 0
2018-03-04 09:00 | 0 | 277.8723 | 242.6775 | 0 | 0
2018-03-04 10:00 | 0 | 238.6916 | 243.4296 | 0 | 0
2018-03-04 11:00 | 0 | 251.6349 | 275.2349 | 0 | 0
2018-03-04 12:00 | 0 | 243.4497 | 263.8129 | 0 | 0
2018-03-04 13:00 | 0 | 257.5584 | 270.1649 | 0 | 0
2018-03-04 14:00 | 0 | 250.531 | 235.0285 | 0 | 0
2018-03-04 15:00 | 0 | 253.1784 | 256.4529 | 0 | 0
2018-03-04 16:00 | 0 | 252.0419 | 276.5775 | 0 | 0
2018-03-04 17:00 | 0 | 271.1741 | 257.9491 | 0 | 0
2018-03-04 18:00 | 0 | 247.2986 | 262.5971 | 0 | 0
2018-03-04 19:00 | 0 | 259.5194 | 260.6438 | 0 | 0
2018-03-04 20:00 | 0 | 238.0415 | 281.2005 | 0 | 0
2018-03-04 21:00 | 0 | 261.048 | 269.4889 | 0 | 0
2018-03-04 22:00 | 0 | 258.8887 | 257.9405 | 0 | 0
2018-03-04 23:00 | 0 | 256.7341 | 254.7325 | 0 | 0
2018-03-05 | 0 | 259.3173 | 263.1497 | 0 | 0
2018-03-05 01:00 | 0 | 254.3537 | 243.1197 | 7.2 | 150
2018-03-05 02:00 | 0 | 238.3355 | 272.5585 | 7.2 | 150
2018-03-05 03:00 | 0 | 236.1209 | 249.8693 | 7.2 | 150
2018-03-05 04:00 | 0 | 268.6701 | 255.2315 | 7.2 | 150
2018-03-05 05:00 | 0 | 275.1783 | 285.4409 | 7.2 | 150
2018-03-05 06:00 | 0 | 256.8628 | 240.8181 | 7.2 | 150
2018-03-05 07:00 | 0 | 250.295 | 266.9889 | 0 | 0
2018-03-05 08:00 | 0 | 237.4655 | 243.4669 | 0 | 0
2018-03-05 09:00 | 0 | 262.5505 | 264.5146 | 0 | 0
2018-03-05 10:00 | 0 | 235.8243 | 241.3525 | 0 | 0
2018-03-05 11:00 | 0 | 235.3868 | 246.1515 | 0 | 0
2018-03-05 12:00 | 0 | 229.5482 | 267.2642 | 0 | 0
2018-03-05 13:00 | 0 | 258.8438 | 258.4438 | 0 | 0
2018-03-05 14:00 | 0 | 252.8942 | 251.5741 | 0 | 0
2018-03-05 15:00 | 0 | 231.65 | 259.2314 | 0 | 0
2018-03-05 16:00 | 0 | 241.6161 | 245.4051 | 0 | 0
2018-03-05 17:00 | 0 | 247.953 | 239.4194 | 0 | 0
2018-03-05 18:00 | 0 | 254.3403 | 266.8268 | 0 | 0
2018-03-05 19:00 | 0 | 230.6065 | 261.134 | 0 | 0
2018-03-05 20:00 | 0 | 238.2735 | 268.2764 | 0 | 0
2018-03-05 21:00 | 0 | 268.592 | 243.7959 | 0 | 0
2018-03-05 22:00 | 0 | 281.719 | 246.1399 | 0 | 0
2018-03-05 23:00 | 0 | 238.4872 | 279.8267 | 0 | 0
2018-03-06 | 0 | 248.7488 | 235.9273 | 0 | 0
2018-03-06 01:00 | 0 | 253.3465 | 259.9046 | 7.2 | 150
2018-03-06 02:00 | 0 | 255.7118 | 252.1677 | 7.2 | 150
2018-03-06 03:00 | 0 | 259.8818 | 239.4152 | 7.2 | 150
2018-03-06 04:00 | 0 | 255.8065 | 260.8852 | 7.2 | 150
2018-03-06 05:00 | 0 | 259.5661 | 259.9003 | 7.2 | 150
2018-03-06 06:00 | 0 | 272.4601 | 258.0013 | 7.2 | 150
2018-03-06 07:00 | 0 | 252.8088 | 217.6938 | 0 | 0
2018-03-06 08:00 | 0 | 240.3783 | 249.303 | 0 | 0
2018-03-06 09:00 | 0 | 270.1902 | 240.8559 | 0 | 0
2018-03-06 10:00 | 0 | 244.0571 | 236.8706 | 0 | 0
2018-03-06 11:00 | 0 | 258.1501 | 274.3766 | 0 | 0
2018-03-06 12:00 | 0 | 253.4719 | 232.8763 | 0 | 0
2018-03-06 13:00 | 0 | 273.7026 | 255.9354 | 0 | 0
2018-03-06 14:00 | 0 | 247.2257 | 259.1321 | 0 | 0
2018-03-06 15:00 | 0 | 266.032 | 244.297 | 0 | 0
2018-03-06 16:00 | 0 | 228.777 | 270.3862 | 0 | 0
2018-03-06 17:00 | 0 | 265.7029 | 246.07 | 0 | 0
2018-03-06 18:00 | 0 | 262.5745 | 255.3719 | 0 | 0
2018-03-06 19:00 | 0 | 256.6957 | 262.5725 | 0 | 0
2018-03-06 20:00 | 0 | 257.702 | 259.8227 | 0 | 0
2018-03-06 21:00 | 0 | 250.3615 | 245.4947 | 0 | 0
2018-03-06 22:00 | 0 | 266.9182 | 261.5207 | 0 | 0
2018-03-06 23:00 | 0 | 244.601 | 255.3918 | 0 | 0
2018-03-07 | 0 | 276.912 | 246.7776 | 0 | 0
2018-03-07 01:00 | 0 | 268.7479 | 260.9454 | 7.2 | 150
2018-03-07 02:00 | 0 | 233.0573 | 253.796 | 7.2 | 150
2018-03-07 03:00 | 0 | 255.1712 | 241.741 | 7.2 | 150
2018-03-07 04:00 | 0 | 280.3072 | 250.7757 | 7.2 | 150
2018-03-07 05:00 | 0 | 237.396 | 269.0216 | 7.2 | 150
2018-03-07 06:00 | 0 | 243.6996 | 283.8365 | 7.2 | 150
2018-03-07 07:00 | 0 | 238.302 | 250.5058 | 0 | 0
2018-03-07 08:00 | 0 | 244.2196 | 248.2882 | 0 | 0
2018-03-07 09:00 | 0 | 245.582 | 263.0903 | 0 | 0
2018-03-07 10:00 | 0 | 250.4842 | 239.5551 | 0 | 0
2018-03-07 11:00 | 0 | 245.1216 | 260.8263 | 0 | 0
2018-03-07 12:00 | 0 | 262.4002 | 269.2781 | 0 | 0
2018-03-07 13:00 | 0 | 237.6778 | 265.1838 | 0 | 0
2018-03-07 14:00 | 0 | 249.3108 | 242.891 | 0 | 0
2018-03-07 15:00 | 0 | 256.9142 | 268.4002 | 0 | 0
2018-03-07 16:00 | 0 | 247.1599 | 250.4079 | 0 | 0
2018-03-07 17:00 | 0 | 231.1851 | 262.2483 | 0 | 0
2018-03-07 18:00 | 0 | 258.0626 | 250.6276 | 0 | 0
2018-03-07 19:00 | 0 | 263.9657 | 240.8122 | 0 | 0
2018-03-07 20:00 | 0 | 259.5563 | 251.9138 | 0 | 0
2018-03-07 21:00 | 0 | 215.7121 | 256.2899 | 0 | 0
2018-03-07 22:00 | 0 | 266.9318 | 243.6523 | 0 | 0
2018-03-07 23:00 | 0 | 223.9102 | 251.4249 | 0 | 0
2018-03-08 | 0 | 242.1774 | 254.5284 | 0 | 0
2018-03-08 01:00 | 0 | 245.1226 | 249.2877 | 7.2 | 150
2018-03-08 02:00 | 0 | 265.009 | 252.4642 | 7.2 | 150
2018-03-08 03:00 | 0 | 252.8493 | 253.5363 | 7.2 | 150
2018-03-08 04:00 | 0 | 249.5358 | 266.4392 | 7.2 | 150
2018-03-08 05:00 | 0 | 237.9385 | 242.2766 | 7.2 | 150
2018-03-08 06:00 | 0 | 238.2118 | 246.7566 | 7.2 | 150
2018-03-08 07:00 | 0 | 237.8032 | 280.8606 | 0 | 0
2018-03-08 08:00 | 0 | 268.5404 | 252.3902 | 0 | 0
2018-03-08 09:00 | 0 | 229.6562 | 252.8304 | 0 | 0
2018-03-08 10:00 | 0 | 251.1472 | 257.5606 | 0 | 0
2018-03-08 11:00 | 0 | 267.334 | 266.3981 | 0 | 0
2018-03-08 12:00 | 0 | 243.5929 | 273.0901 | 0 | 0
2018-03-08 13:00 | 0 | 240.4742 | 264.689 | 0 | 0
2018-03-08 14:00 | 0 | 262.0071 | 241.961 | 0 | 0
2018-03-08 15:00 | 0 | 261.544 | 242.7544 | 0 | 0
2018-03-08 16:00 | 0 | 241.117 | 226.1211 | 0 | 0
2018-03-08 17:00 | 0 | 273.357 | 255.638 | 0 | 0
2018-03-08 18:00 | 0 | 275.455 | 263.4495 | 0 | 0
2018-03-08 19:00 | 0 | 263.0876 | 231.9065 | 0 | 0
2018-03-08 20:00 | 0 | 233.1805 | 200.9402 | 0 | 0
2018-03-08 21:00 | 0 | 249.2678 | 174.8254 | 0 | 0
2018-03-08 22:00 | 0 | 245.5264 | 72.5698 | 0 | 0
2018-03-08 23:00 | 0 | 236.6984 | 0 | 0 | 0
2018-03-09 | 0 | 228.1947 | 0 | 0 | 0
2018-03-09 01:00 | 0 | 264.6796 | 0 | 7.2 | 150
2018-03-09 02:00 | 0 | 262.7654 | 0 | 7.2 | 150
2018-03-09 03:00 | 0 | 263.0975 | 0 | 7.2 | 150
2018-03-09 04:00 | 0 | 262.6249 | 0 | 7.2 | 150
2018-03-09 05:00 | 0 | 261.85 | 0 | 7.2 | 150
2018-03-09 06:00 | 0 | 253.3699 | 0 | 7.2 | 150
2018-03-09 07:00 | 0 | 247.6185 | 0 | 0 | 0
2018-03-09 08:00 | 0 | 262.6556 | 0 | 0 | 0
2018-03-09 09:00 | 0 | 243.6736 | 0 | 0 | 0
2018-03-09 10:00 | 0 | 253.5976 | 0 | 0 | 0
2018-03-09 11:00 | 0 | 252.6587 | 0 | 0 | 0
2018-03-09 12:00 | 0 | 247.0522 | 0 | 0 | 0
2018-03-09 13:00 | 0 | 250.795 | 0 | 0 | 0
2018-03-09 14:00 | 0 | 240.6563 | 0 | 0 | 0
2018-03-09 15:00 | 0 | 260.3317 | 0 | 0 | 0
2018-03-09 16:00 | 0 | 263.9399 | 0 | 0 | 0
2018-03-09 17:00 | 0 | 261.5908 | 0 | 0 | 0
2018-03-09 18:00 | 0 | 258.5824 | 0 | 0 | 0
2018-03-09 19:00 | 0 | 260.5659 | 0 | 0 | 0
2018-03-09 20:00 | 0 | 252.5384 | 0 | 0 | 0
2018-03-09 21:00 | 0 | 272.1046 | 0 | 0 | 0
2018-03-09 22:00 | 0 | 261.5903 | 0 | 0 | 0
2018-03-09 23:00 | 0 | 263.0396 | 0 | 0 | 0
2018-03-10 | 0 | 246.451 | 0 | 0 | 0
2018-03-10 01:00 | 0 | 243.6533 | 176.6918 | 7.2 | 150
2018-03-10 02:00 | 0 | 263.1592 | 259.1564 | 7.2 | 150
2018-03-10 03:00 | 0 | 236.3337 | 270.8598 | 7.2 | 150
2018-03-10 04:00 | 0 | 268.0489 | 248.9519 | 7.2 | 150
2018-03-10 05:00 | 0 | 244.5811 | 248.0533 | 7.2 | 150
2018-03-10 06:00 | 0 | 259.235 | 260.7665 | 7.2 | 150
2018-03-10 07:00 | 0 | 243.3635 | 242.9261 | 0 | 0
2018-03-10 08:00 | 0 | 223.5325 | 242.3404 | 0 | 0
2018-03-10 09:00 | 0 | 239.1544 | 271.5656 | 0 | 0
2018-03-10 10:00 | 0 | 252.1755 | 255.8431 | 0 | 0
2018-03-10 11:00 | 0 | 252.1748 | 276.3572 | 0 | 0
2018-03-10 12:00 | 0 | 263.9775 | 249.4463 | 0 | 0
2018-03-10 13:00 | 0 | 233.5786 | 259.2831 | 0 | 0
2018-03-10 14:00 | 0 | 244.4446 | 243.4545 | 0 | 0
2018-03-10 15:00 | 0 | 265.5354 | 239.5012 | 0 | 0
2018-03-10 16:00 | 0 | 251.7533 | 248.7972 | 0 | 0
2018-03-10 17:00 | 0 | 282.8374 | 232.0383 | 0 | 0
2018-03-10 18:00 | 0 | 259.1045 | 242.6322 | 0 | 0
2018-03-10 19:00 | 0 | 225.1008 | 259.4987 | 0 | 0
2018-03-10 20:00 | 0 | 250.4252 | 266.1451 | 0 | 0
2018-03-10 21:00 | 0 | 247.8357 | 275.6517 | 0 | 0
2018-03-10 22:00 | 0 | 244.3712 | 229.5 | 0 | 0
2018-03-10 23:00 | 0 | 242.4219 | 276.8733 | 0 | 0
2018-03-11 | 0 | 246.6993 | 257.9283 | 0 | 0
2018-03-11 01:00 | 0 | 245.8457 | 251.9026 | 7.2 | 150
2018-03-11 02:00 | 0 | 272.4395 | 267.3495 | 7.2 | 150
2018-03-11 03:00 | 0 | 258.6107 | 265.9436 | 7.2 | 150
2018-03-11 04:00 | 0 | 253.5279 | 251.7176 | 7.2 | 150
2018-03-11 05:00 | 0 | 247.5585 | 243.7777 | 7.2 | 150
2018-03-11 06:00 | 0 | 265.463 | 263.6181 | 7.2 | 150
2018-03-11 07:00 | 0 | 264.9602 | 252.4243 | 0 | 0
2018-03-11 08:00 | 0 | 240.1446 | 244.4663 | 0 | 0
2018-03-11 09:00 | 0 | 229.9896 | 241.1204 | 0 | 0
2018-03-11 10:00 | 0 | 254.794 | 251.5418 | 0 | 0
2018-03-11 11:00 | 0 | 245.3907 | 253.5572 | 0 | 0
2018-03-11 12:00 | 0 | 260.0722 | 252.9942 | 0 | 0
2018-03-11 13:00 | 0 | 266.0201 | 242.472 | 0 | 0
2018-03-11 14:00 | 0 | 249.3699 | 246.9607 | 0 | 0
2018-03-11 15:00 | 0 | 256.6094 | 249.2397 | 0 | 0
2018-03-11 16:00 | 0 | 233.2308 | 239.818 | 0 | 0
2018-03-11 17:00 | 0 | 262.411 | 256.0731 | 0 | 0
2018-03-11 18:00 | 0 | 248.1959 | 233.0492 | 0 | 0
2018-03-11 19:00 | 0 | 245.75 | 229.9675 | 0 | 0
2018-03-11 20:00 | 0 | 240.4141 | 250.8748 | 0 | 0
2018-03-11 21:00 | 0 | 260.9782 | 251.8784 | 0 | 0
2018-03-11 22:00 | 0 | 269.3933 | 254.1827 | 0 | 0
2018-03-11 23:00 | 0 | 260.4504 | 243.117 | 0 | 0
2018-03-12 | 0 | 243.3448 | 255.5905 | 0 | 0
2018-03-12 01:00 | 0 | 245.472 | 250.6256 | 7.2 | 150
2018-03-12 02:00 | 115.253 | 111.3233 | 261.375 | 7.2 | 150
2018-03-12 03:00 | 247.3047 | 19.939 | 238.7203 | 7.2 | 150
2018-03-12 04:00 | 261.6746 | 0 | 243.3138 | 7.2 | 150
2018-03-12 05:00 | 252.0568 | 0 | 233.4518 | 7.2 | 150
2018-03-12 06:00 | 238.8064 | 0 | 247.7496 | 7.2 | 150
2018-03-12 07:00 | 264.1867 | 0 | 259.2983 | 0 | 0
2018-03-12 08:00 | 282.4083 | 0 | 251.2243 | 0 | 0
2018-03-12 09:00 | 254.4594 | 0 | 258.5547 | 0 | 0
2018-03-12 10:00 | 247.2433 | 0 | 236.4106 | 0 | 0
2018-03-12 11:00 | 252.6986 | 0 | 245.0887 | 0 | 0
2018-03-12 12:00 | 263.1647 | 0 | 261.4247 | 0 | 0
2018-03-12 13:00 | 249.2664 | 0 | 248.2602 | 0 | 0
2018-03-12 14:00 | 275.0659 | 0 | 275.9497 | 0 | 0
2018-03-12 15:00 | 250.2987 | 0 | 251.3072 | 0 | 0
2018-03-12 16:00 | 238.6497 | 0 | 244.915 | 0 | 0
2018-03-12 17:00 | 240.1589 | 0 | 234.0489 | 0 | 0
2018-03-12 18:00 | 239.7837 | 0 | 254.5019 | 0 | 0
2018-03-12 19:00 | 264.6995 | 0 | 235.7634 | 0 | 0
2018-03-12 20:00 | 252.6537 | 0 | 237.1054 | 0 | 0
2018-03-12 21:00 | 262.9149 | 0 | 261.6444 | 0 | 0
2018-03-12 22:00 | 257.6769 | 0 | 236.213 | 0 | 0
2018-03-12 23:00 | 244.3729 | 0 | 273.3715 | 0 | 0
2018-03-13 | 251.2259 | 0 | 247.7828 | 0 | 0
2018-03-13 01:00 | 245.5694 | 0 | 272.0771 | 7.2 | 150
2018-03-13 02:00 | 270.4155 | 0 | 267.1206 | 7.2 | 150
2018-03-13 03:00 | 257.3152 | 0 | 245.0562 | 7.2 | 150
2018-03-13 04:00 | 255.8017 | 0 | 238.3207 | 7.2 | 150
2018-03-13 05:00 | 261.1833 | 0 | 227.7315 | 7.2 | 150
2018-03-13 06:00 | 249.3628 | 0 | 262.58 | 7.2 | 150
2018-03-13 07:00 | 270.9199 | 0 | 237.6705 | 0 | 0
2018-03-13 08:00 | 267.7004 | 0 | 252.6208 | 0 | 0
2018-03-13 09:00 | 244.8862 | 0 | 262.5748 | 0 | 0
2018-03-13 10:00 | 249.7517 | 0 | 260.1423 | 0 | 0
2018-03-13 11:00 | 240.8405 | 0 | 261.524 | 0 | 0
2018-03-13 12:00 | 286.6024 | 0 | 277.5021 | 0 | 0
2018-03-13 13:00 | 257.7697 | 0 | 254.4057 | 0 | 0
2018-03-13 14:00 | 261.6909 | 0 | 270.3359 | 0 | 0
2018-03-13 15:00 | 257.5225 | 0 | 248.0615 | 0 | 0
2018-03-13 16:00 | 254.7602 | 0 | 251.7922 | 0 | 0
2018-03-13 17:00 | 251.3033 | 0 | 268.6713 | 0 | 0
2018-03-13 18:00 | 235.8683 | 0 | 279.6895 | 0 | 0
2018-03-13 19:00 | 259.3114 | 0 | 234.835 | 0 | 0
2018-03-13 20:00 | 250.5877 | 0 | 256.227 | 0 | 0
2018-03-13 21:00 | 267.1744 | 0 | 274.9215 | 0 | 0
2018-03-13 22:00 | 226.4134 | 0 | 263.1628 | 0 | 0
2018-03-13 23:00 | 247.9308 | 0 | 249.8714 | 0 | 0
2018-03-14 | 247.2234 | 0 | 262.034 | 0 | 0
2018-03-14 01:00 | 257.8305 | 0 | 279.4003 | 7.2 | 150
2018-03-14 02:00 | 247.518 | 0 | 233.5418 | 7.2 | 150
2018-03-14 03:00 | 263.2178 | 0 | 256.7207 | 7.2 | 150
2018-03-14 04:00 | 262.1096 | 0 | 237.3299 | 7.2 | 150
2018-03-14 05:00 | 262.2942 | 0 | 256.6819 | 7.2 | 150
2018-03-14 06:00 | 253.9855 | 0 | 234.1041 | 7.2 | 150
2018-03-14 07:00 | 262.7315 | 0 | 442.315 | 0 | 0
2018-03-14 08:00 | 256.0107 | 0 | 469.3791 | 0 | 0
2018-03-14 09:00 | 244.89 | 0 | 525.7269 | 0 | 0
2018-03-14 10:00 | 259.2134 | 0 | 498.1449 | 0 | 0
2018-03-14 11:00 | 230.5034 | 0 | 499.0679 | 0 | 0
2018-03-14 12:00 | 251.6439 | 0 | 499.8103 | 0 | 0
2018-03-14 13:00 | 241.9224 | 0 | 503.4842 | 0 | 0
2018-03-14 14:00 | 254.9104 | 0 | 526.4701 | 0 | 0
2018-03-14 15:00 | 264.8763 | 0 | 487.7608 | 0 | 0
2018-03-14 16:00 | 254.2129 | 0 | 504.578 | 0 | 0
2018-03-14 17:00 | 265.3523 | 0 | 513.1617 | 0 | 0
2018-03-14 18:00 | 245.4444 | 0 | 516.5654 | 0 | 0
2018-03-14 19:00 | 274.1699 | 0 | 522.8638 | 0 | 0
2018-03-14 20:00 | 253.1491 | 0 | 504.5747 | 0 | 0
2018-03-14 21:00 | 262.8716 | 0 | 509.2974 | 0 | 0
2018-03-14 22:00 | 265.6241 | 0 | 512.8375 | 0 | 0
2018-03-14 23:00 | 235.8684 | 0 | 516.7903 | 0 | 0
2018-03-15 | 256.6798 | 0 | 486.06 | 0 | 0
2018-03-15 01:00 | 273.4399 | 0 | 499.6511 | 7.2 | 150
2018-03-15 02:00 | 262.0238 | 0 | 491.5166 | 7.2 | 150
2018-03-15 03:00 | 259.8967 | 0 | 517.789 | 7.2 | 150
2018-03-15 04:00 | 243.6058 | 0 | 513.2039 | 7.2 | 150
2018-03-15 05:00 | 262.7331 | 0 | 545.6871 | 7.2 | 150
2018-03-15 06:00 | 240.3493 | 0 | 498.9793 | 7.2 | 150
2018-03-15 07:00 | 264.5227 | 0 | 508.8245 | 0 | 0
2018-03-15 08:00 | 247.0111 | 0 | 529.6047 | 0 | 0
2018-03-15 09:00 | 268.273 | 0 | 495.2607 | 0 | 0
2018-03-15 10:00 | 232.9252 | 0 | 521.0725 | 0 | 0
2018-03-15 11:00 | 253.8062 | 0 | 499.0429 | 0 | 0
2018-03-15 12:00 | 276.6304 | 0 | 485.4112 | 0 | 0
2018-03-15 13:00 | 276.864 | 0 | 483.3887 | 0 | 0
2018-03-15 14:00 | 247.594 | 0 | 517.8879 | 0 | 0
2018-03-15 15:00 | 243.72 | 0 | 499.9571 | 0 | 0
2018-03-15 16:00 | 260.929 | 0 | 517.9202 | 0 | 0
2018-03-15 17:00 | 250.4869 | 0 | 504.4362 | 0 | 0
2018-03-15 18:00 | 255.1625 | 0 | 514.6769 | 0 | 0
2018-03-15 19:00 | 244.8312 | 0 | 525.6162 | 0 | 0
2018-03-15 20:00 | 252.3765 | 0 | 499.0278 | 0 | 0
2018-03-15 21:00 | 252.0395 | 0 | 497.794 | 0 | 0
2018-03-15 22:00 | 247.2366 | 0 | 520.0312 | 0 | 0
2018-03-15 23:00 | 253.6898 | 0 | 535.2783 | 0 | 0
2018-03-16 | 255.5057 | 0 | 541.3084 | 0 | 0
2018-03-16 01:00 | 255.6236 | 0 | 495.2906 | 7.2 | 150
2018-03-16 02:00 | 252.2369 | 0 | 497.0173 | 7.2 | 150
2018-03-16 03:00 | 255.5983 | 0 | 521.971 | 7.2 | 150
2018-03-16 04:00 | 267.2012 | 0 | 548.8179 | 7.2 | 150
2018-03-16 05:00 | 254.7054 | 0 | 490.8508 | 7.2 | 150
2018-03-16 06:00 | 254.6793 | 0 | 506.2128 | 7.2 | 150
2018-03-16 07:00 | 248.3857 | 0 | 511.0702 | 0 | 0
2018-03-16 08:00 | 224.6955 | 0 | 516.0181 | 0 | 0
2018-03-16 09:00 | 256.3257 | 0 | 499.0555 | 0 | 0
2018-03-16 10:00 | 251.5865 | 0 | 494.938 | 0 | 0
2018-03-16 11:00 | 250.7554 | 0 | 524.1797 | 0 | 0
2018-03-16 12:00 | 236.1938 | 0 | 519.5869 | 0 | 0
2018-03-16 13:00 | 236.2678 | 0 | 518.0341 | 0 | 0
2018-03-16 14:00 | 265.4772 | 0 | 502.5505 | 0 | 0
2018-03-16 15:00 | 261.2476 | 0 | 504.0684 | 0 | 0
2018-03-16 16:00 | 260.8652 | 0 | 522.981 | 0 | 0
2018-03-16 17:00 | 250.994 | 0 | 504.5825 | 0 | 0
2018-03-16 18:00 | 250.3722 | 0 | 553.6849 | 0 | 0
2018-03-16 19:00 | 246.5547 | 0 | 525.6561 | 0 | 0
2018-03-16 20:00 | 242.1916 | 0 | 512.4368 | 0 | 0
2018-03-16 21:00 | 253.5204 | 0 | 525.8899 | 0 | 0
2018-03-16 22:00 | 247.5734 | 0 | 478.1987 | 0 | 0
2018-03-16 23:00 | 268.9164 | 0 | 501.9201 | 0 | 0
2018-03-17 | 247.9943 | 0 | 455.7068 | 0 | 0
2018-03-17 01:00 | 238.0638 | 0 | 507.4256 | 7.2 | 150
2018-03-17 02:00 | 256.4292 | 0 | 495.3276 | 7.2 | 150
2018-03-17 03:00 | 262.6603 | 0 | 500.3025 | 7.2 | 150
2018-03-17 04:00 | 256.8375 | 0 | 453.0537 | 7.2 | 150
2018-03-17 05:00 | 255.75 | 0 | 506.3604 | 7.2 | 150
2018-03-17 06:00 | 245.5885 | 0 | 518.8733 | 7.2 | 150
2018-03-17 07:00 | 262.3616 | 0 | 511.8248 | 0 | 0
2018-03-17 08:00 | 246.5278 | 0 | 531.4235 | 0 | 0
2018-03-17 09:00 | 235.2926 | 0 | 503.0498 | 0 | 0
2018-03-17 10:00 | 232.0589 | 0 | 496.1813 | 0 | 0
2018-03-17 11:00 | 245.2156 | 0 | 503.3378 | 0 | 0
2018-03-17 12:00 | 267.9102 | 0 | 470.6635 | 0 | 0
2018-03-17 13:00 | 258.6477 | 0 | 515.9593 | 0 | 0
2018-03-17 14:00 | 253.6659 | 0 | 516.6802 | 0 | 0
2018-03-17 15:00 | 240.1824 | 0 | 518.7758 | 0 | 0
2018-03-17 16:00 | 262.1339 | 0 | 508.7296 | 0 | 0
2018-03-17 17:00 | 263.0846 | 0 | 519.1365 | 0 | 0
2018-03-17 18:00 | 268.359 | 0 | 515.1536 | 0 | 0
2018-03-17 19:00 | 243.1952 | 0 | 478.7339 | 0 | 0
2018-03-17 20:00 | 249.4564 | 0 | 333.997 | 0 | 0
2018-03-17 21:00 | 245.6358 | 0 | 265.8851 | 0 | 0
2018-03-17 22:00 | 255.7678 | 0 | 234.6319 | 0 | 0
2018-03-17 23:00 | 258.1263 | 0 | 257.5489 | 0 | 0
2018-03-18 | 248.1013 | 0 | 251.0388 | 0 | 0
2018-03-18 01:00 | 245.9603 | 0 | 261.7774 | 7.2 | 150
2018-03-18 02:00 | 260.9068 | 0 | 254.4681 | 7.2 | 150
2018-03-18 03:00 | 249.0908 | 0 | 239.7544 | 7.2 | 150
2018-03-18 04:00 | 284.7379 | 0 | 255.187 | 7.2 | 150
2018-03-18 05:00 | 259.6905 | 0 | 249.9709 | 7.2 | 150
2018-03-18 06:00 | 250.225 | 0 | 259.9882 | 7.2 | 150
2018-03-18 07:00 | 257.2338 | 0 | 261.7137 | 0 | 0
2018-03-18 08:00 | 240.222 | 0 | 269.1478 | 0 | 0
2018-03-18 09:00 | 247.8955 | 0 | 246.2546 | 0 | 0
2018-03-18 10:00 | 271.8002 | 0 | 264.1682 | 0 | 0
2018-03-18 11:00 | 247.1427 | 0 | 270.373 | 0 | 0
2018-03-18 12:00 | 258.4822 | 0 | 261.663 | 0 | 0
2018-03-18 13:00 | 258.5707 | 0 | 268.9189 | 0 | 0
2018-03-18 14:00 | 242.9488 | 0 | 251.3035 | 0 | 0
2018-03-18 15:00 | 262.6517 | 0 | 251.7263 | 0 | 0
2018-03-18 16:00 | 264.5377 | 0 | 262.5497 | 0 | 0
2018-03-18 17:00 | 261.468 | 0 | 257.5885 | 0 | 0
2018-03-18 18:00 | 279.6301 | 0 | 254.4568 | 0 | 0
2018-03-18 19:00 | 249.2086 | 0 | 269.1876 | 0 | 0
2018-03-18 20:00 | 250.91 | 0 | 255.8458 | 0 | 0
2018-03-18 21:00 | 259.6132 | 0 | 266.3273 | 0 | 0
2018-03-18 22:00 | 234.2504 | 0 | 250.1518 | 0 | 0
2018-03-18 23:00 | 250.9493 | 0 | 276.5544 | 0 | 0
2018-03-19 | 248.2547 | 0 | 243.6634 | 0 | 0
2018-03-19 01:00 | 250.5131 | 0 | 268.6026 | 7.2 | 150
2018-03-19 02:00 | 251.0458 | 0 | 250.2764 | 7.2 | 150
2018-03-19 03:00 | 271.7397 | 0 | 241.4349 | 7.2 | 150
2018-03-19 04:00 | 257.9251 | 0 | 251.8767 | 7.2 | 150
2018-03-19 05:00 | 236.6466 | 0 | 276.5204 | 7.2 | 150
2018-03-19 06:00 | 263.3208 | 0 | 266.8909 | 7.2 | 150
2018-03-19 07:00 | 239.2268 | 0 | 257.8928 | 0 | 0
2018-03-19 08:00 | 244.9626 | 0 | 255.1777 | 0 | 0
2018-03-19 09:00 | 225.8528 | 0 | 245.8674 | 0 | 0
2018-03-19 10:00 | 265.7171 | 0 | 270.3426 | 0 | 0
2018-03-19 11:00 | 273.24 | 0 | 252.1375 | 0 | 0
2018-03-19 12:00 | 264.0841 | 0 | 258.244 | 0 | 0
2018-03-19 13:00 | 257.868 | 0 | 234.3646 | 0 | 0
2018-03-19 14:00 | 256.1014 | 0 | 290.9407 | 0 | 0
2018-03-19 15:00 | 267.0485 | 0 | 257.7241 | 0 | 0
2018-03-19 16:00 | 270.9238 | 0 | 263.9787 | 0 | 0
2018-03-19 17:00 | 246.6647 | 0 | 235.8035 | 0 | 0
2018-03-19 18:00 | 254.275 | 0 | 242.0255 | 0 | 0
2018-03-19 19:00 | 266.2693 | 0 | 250.413 | 0 | 0
2018-03-19 20:00 | 276.2928 | 0 | 249.6192 | 0 | 0
2018-03-19 21:00 | 272.8982 | 0 | 245.6532 | 0 | 0
2018-03-19 22:00 | 249.5238 | 0 | 253.5423 | 0 | 0
2018-03-19 23:00 | 105.3558 | 0 | 264.069 | 0 | 0
2018-03-20 | 0 | 0 | 247.4604 | 0 | 0
2018-03-20 01:00 | 0 | 0 | 270.4759 | 7.2 | 150
2018-03-20 02:00 | 0 | 0 | 265.7499 | 7.2 | 150
2018-03-20 03:00 | 0 | 0 | 250.1367 | 7.2 | 150
2018-03-20 04:00 | 0 | 0 | 266.1555 | 7.2 | 150
2018-03-20 05:00 | 0 | 0 | 250.5446 | 7.2 | 150
2018-03-20 06:00 | 0 | 0 | 247.5491 | 7.2 | 150
2018-03-20 07:00 | 0 | 0 | 248.18 | 0 | 0
2018-03-20 08:00 | 0 | 0 | 250.2887 | 0 | 0
2018-03-20 09:00 | 0 | 0 | 258.1965 | 0 | 0
2018-03-20 10:00 | 0 | 0 | 237.8575 | 0 | 0
2018-03-20 11:00 | 0 | 0 | 261.2763 | 0 | 0
2018-03-20 12:00 | 0 | 0 | 248.9624 | 0 | 0
2018-03-20 13:00 | 0 | 0 | 249.3559 | 0 | 0
2018-03-20 14:00 | 0 | 0 | 259.1509 | 0 | 0
2018-03-20 15:00 | 0 | 0 | 241.3938 | 0 | 0
2018-03-20 16:00 | 0 | 0 | 277.093 | 0 | 0
2018-03-20 17:00 | 0 | 0 | 241.6358 | 0 | 0
2018-03-20 18:00 | 0 | 0 | 274.035 | 0 | 0
2018-03-20 19:00 | 0 | 0 | 251.2652 | 0 | 0
2018-03-20 20:00 | 0 | 0 | 277.4232 | 0 | 0
2018-03-20 21:00 | 0 | 0 | 234.2119 | 0 | 0
2018-03-20 22:00 | 0 | 0 | 256.2165 | 0 | 0
2018-03-20 23:00 | 0 | 0 | 261.0007 | 0 | 0
2018-03-21 | 0 | 0 | 252.74 | 0 | 0
2018-03-21 01:00 | 0 | 0 | 247.0589 | 7.2 | 150
2018-03-21 02:00 | 0 | 0 | 255.0432 | 7.2 | 150
2018-03-21 03:00 | 0 | 0 | 265.1142 | 7.2 | 150
2018-03-21 04:00 | 0 | 0 | 262.4196 | 7.2 | 150
2018-03-21 05:00 | 0 | 0 | 262.2012 | 7.2 | 150
2018-03-21 06:00 | 0 | 0 | 266.1839 | 7.2 | 150
2018-03-21 07:00 | 0 | 0 | 251.8571 | 0 | 0
2018-03-21 08:00 | 0 | 0 | 242.631 | 0 | 0
2018-03-21 09:00 | 0 | 0 | 264.7423 | 0 | 0
2018-03-21 10:00 | 0 | 0 | 252.5122 | 0 | 0
2018-03-21 11:00 | 0 | 0 | 220.0957 | 0 | 0
2018-03-21 12:00 | 0 | 0 | 230.6611 | 0 | 0
2018-03-21 13:00 | 0 | 0 | 264.1183 | 0 | 0
2018-03-21 14:00 | 0 | 0 | 278.3111 | 0 | 0
2018-03-21 15:00 | 0 | 0 | 279.5655 | 0 | 0
2018-03-21 16:00 | 0 | 0 | 259.7584 | 0 | 0
2018-03-21 17:00 | 0 | 0 | 238.7716 | 0 | 0
2018-03-21 18:00 | 0 | 0 | 263.6779 | 0 | 0
2018-03-21 19:00 | 0 | 0 | 260.6817 | 0 | 0
2018-03-21 20:00 | 0 | 0 | 234.2139 | 0 | 0
2018-03-21 21:00 | 0 | 0 | 236.3013 | 0 | 0
2018-03-21 22:00 | 0 | 0 | 256.9623 | 0 | 0
2018-03-21 23:00 | 0 | 0 | 265.3901 | 0 | 0
2018-03-22 | 0 | 0 | 248.1363 | 0 | 0
2018-03-22 01:00 | 0 | 0 | 233.8724 | 7.2 | 150
2018-03-22 02:00 | 0 | 0 | 256.3894 | 7.2 | 150
2018-03-22 03:00 | 0 | 0 | 262.3524 | 7.2 | 150
2018-03-22 04:00 | 0 | 0 | 243.4357 | 7.2 | 150
2018-03-22 05:00 | 0 | 0 | 262.1666 | 7.2 | 150
2018-03-22 06:00 | 0 | 0 | 232.3184 | 7.2 | 150
2018-03-22 07:00 | 0 | 0 | 246.0498 | 0 | 0
2018-03-22 08:00 | 0 | 0 | 274.2598 | 0 | 0
2018-03-22 09:00 | 0 | 0 | 262.3426 | 0 | 0
2018-03-22 10:00 | 0 | 0 | 281.4087 | 0 | 0
2018-03-22 11:00 | 0 | 0 | 248.2673 | 0 | 0
2018-03-22 12:00 | 0 | 0 | 256.6708 | 0 | 0
2018-03-22 13:00 | 0 | 0 | 254.7603 | 0 | 0
2018-03-22 14:00 | 0 | 0 | 250.0328 | 0 | 0
2018-03-22 15:00 | 0 | 0 | 260.0626 | 0 | 0
2018-03-22 16:00 | 0 | 0 | 258.6508 | 0 | 0
2018-03-22 17:00 | 0 | 0 | 235.5449 | 0 | 0
2018-03-22 18:00 | 0 | 0 | 263.0776 | 0 | 0
2018-03-22 19:00 | 0 | 0 | 259.3541 | 0 | 0
2018-03-22 20:00 | 0 | 0 | 162.7143 | 0 | 0
2018-03-22 21:00 | 0 | 0 | 0 | 0 | 0
2018-03-22 22:00 | 0 | 0 | 0 | 0 | 0
2018-03-22 23:00 | 0 | 0 | 0 | 0 | 0
2018-03-23 | 0 | 0 | 0 | 0 | 0
2018-03-23 01:00 | 0 | 0 | 0 | 7.2 | 150
2018-03-23 02:00 | 0 | 0 | 0 | 7.2 | 150
2018-03-23 03:00 | 0 | 0 | 0 | 7.2 | 150
2018-03-23 04:00 | 0 | 0 | 0 | 7.2 | 150
2018-03-23 05:00 | 0 | 0 | 0 | 7.2 | 150
2018-03-23 06:00 | 0 | 0 | 0 | 7.2 | 150
2018-03-23 07:00 | 0 | 0 | 0 | 0 | 0
2018-03-23 08:00 | 0 | 0 | 0 | 0 | 0
2018-03-23 09:00 | 0 | 0 | 0 | 0 | 0
2018-03-23 10:00 | 0 | 0 | 0 | 0 | 0
2018-03-23 11:00 | 0 | 0 | 0 | 0 | 0
2018-03-23 12:00 | 0 | 50.7441 | 0 | 0 | 0
2018-03-23 13:00 | 0 | 240.9992 | 0 | 0 | 0
2018-03-23 14:00 | 0 | 270.8336 | 0 | 0 | 0
2018-03-23 15:00 | 0 | 252.6288 | 0 | 0 | 0
2018-03-23 16:00 | 0 | 257.0698 | 0 | 0 | 0
2018-03-23 17:00 | 0 | 259.0758 | 0 | 0 | 0
2018-03-23 18:00 | 0 | 255.4365 | 0 | 0 | 0
2018-03-23 19:00 | 0 | 259.4548 | 0 | 0 | 0
2018-03-23 20:00 | 0 | 257.479 | 0 | 0 | 0
2018-03-23 21:00 | 0 | 266.3881 | 0 | 0 | 0
2018-03-23 22:00 | 0 | 256.9399 | 0 | 0 | 0
2018-03-23 23:00 | 0 | 252.3128 | 0 | 0 | 0
2018-03-24 | 0 | 239.5299 | 0 | 0 | 0
2018-03-24 01:00 | 0 | 255.5872 | 0 | 7.2 | 150
2018-03-24 02:00 | 0 | 266.1419 | 0 | 7.2 | 150
2018-03-24 03:00 | 0 | 282.9569 | 0 | 7.2 | 150
2018-03-24 04:00 | 0 | 248.3061 | 0 | 7.2 | 150
2018-03-24 05:00 | 0 | 254.886 | 0 | 7.2 | 150
2018-03-24 06:00 | 0 | 263.2407 | 0 | 7.2 | 150
2018-03-24 07:00 | 0 | 238.6915 | 0 | 0 | 0
2018-03-24 08:00 | 0 | 244.7223 | 0 | 0 | 0
2018-03-24 09:00 | 0 | 242.2875 | 0 | 0 | 0
2018-03-24 10:00 | 0 | 234.7732 | 0 | 0 | 0
2018-03-24 11:00 | 0 | 227.193 | 0 | 0 | 0
2018-03-24 12:00 | 0 | 260.6195 | 0 | 0 | 0
2018-03-24 13:00 | 0 | 245.2117 | 0 | 0 | 0
2018-03-24 14:00 | 0 | 254.0826 | 0 | 0 | 0
2018-03-24 15:00 | 0 | 271.4029 | 0 | 0 | 0
2018-03-24 16:00 | 0 | 260.3956 | 0 | 0 | 0
2018-03-24 17:00 | 0 | 277.8705 | 0 | 0 | 0
2018-03-24 18:00 | 0 | 246.7592 | 0 | 0 | 0
2018-03-24 19:00 | 0 | 281.8917 | 0 | 0 | 0
2018-03-24 20:00 | 0 | 274.8295 | 0 | 0 | 0
2018-03-24 21:00 | 0 | 240.8736 | 0 | 0 | 0
2018-03-24 22:00 | 0 | 234.6316 | 0 | 0 | 0
2018-03-24 23:00 | 0 | 249.3807 | 0 | 0 | 0
2018-03-25 | 0 | 256.964 | 0 | 0 | 0
2018-03-25 01:00 | 0 | 250.8438 | 0 | 7.2 | 150
2018-03-25 02:00 | 0 | 259.4286 | 0 | 7.2 | 150
2018-03-25 03:00 | 0 | 256.5761 | 0 | 7.2 | 150
2018-03-25 04:00 | 0 | 239.3011 | 0 | 7.2 | 150
2018-03-25 05:00 | 0 | 272.4226 | 0 | 7.2 | 150
2018-03-25 06:00 | 0 | 260.899 | 0 | 7.2 | 150
2018-03-25 07:00 | 0 | 256.0236 | 0 | 0 | 0
2018-03-25 08:00 | 0 | 260.886 | 0 | 0 | 0
2018-03-25 09:00 | 0 | 247.4026 | 0 | 0 | 0
2018-03-25 10:00 | 0 | 239.5215 | 0 | 0 | 0
2018-03-25 11:00 | 0 | 267.6571 | 0 | 0 | 0
2018-03-25 12:00 | 0 | 266.8166 | 0 | 0 | 0
2018-03-25 13:00 | 0 | 268.6616 | 0 | 0 | 0
2018-03-25 14:00 | 0 | 261.0932 | 0 | 0 | 0
2018-03-25 15:00 | 0 | 272.3568 | 0 | 0 | 0
2018-03-25 16:00 | 0 | 264.8099 | 0 | 0 | 0
2018-03-25 17:00 | 0 | 257.3665 | 0 | 0 | 0
2018-03-25 18:00 | 0 | 283.7671 | 0 | 0 | 0
2018-03-25 19:00 | 0 | 245.0779 | 0 | 0 | 0
2018-03-25 20:00 | 0 | 262.9379 | 0 | 0 | 0
2018-03-25 21:00 | 0 | 260.7854 | 0 | 0 | 0
2018-03-25 22:00 | 0 | 278.2064 | 0 | 0 | 0
2018-03-25 23:00 | 0 | 235.7579 | 0 | 0 | 0
2018-03-26 | 0 | 245.6806 | 0 | 0 | 0
2018-03-26 01:00 | 0 | 248.5367 | 0 | 7.2 | 150
2018-03-26 02:00 | 0 | 239.8195 | 0 | 7.2 | 150
2018-03-26 03:00 | 0 | 245.0347 | 0 | 7.2 | 150
2018-03-26 04:00 | 0 | 254.1267 | 0 | 7.2 | 150
2018-03-26 05:00 | 0 | 253.0544 | 0 | 7.2 | 150
2018-03-26 06:00 | 0 | 237.5154 | 0 | 7.2 | 150
2018-03-26 07:00 | 0 | 249.6994 | 0 | 0 | 0
2018-03-26 08:00 | 0 | 252.1513 | 0 | 0 | 0
2018-03-26 09:00 | 0 | 261.4035 | 0 | 0 | 0
2018-03-26 10:00 | 0 | 263.2922 | 0 | 0 | 0
2018-03-26 11:00 | 0 | 258.9321 | 0 | 0 | 0
2018-03-26 12:00 | 0 | 247.2763 | 0 | 0 | 0
2018-03-26 13:00 | 0 | 262.5606 | 0 | 0 | 0
2018-03-26 14:00 | 0 | 262.746 | 0 | 0 | 0
2018-03-26 15:00 | 0 | 272.7109 | 0 | 0 | 0
2018-03-26 16:00 | 0 | 248.4952 | 0 | 0 | 0
2018-03-26 17:00 | 0 | 239.4658 | 0 | 0 | 0
2018-03-26 18:00 | 0 | 263.0644 | 0 | 0 | 0
2018-03-26 19:00 | 0 | 239.7003 | 0 | 0 | 0
2018-03-26 20:00 | 0 | 265.6555 | 0 | 0 | 0
2018-03-26 21:00 | 0 | 267.2694 | 0 | 0 | 0
2018-03-26 22:00 | 0 | 255.3402 | 0 | 0 | 0
2018-03-26 23:00 | 0 | 276.3437 | 0 | 0 | 0
2018-03-27 | 0 | 271.9122 | 0 | 0 | 0
2018-03-27 01:00 | 0 | 257.8528 | 0 | 7.2 | 150
2018-03-27 02:00 | 0 | 260.7224 | 0 | 7.2 | 150
2018-03-27 03:00 | 0 | 255.8817 | 0 | 7.2 | 150
2018-03-27 04:00 | 0 | 261.3504 | 0 | 7.2 | 150
2018-03-27 05:00 | 0 | 260.5114 | 0 | 7.2 | 150
2018-03-27 06:00 | 0 | 247.9057 | 0 | 7.2 | 150
2018-03-27 07:00 | 0 | 259.4825 | 0 | 0 | 0
2018-03-27 08:00 | 0 | 253.2614 | 0 | 0 | 0
2018-03-27 09:00 | 0 | 246.5408 | 0 | 0 | 0
2018-03-27 10:00 | 0 | 243.6864 | 0 | 0 | 0
2018-03-27 11:00 | 0 | 258.2264 | 0 | 0 | 0
2018-03-27 12:00 | 0 | 259.3171 | 0 | 0 | 0
2018-03-27 13:00 | 0 | 232.6729 | 0 | 0 | 0
2018-03-27 14:00 | 0 | 248.2494 | 0 | 0 | 0
2018-03-27 15:00 | 0 | 261.6664 | 0 | 0 | 0
2018-03-27 16:00 | 0 | 269.7733 | 0 | 0 | 0
2018-03-27 17:00 | 0 | 226.2591 | 0 | 0 | 0
2018-03-27 18:00 | 0 | 251.0422 | 0 | 0 | 0
2018-03-27 19:00 | 0 | 268.0783 | 0 | 0 | 0
2018-03-27 20:00 | 0 | 266.7499 | 0 | 0 | 0
2018-03-27 21:00 | 0 | 278.9221 | 0 | 0 | 0
2018-03-27 22:00 | 0 | 239.9499 | 0 | 0 | 0
2018-03-27 23:00 | 0 | 254.4031 | 0 | 0 | 0
2018-03-28 | 0 | 271.7711 | 0 | 0 | 0
2018-03-28 01:00 | 0 | 281.0037 | 0 | 7.2 | 150
2018-03-28 02:00 | 0 | 250.385 | 0 | 7.2 | 150
2018-03-28 03:00 | 0 | 238.9429 | 0 | 7.2 | 150
2018-03-28 04:00 | 0 | 262.8917 | 0 | 7.2 | 150
2018-03-28 05:00 | 0 | 260.2369 | 0 | 7.2 | 150
2018-03-28 06:00 | 0 | 249.3199 | 0 | 7.2 | 150
2018-03-28 07:00 | 0 | 261.2598 | 0 | 0 | 0
2018-03-28 08:00 | 0 | 254.0659 | 0 | 0 | 0
2018-03-28 09:00 | 0 | 276.3915 | 0 | 0 | 0
2018-03-28 10:00 | 0 | 242.5747 | 0 | 0 | 0
2018-03-28 11:00 | 0 | 253.5868 | 0 | 0 | 0
2018-03-28 12:00 | 0 | 236.3395 | 0 | 0 | 0
2018-03-28 13:00 | 0 | 249.4775 | 0 | 0 | 0
2018-03-28 14:00 | 0 | 270.7381 | 0 | 0 | 0
2018-03-28 15:00 | 0 | 246.293 | 0 | 0 | 0
2018-03-28 16:00 | 0 | 236.9055 | 0 | 0 | 0
2018-03-28 17:00 | 0 | 272.9069 | 0 | 0 | 0
2018-03-28 18:00 | 0 | 242.0206 | 0 | 0 | 0
2018-03-28 19:00 | 0 | 255.6621 | 0 | 0 | 0
2018-03-28 20:00 | 0 | 254.9932 | 0 | 0 | 0
2018-03-28 21:00 | 0 | 246.6245 | 0 | 0 | 0
2018-03-28 22:00 | 0 | 266.2697 | 0 | 0 | 0
2018-03-28 23:00 | 0 | 264.2029 | 0 | 0 | 0
2018-03-29 | 0 | 235.8232 | 0 | 0 | 0
2018-03-29 01:00 | 0 | 253.5092 | 0 | 7.2 | 150
2018-03-29 02:00 | 0 | 276.865 | 0 | 7.2 | 150
2018-03-29 03:00 | 0 | 237.88 | 0 | 7.2 | 150
2018-03-29 04:00 | 0 | 253.2806 | 0 | 7.2 | 150
2018-03-29 05:00 | 0 | 259.4235 | 0 | 7.2 | 150
2018-03-29 06:00 | 0 | 247.6347 | 0 | 7.2 | 150
2018-03-29 07:00 | 0 | 256.435 | 0 | 0 | 0
2018-03-29 08:00 | 0 | 251.5505 | 0 | 0 | 0
2018-03-29 09:00 | 0 | 258.8012 | 0 | 0 | 0
2018-03-29 10:00 | 0 | 271.5312 | 0 | 0 | 0
2018-03-29 11:00 | 0 | 252.3813 | 0 | 0 | 0
2018-03-29 12:00 | 0 | 231.7959 | 0 | 0 | 0
2018-03-29 13:00 | 0 | 271.8719 | 0 | 0 | 0
2018-03-29 14:00 | 0 | 248.0028 | 0 | 0 | 0
2018-03-29 15:00 | 0 | 245.8845 | 0 | 0 | 0
2018-03-29 16:00 | 0 | 260.0873 | 0 | 0 | 0
2018-03-29 17:00 | 0 | 258.2582 | 0 | 0 | 0
2018-03-29 18:00 | 0 | 287.5929 | 0 | 0 | 0
2018-03-29 19:00 | 0 | 270.2379 | 0 | 0 | 0
2018-03-29 20:00 | 0 | 257.756 | 0 | 0 | 0
2018-03-29 21:00 | 0 | 233.6484 | 0 | 0 | 0
2018-03-29 22:00 | 0 | 238.0818 | 0 | 0 | 0
2018-03-29 23:00 | 0 | 263.0456 | 0 | 0 | 0
2018-03-30 | 0 | 255.4074 | 0 | 0 | 0
2018-03-30 01:00 | 0 | 260.2132 | 0 | 7.2 | 150
2018-03-30 02:00 | 0 | 262.692 | 0 | 7.2 | 150
2018-03-30 03:00 | 0 | 253.2858 | 0 | 7.2 | 150
2018-03-30 04:00 | 0 | 260.1165 | 0 | 7.2 | 150
2018-03-30 05:00 | 0 | 258.1465 | 0 | 7.2 | 150
2018-03-30 06:00 | 0 | 266.0696 | 0 | 7.2 | 150
2018-03-30 07:00 | 0 | 232.4087 | 0 | 0 | 0
2018-03-30 08:00 | 0 | 264.3602 | 0 | 0 | 0
2018-03-30 09:00 | 0 | 251.5841 | 0 | 0 | 0
2018-03-30 10:00 | 0 | 254.4851 | 0 | 0 | 0
2018-03-30 11:00 | 0 | 265.35 | 0 | 0 | 0
2018-03-30 12:00 | 0 | 270.0162 | 0 | 0 | 0
2018-03-30 13:00 | 0 | 261.3695 | 0 | 0 | 0
2018-03-30 14:00 | 0 | 239.3271 | 0 | 0 | 0
2018-03-30 15:00 | 0 | 259.441 | 0 | 0 | 0
2018-03-30 16:00 | 0 | 248.8936 | 0 | 0 | 0
2018-03-30 17:00 | 0 | 256.0082 | 0 | 0 | 0
2018-03-30 18:00 | 0 | 251.128 | 0 | 0 | 0
2018-03-30 19:00 | 0 | 245.8599 | 0 | 0 | 0
2018-03-30 20:00 | 0 | 265.3562 | 0 | 0 | 0
2018-03-30 21:00 | 0 | 248.7227 | 0 | 0 | 0
2018-03-30 22:00 | 0 | 251.7328 | 0 | 0 | 0
2018-03-30 23:00 | 0 | 272.9405 | 0 | 0 | 0
2018-03-31 | 0 | 263.353 | 0 | 0 | 0
2018-03-31 01:00 | 0 | 248.7354 | 0 | 7.2 | 150
2018-03-31 02:00 | 0 | 241.6457 | 0 | 7.2 | 150
2018-03-31 03:00 | 0 | 254.6441 | 0 | 7.2 | 150
2018-03-31 04:00 | 0 | 247.4302 | 0 | 7.2 | 150
2018-03-31 05:00 | 0 | 262.2796 | 0 | 7.2 | 150
2018-03-31 06:00 | 0 | 260.3842 | 0 | 7.2 | 150
2018-03-31 07:00 | 0 | 252.6398 | 0 | 0 | 0
2018-03-31 08:00 | 0 | 273.937 | 0 | 0 | 0
2018-03-31 09:00 | 0 | 239.5947 | 0 | 0 | 0
2018-03-31 10:00 | 0 | 244.8703 | 0 | 0 | 0
2018-03-31 11:00 | 0 | 264.2538 | 0 | 0 | 0
2018-03-31 12:00 | 0 | 252.6903 | 0 | 0 | 0
2018-03-31 13:00 | 0 | 262.044 | 0 | 0 | 0
2018-03-31 14:00 | 0 | 152.1629 | 0 | 0 | 0
2018-03-31 15:00 | 0 | 0 | 0 | 0 | 0
2018-03-31 16:00 | 0 | 0 | 0 | 0 | 0
2018-03-31 17:00 | 0 | 0 | 0 | 0 | 0
2018-03-31 18:00 | 0 | 0 | 0 | 0 | 0
2018-03-31 19:00 | 0 | 0 | 0 | 0 | 0
2018-03-31 20:00 | 0 | 0 | 0 | 0 | 0
2018-03-31 21:00 | 0 | 0 | 0 | 0 | 0
2018-03-31 22:00 | 0 | 0 | 0 | 0 | 0
2018-03-31 23:00 | 0 | 0 | 0 | 0 | 0
2018-04-01 | 0 | 0 | 0 | 0 | 0
2018-04-01 01:00 | 0 | 0 | 0 | 7.2 | 150
2018-04-01 02:00 | 0 | 0 | 0 | 7.2 | 150
2018-04-01 03:00 | 0 | 0 | 0 | 7.2 | 150
2018-04-01 04:00 | 0 | 0 | 0 | 7.2 | 150
2018-04-01 05:00 | 0 | 0 | 0 | 7.2 | 150
2018-04-01 06:00 | 0 | 0 | 0 | 7.2 | 150
2018-04-01 07:00 | 0 | 0 | 0 | 0 | 0
2018-04-01 08:00 | 0 | 0 | 0 | 0 | 0
2018-04-01 09:00 | 0 | 0 | 0 | 0 | 0
2018-04-01 10:00 | 0 | 0 | 0 | 0 | 0
2018-04-01 11:00 | 0 | 0 | 0 | 0 | 0
2018-04-01 12:00 | 0 | 0 | 0 | 0 | 0
2018-04-01 13:00 | 0 | 0 | 0 | 0 | 0
2018-04-01 14:00 | 0 | 0 | 0 | 0 | 0
2018-04-01 15:00 | 0 | 0 | 0 | 0 | 0
2018-04-01 16:00 | 0 | 0 | 0 | 0 | 0
2018-04-01 17:00 | 0 | 0 | 0 | 0 | 0
2018-04-01 18:00 | 0 | 0 | 0 | 0 | 0
2018-04-01 19:00 | 0 | 0 | 0 | 0 | 0
2018-04-01 20:00 | 0 | 0 | 0 | 0 | 0
2018-04-01 21:00 | 0 | 0 | 0 | 0 | 0
2018-04-01 22:00 | 0 | 0 | 0 | 0 | 0
2018-04-01 23:00 | 0 | 0 | 0 | 0 | 0
2018-04-02 | 0 | 0 | 0 | 0 | 0
2018-04-02 01:00 | 0 | 0 | 0 | 7.2 | 150
2018-04-02 02:00 | 0 | 0 | 0 | 7.2 | 150
2018-04-02 03:00 | 0 | 0 | 0 | 7.2 | 150
2018-04-02 04:00 | 0 | 0 | 0 | 7.2 | 150
2018-04-02 05:00 | 0 | 0 | 0 | 7.2 | 150
2018-04-02 06:00 | 0 | 0 | 0 | 7.2 | 150
2018-04-02 07:00 | 0 | 0 | 0 | 0 | 0
2018-04-02 08:00 | 0 | 0 | 0 | 0 | 0
2018-04-02 09:00 | 0 | 0 | 0 | 0 | 0
2018-04-02 10:00 | 0 | 0 | 0 | 0 | 0
2018-04-02 11:00 | 0 | 0 | 0 | 0 | 0
2018-04-02 12:00 | 0 | 0 | 0 | 0 | 0
2018-04-02 13:00 | 0 | 0 | 0 | 0 | 0
2018-04-02 14:00 | 0 | 0 | 0 | 0 | 0
2018-04-02 15:00 | 0 | 0 | 0 | 0 | 0
2018-04-02 16:00 | 0 | 0 | 0 | 0 | 0
2018-04-02 17:00 | 0 | 0 | 0 | 0 | 0
2018-04-02 18:00 | 0 | 0 | 0 | 0 | 0
2018-04-02 19:00 | 0 | 0 | 0 | 0 | 0
2018-04-02 20:00 | 0 | 0 | 0 | 0 | 0
2018-04-02 21:00 | 0 | 0 | 0 | 0 | 0
2018-04-02 22:00 | 0 | 0 | 0 | 0 | 0
2018-04-02 23:00 | 0 | 0 | 0 | 0 | 0
2018-04-03 | 0 | 0 | 0 | 0 | 0
2018-04-03 01:00 | 0 | 0 | 0 | 7.2 | 150
2018-04-03 02:00 | 0 | 0 | 0 | 7.2 | 150
2018-04-03 03:00 | 0 | 0 | 0 | 7.2 | 150
2018-04-03 04:00 | 0 | 0 | 0 | 7.2 | 150
2018-04-03 05:00 | 0 | 0 | 0 | 7.2 | 150
2018-04-03 06:00 | 0 | 0 | 0 | 7.2 | 150
2018-04-03 07:00 | 0 | 0 | 0 | 0 | 0
2018-04-03 08:00 | 0 | 0 | 0 | 0 | 0
2018-04-03 09:00 | 0 | 0 | 0 | 0 | 0
2018-04-03 10:00 | 0 | 0 | 0 | 0 | 0
2018-04-03 11:00 | 0 | 0 | 0 | 0 | 0
2018-04-03 12:00 | 0 | 0 | 0 | 0 | 0
2018-04-03 13:00 | 0 | 0 | 0 | 0 | 0
2018-04-03 14:00 | 0 | 0 | 0 | 0 | 0
2018-04-03 15:00 | 0 | 0 | 0 | 0 | 0
2018-04-03 16:00 | 0 | 0 | 0 | 0 | 0
2018-04-03 17:00 | 0 | 0 | 0 | 0 | 0
2018-04-03 18:00 | 0 | 0 | 0 | 0 | 0
2018-04-03 19:00 | 0 | 0 | 0 | 0 | 0
2018-04-03 20:00 | 0 | 0 | 0 | 0 | 0
2018-04-03 21:00 | 0 | 0 | 0 | 0 | 0
2018-04-03 22:00 | 0 | 0 | 0 | 0 | 0
2018-04-03 23:00 | 0 | 0 | 0 | 0 | 0
2018-04-04 | 0 | 0 | 0 | 0 | 0
2018-04-04 01:00 | 0 | 0 | 0 | 7.2 | 150
2018-04-04 02:00 | 0 | 0 | 0 | 7.2 | 150
2018-04-04 03:00 | 0 | 0 | 0 | 7.2 | 150
2018-04-04 04:00 | 0 | 0 | 0 | 7.2 | 150
2018-04-04 05:00 | 0 | 0 | 0 | 7.2 | 150
2018-04-04 06:00 | 0 | 0 | 0 | 7.2 | 150
2018-04-04 07:00 | 0 | 0 | 0 | 0 | 0
2018-04-04 08:00 | 0 | 0 | 62.1544 | 0 | 0
2018-04-04 09:00 | 0 | 0 | 249.1864 | 0 | 0
2018-04-04 10:00 | 0 | 0 | 250.3145 | 0 | 0
2018-04-04 11:00 | 0 | 0 | 270.0396 | 0 | 0
2018-04-04 12:00 | 0 | 0 | 262.9288 | 0 | 0
2018-04-04 13:00 | 0 | 0 | 232.4779 | 0 | 0
2018-04-04 14:00 | 0 | 0 | 282.5144 | 0 | 0
2018-04-04 15:00 | 0 | 0 | 260.0208 | 0 | 0
2018-04-04 16:00 | 0 | 0 | 265.4104 | 0 | 0
2018-04-04 17:00 | 0 | 0 | 260.6691 | 0 | 0
2018-04-04 18:00 | 0 | 0 | 232.8709 | 0 | 0
2018-04-04 19:00 | 0 | 0 | 256.149 | 0 | 0
2018-04-04 20:00 | 0 | 0 | 263.2029 | 0 | 0
2018-04-04 21:00 | 0 | 0 | 259.5247 | 0 | 0
2018-04-04 22:00 | 0 | 0 | 254.5562 | 0 | 0
2018-04-04 23:00 | 0 | 0 | 251.7148 | 0 | 0
2018-04-05 | 0 | 0 | 241.2688 | 0 | 0
2018-04-05 01:00 | 0 | 0 | 285.9943 | 7.2 | 150
2018-04-05 02:00 | 0 | 0 | 237.1182 | 7.2 | 150
2018-04-05 03:00 | 0 | 0 | 259.2428 | 7.2 | 150
2018-04-05 04:00 | 0 | 0 | 248.0183 | 7.2 | 150
2018-04-05 05:00 | 0 | 0 | 263.2959 | 7.2 | 150
2018-04-05 06:00 | 0 | 0 | 277.1142 | 7.2 | 150
2018-04-05 07:00 | 0 | 0 | 273.1722 | 0 | 0
2018-04-05 08:00 | 0 | 0 | 257.7158 | 0 | 0
2018-04-05 09:00 | 0 | 0 | 266.8511 | 0 | 0
2018-04-05 10:00 | 0 | 0 | 254.781 | 0 | 0
2018-04-05 11:00 | 0 | 0 | 248.708 | 0 | 0
2018-04-05 12:00 | 0 | 0 | 269.9682 | 0 | 0
2018-04-05 13:00 | 0 | 0 | 255.4038 | 0 | 0
2018-04-05 14:00 | 0 | 0 | 272.3206 | 0 | 0
2018-04-05 15:00 | 0 | 0 | 251.556 | 0 | 0
2018-04-05 16:00 | 0 | 0 | 238.4495 | 0 | 0
2018-04-05 17:00 | 0 | 0 | 242.8065 | 0 | 0
2018-04-05 18:00 | 0 | 0 | 272.1406 | 0 | 0
2018-04-05 19:00 | 0 | 0 | 263.9951 | 0 | 0
2018-04-05 20:00 | 0 | 0 | 244.0486 | 0 | 0
2018-04-05 21:00 | 0 | 0 | 243.0748 | 0 | 0
2018-04-05 22:00 | 0 | 0 | 250.6072 | 0 | 0
2018-04-05 23:00 | 0 | 0 | 260.9359 | 0 | 0
2018-04-06 | 0 | 0 | 250.7838 | 0 | 0
2018-04-06 01:00 | 0 | 0 | 255.938 | 7.2 | 150
2018-04-06 02:00 | 0 | 0 | 246.1005 | 7.2 | 150
2018-04-06 03:00 | 0 | 0 | 244.2925 | 7.2 | 150
2018-04-06 04:00 | 0 | 0 | 253.3081 | 7.2 | 150
2018-04-06 05:00 | 0 | 0 | 259.5792 | 7.2 | 150
2018-04-06 06:00 | 0 | 0 | 259.797 | 7.2 | 150
2018-04-06 07:00 | 0 | 0 | 233.1142 | 0 | 0
2018-04-06 08:00 | 0 | 0 | 254.6662 | 0 | 0
2018-04-06 09:00 | 0 | 0 | 241.5358 | 0 | 0
2018-04-06 10:00 | 0 | 0 | 261.1199 | 0 | 0
2018-04-06 11:00 | 0 | 0 | 234.3101 | 0 | 0
2018-04-06 12:00 | 0 | 0 | 254.5306 | 0 | 0
2018-04-06 13:00 | 0 | 0 | 261.5862 | 0 | 0
2018-04-06 14:00 | 0 | 0 | 243.0828 | 0 | 0
2018-04-06 15:00 | 0 | 0 | 259.9064 | 0 | 0
2018-04-06 16:00 | 0 | 0 | 241.6689 | 0 | 0
2018-04-06 17:00 | 0 | 0 | 253.6414 | 0 | 0
2018-04-06 18:00 | 0 | 0 | 241.803 | 0 | 0
2018-04-06 19:00 | 0 | 0 | 263.2335 | 0 | 0
2018-04-06 20:00 | 0 | 0 | 262.0507 | 0 | 0
2018-04-06 21:00 | 0 | 0 | 290.2333 | 0 | 0
2018-04-06 22:00 | 0 | 0 | 267.8356 | 0 | 0
2018-04-06 23:00 | 0 | 0 | 249.9904 | 0 | 0
2018-04-07 | 0 | 0 | 237.416 | 0 | 0
2018-04-07 01:00 | 0 | 0 | 269.3586 | 7.2 | 150
2018-04-07 02:00 | 0 | 0 | 246.1412 | 7.2 | 150
2018-04-07 03:00 | 0 | 0 | 234.0784 | 7.2 | 150
2018-04-07 04:00 | 0 | 0 | 277.7068 | 7.2 | 150
2018-04-07 05:00 | 0 | 0 | 255.902 | 7.2 | 150
2018-04-07 06:00 | 0 | 0 | 252.9906 | 7.2 | 150
2018-04-07 07:00 | 0 | 0 | 235.5342 | 0 | 0
2018-04-07 08:00 | 0 | 0 | 258.6717 | 0 | 0
2018-04-07 09:00 | 0 | 0 | 232.3782 | 0 | 0
2018-04-07 10:00 | 0 | 0 | 238.7839 | 0 | 0
2018-04-07 11:00 | 0 | 0 | 230.2676 | 0 | 0
2018-04-07 12:00 | 0 | 0 | 252.6624 | 0 | 0
2018-04-07 13:00 | 0 | 0 | 241.7238 | 0 | 0
2018-04-07 14:00 | 0 | 0 | 243.3818 | 0 | 0
2018-04-07 15:00 | 0 | 0 | 229.299 | 0 | 0
2018-04-07 16:00 | 0 | 0 | 269.8663 | 0 | 0
2018-04-07 17:00 | 0 | 0 | 267.1519 | 0 | 0
2018-04-07 18:00 | 0 | 0 | 256.5445 | 0 | 0
2018-04-07 19:00 | 0 | 0 | 237.7601 | 0 | 0
2018-04-07 20:00 | 0 | 0 | 269.1507 | 0 | 0
2018-04-07 21:00 | 0 | 0 | 250.0751 | 0 | 0
2018-04-07 22:00 | 0 | 0 | 253.7629 | 0 | 0
2018-04-07 23:00 | 0 | 0 | 257.8748 | 0 | 0
2018-04-08 | 0 | 0 | 241.3944 | 0 | 0
2018-04-08 01:00 | 0 | 0 | 265.0647 | 7.2 | 150
2018-04-08 02:00 | 0 | 0 | 258.4581 | 7.2 | 150
2018-04-08 03:00 | 0 | 0 | 248.2392 | 7.2 | 150
2018-04-08 04:00 | 0 | 0 | 270.8656 | 7.2 | 150
2018-04-08 05:00 | 0 | 0 | 260.292 | 7.2 | 150
2018-04-08 06:00 | 0 | 0 | 250.8954 | 7.2 | 150
2018-04-08 07:00 | 0 | 0 | 255.9099 | 0 | 0
2018-04-08 08:00 | 0 | 0 | 263.938 | 0 | 0
2018-04-08 09:00 | 0 | 0 | 270.1557 | 0 | 0
2018-04-08 10:00 | 0 | 0 | 225.3263 | 0 | 0
2018-04-08 11:00 | 0 | 0 | 254.723 | 0 | 0
2018-04-08 12:00 | 0 | 0 | 263.4546 | 0 | 0
2018-04-08 13:00 | 0 | 0 | 263.9592 | 0 | 0
2018-04-08 14:00 | 0 | 0 | 224.4811 | 0 | 0
2018-04-08 15:00 | 0 | 0 | 251.1207 | 0 | 0
2018-04-08 16:00 | 0 | 0 | 246.6796 | 0 | 0
2018-04-08 17:00 | 0 | 0 | 238.4213 | 0 | 0
2018-04-08 18:00 | 0 | 0 | 245.4598 | 0 | 0
2018-04-08 19:00 | 0 | 0 | 262.3335 | 0 | 0
2018-04-08 20:00 | 0 | 0 | 230.9412 | 0 | 0
2018-04-08 21:00 | 0 | 0 | 264.1481 | 0 | 0
2018-04-08 22:00 | 0 | 0 | 257.9789 | 0 | 0
2018-04-08 23:00 | 0 | 0 | 284.3594 | 0 | 0
2018-04-09 | 0 | 0 | 268.9474 | 0 | 0
2018-04-09 01:00 | 0 | 0 | 254.5603 | 7.2 | 150
2018-04-09 02:00 | 0 | 0 | 237.831 | 7.2 | 150
2018-04-09 03:00 | 0 | 0 | 265.1196 | 7.2 | 150
2018-04-09 04:00 | 0 | 0 | 253.1079 | 7.2 | 150
2018-04-09 05:00 | 0 | 0 | 277.1361 | 7.2 | 150
2018-04-09 06:00 | 0 | 0 | 255.4596 | 7.2 | 150
2018-04-09 07:00 | 0 | 0 | 250.7737 | 0 | 0
2018-04-09 08:00 | 0 | 0 | 232.8716 | 0 | 0
2018-04-09 09:00 | 0 | 0 | 244.0633 | 0 | 0
2018-04-09 10:00 | 0 | 0 | 261.2305 | 0 | 0
2018-04-09 11:00 | 0 | 0 | 255.4771 | 0 | 0
2018-04-09 12:00 | 0 | 0 | 249.2401 | 0 | 0
2018-04-09 13:00 | 0 | 0 | 248.1936 | 0 | 0
2018-04-09 14:00 | 0 | 0 | 249.7374 | 0 | 0
2018-04-09 15:00 | 0 | 0 | 262.9899 | 0 | 0
2018-04-09 16:00 | 0 | 0 | 236.4364 | 0 | 0
2018-04-09 17:00 | 0 | 0 | 234.4091 | 0 | 0
2018-04-09 18:00 | 0 | 0 | 247.3692 | 0 | 0
2018-04-09 19:00 | 0 | 0 | 263.6924 | 0 | 0
2018-04-09 20:00 | 0 | 0 | 256.7574 | 0 | 0
2018-04-09 21:00 | 0 | 0 | 257.655 | 0 | 0
2018-04-09 22:00 | 0 | 0 | 246.3598 | 0 | 0
2018-04-09 23:00 | 0 | 0 | 284.4455 | 0 | 0
2018-04-10 | 0 | 0 | 229.8169 | 0 | 0
2018-04-10 01:00 | 0 | 0 | 247.7875 | 7.2 | 150
2018-04-10 02:00 | 0 | 0 | 251.9291 | 7.2 | 150
2018-04-10 03:00 | 0 | 0 | 242.586 | 7.2 | 150
2018-04-10 04:00 | 0 | 0 | 263.8966 | 7.2 | 150
2018-04-10 05:00 | 0 | 0 | 236.587 | 7.2 | 150
2018-04-10 06:00 | 0 | 0 | 259.1704 | 7.2 | 150
2018-04-10 07:00 | 0 | 0 | 231.7381 | 0 | 0
2018-04-10 08:00 | 0 | 0 | 246.2519 | 0 | 0
2018-04-10 09:00 | 0 | 0 | 269.0321 | 0 | 0
2018-04-10 10:00 | 0 | 0 | 271.5971 | 0 | 0
2018-04-10 11:00 | 0 | 0 | 249.5159 | 0 | 0
2018-04-10 12:00 | 0 | 0 | 237.0907 | 0 | 0
2018-04-10 13:00 | 0 | 0 | 232.2844 | 0 | 0
2018-04-10 14:00 | 0 | 0 | 284.4773 | 0 | 0
2018-04-10 15:00 | 0 | 0 | 251.4408 | 0 | 0
2018-04-10 16:00 | 0 | 0 | 277.5375 | 0 | 0
2018-04-10 17:00 | 0 | 0 | 261.9508 | 0 | 0
2018-04-10 18:00 | 0 | 0 | 272.4523 | 0 | 0
2018-04-10 19:00 | 0 | 0 | 243.1652 | 0 | 0
2018-04-10 20:00 | 0 | 0 | 255.7502 | 0 | 0
2018-04-10 21:00 | 0 | 0 | 250.3688 | 0 | 0
2018-04-10 22:00 | 0 | 0 | 265.0617 | 0 | 0
2018-04-10 23:00 | 0 | 0 | 248.1885 | 0 | 0
2018-04-11 | 0 | 0 | 235.9382 | 0 | 0
2018-04-11 01:00 | 0 | 0 | 255.9017 | 7.2 | 150
2018-04-11 02:00 | 0 | 0 | 230.7779 | 7.2 | 150
2018-04-11 03:00 | 0 | 0 | 255.0339 | 7.2 | 150
2018-04-11 04:00 | 0 | 0 | 231.1951 | 7.2 | 150
2018-04-11 05:00 | 0 | 0 | 253.809 | 7.2 | 150
2018-04-11 06:00 | 0 | 0 | 225.4483 | 7.2 | 150
2018-04-11 07:00 | 0 | 0 | 245.0874 | 0 | 0
2018-04-11 08:00 | 0 | 0 | 235.4819 | 0 | 0
2018-04-11 09:00 | 0 | 0 | 258.2058 | 0 | 0
2018-04-11 10:00 | 0 | 0 | 244.8829 | 0 | 0
2018-04-11 11:00 | 0 | 0 | 228.4479 | 0 | 0
2018-04-11 12:00 | 0 | 0 | 258.9346 | 0 | 0
2018-04-11 13:00 | 0 | 0 | 250.6308 | 0 | 0
2018-04-11 14:00 | 0 | 0 | 253.2061 | 0 | 0
2018-04-11 15:00 | 0 | 0 | 252.3326 | 0 | 0
2018-04-11 16:00 | 0 | 0 | 275.574 | 0 | 0
2018-04-11 17:00 | 0 | 0 | 253.6512 | 0 | 0
2018-04-11 18:00 | 0 | 0 | 263.5994 | 0 | 0
2018-04-11 19:00 | 0 | 0 | 212.2008 | 0 | 0
2018-04-11 20:00 | 0 | 0 | 265.4518 | 0 | 0
2018-04-11 21:00 | 0 | 0 | 263.1093 | 0 | 0
2018-04-11 22:00 | 0 | 0 | 254.1528 | 0 | 0
2018-04-11 23:00 | 0 | 126.1712 | 243.2845 | 0 | 0
2018-04-12 | 0 | 258.3135 | 248.1572 | 0 | 0
2018-04-12 01:00 | 0 | 239.7781 | 225.817 | 7.2 | 150
2018-04-12 02:00 | 0 | 250.3092 | 252.2511 | 7.2 | 150
2018-04-12 03:00 | 0 | 253.4593 | 260.0462 | 7.2 | 150
2018-04-12 04:00 | 0 | 251.2327 | 248.2256 | 7.2 | 150
2018-04-12 05:00 | 0 | 264.1175 | 241.1571 | 7.2 | 150
2018-04-12 06:00 | 0 | 242.2042 | 253.0042 | 7.2 | 150
2018-04-12 07:00 | 0 | 255.7471 | 266.253 | 0 | 0
2018-04-12 08:00 | 0 | 244.4782 | 254.6596 | 0 | 0
2018-04-12 09:00 | 0 | 237.3148 | 126.9614 | 0 | 0
2018-04-12 10:00 | 0 | 259.2985 | 44.4039 | 0 | 0
2018-04-12 11:00 | 0 | 237.1259 | 0 | 0 | 0
2018-04-12 12:00 | 0 | 239.7409 | 0 | 0 | 0
2018-04-12 13:00 | 0 | 240.8012 | 0 | 0 | 0
2018-04-12 14:00 | 0 | 263.316 | 0 | 0 | 0
2018-04-12 15:00 | 0 | 255.5443 | 0 | 0 | 0
2018-04-12 16:00 | 0 | 244.4252 | 0 | 0 | 0
2018-04-12 17:00 | 0 | 256.8638 | 0 | 0 | 0
2018-04-12 18:00 | 0 | 243.3234 | 0 | 0 | 0
2018-04-12 19:00 | 0 | 245.8853 | 0 | 0 | 0
2018-04-12 20:00 | 0 | 260.5605 | 0 | 0 | 0
2018-04-12 21:00 | 0 | 268.3251 | 0 | 0 | 0
2018-04-12 22:00 | 0 | 253.9102 | 0 | 0 | 0
2018-04-12 23:00 | 0 | 264.7249 | 0 | 0 | 0
2018-04-13 | 0 | 249.7174 | 0 | 0 | 0
2018-04-13 01:00 | 0 | 256.3803 | 0 | 7.2 | 150
2018-04-13 02:00 | 0 | 250.244 | 0 | 7.2 | 150
2018-04-13 03:00 | 0 | 253.4802 | 0 | 7.2 | 150
2018-04-13 04:00 | 0 | 272.0158 | 0 | 7.2 | 150
2018-04-13 05:00 | 0 | 260.401 | 0 | 7.2 | 150
2018-04-13 06:00 | 0 | 226.9008 | 0 | 7.2 | 150
2018-04-13 07:00 | 0 | 252.5904 | 0 | 0 | 0
2018-04-13 08:00 | 0 | 231.6012 | 0 | 0 | 0
2018-04-13 09:00 | 0 | 267.2807 | 0 | 0 | 0
2018-04-13 10:00 | 0 | 231.7649 | 0 | 0 | 0
2018-04-13 11:00 | 0 | 259.6222 | 0 | 0 | 0
2018-04-13 12:00 | 0 | 234.7635 | 0 | 0 | 0
2018-04-13 13:00 | 0 | 265.013 | 0 | 0 | 0
2018-04-13 14:00 | 0 | 270.6549 | 0 | 0 | 0
2018-04-13 15:00 | 0 | 239.1965 | 0 | 0 | 0
2018-04-13 16:00 | 0 | 260.4516 | 0 | 0 | 0
2018-04-13 17:00 | 0 | 237.7139 | 0 | 0 | 0
2018-04-13 18:00 | 0 | 238.9536 | 0 | 0 | 0
2018-04-13 19:00 | 0 | 266.2507 | 0 | 0 | 0
2018-04-13 20:00 | 0 | 259.7435 | 0 | 0 | 0
2018-04-13 21:00 | 0 | 248.2174 | 0 | 0 | 0
2018-04-13 22:00 | 0 | 264.3928 | 0 | 0 | 0
2018-04-13 23:00 | 0 | 240.1569 | 0 | 0 | 0
2018-04-14 | 0 | 263.5592 | 0 | 0 | 0
2018-04-14 01:00 | 0 | 261.8414 | 0 | 7.2 | 150
2018-04-14 02:00 | 0 | 247.4243 | 0 | 7.2 | 150
2018-04-14 03:00 | 0 | 262.826 | 0 | 7.2 | 150
2018-04-14 04:00 | 0 | 245.4593 | 0 | 7.2 | 150
2018-04-14 05:00 | 0 | 267.3727 | 0 | 7.2 | 150
2018-04-14 06:00 | 0 | 255.0367 | 0 | 7.2 | 150
2018-04-14 07:00 | 0 | 247.1279 | 0 | 0 | 0
2018-04-14 08:00 | 0 | 246.3466 | 0 | 0 | 0
2018-04-14 09:00 | 0 | 238.0452 | 0 | 0 | 0
2018-04-14 10:00 | 0 | 255.3728 | 0 | 0 | 0
2018-04-14 11:00 | 0 | 268.2939 | 0 | 0 | 0
2018-04-14 12:00 | 0 | 264.1688 | 0 | 0 | 0
2018-04-14 13:00 | 0 | 261.3194 | 0 | 0 | 0
2018-04-14 14:00 | 0 | 252.1623 | 0 | 0 | 0
2018-04-14 15:00 | 0 | 249.4101 | 0 | 0 | 0
2018-04-14 16:00 | 0 | 263.9055 | 0 | 0 | 0
2018-04-14 17:00 | 0 | 257.8087 | 0 | 0 | 0
2018-04-14 18:00 | 0 | 243.426 | 0 | 0 | 0
2018-04-14 19:00 | 0 | 266.7192 | 0 | 0 | 0
2018-04-14 20:00 | 0 | 250.1603 | 0 | 0 | 0
2018-04-14 21:00 | 0 | 263.0201 | 0 | 0 | 0
2018-04-14 22:00 | 0 | 258.2912 | 0 | 0 | 0
2018-04-14 23:00 | 0 | 245.8667 | 0 | 0 | 0
2018-04-15 | 0 | 249.7449 | 0 | 0 | 0
2018-04-15 01:00 | 0 | 261.6952 | 0 | 7.2 | 150
2018-04-15 02:00 | 0 | 249.5745 | 0 | 7.2 | 150
2018-04-15 03:00 | 0 | 260.6771 | 0 | 7.2 | 150
2018-04-15 04:00 | 0 | 265.6873 | 0 | 7.2 | 150
2018-04-15 05:00 | 0 | 256.8991 | 0 | 7.2 | 150
2018-04-15 06:00 | 0 | 257.1375 | 0 | 7.2 | 150
2018-04-15 07:00 | 0 | 241.725 | 0 | 0 | 0
2018-04-15 08:00 | 0 | 254.8924 | 0 | 0 | 0
2018-04-15 09:00 | 0 | 244.6693 | 0 | 0 | 0
2018-04-15 10:00 | 0 | 258.3906 | 0 | 0 | 0
2018-04-15 11:00 | 0 | 275.6908 | 0 | 0 | 0
2018-04-15 12:00 | 0 | 275.7769 | 0 | 0 | 0
2018-04-15 13:00 | 0 | 239.9325 | 0 | 0 | 0
2018-04-15 14:00 | 0 | 231.6925 | 0 | 0 | 0
2018-04-15 15:00 | 0 | 260.443 | 0 | 0 | 0
2018-04-15 16:00 | 0 | 275.2417 | 0 | 0 | 0
2018-04-15 17:00 | 0 | 249.1854 | 0 | 0 | 0
2018-04-15 18:00 | 0 | 249.8685 | 0 | 0 | 0
2018-04-15 19:00 | 0 | 285.8378 | 0 | 0 | 0
2018-04-15 20:00 | 0 | 241.7242 | 0 | 0 | 0
2018-04-15 21:00 | 0 | 242.7224 | 0 | 0 | 0
2018-04-15 22:00 | 0 | 248.555 | 0 | 0 | 0
2018-04-15 23:00 | 0 | 222.2689 | 0 | 0 | 0
2018-04-16 | 0 | 246.6211 | 0 | 0 | 0
2018-04-16 01:00 | 0 | 268.5546 | 129.8833 | 7.2 | 150
2018-04-16 02:00 | 0 | 253.1995 | 244.6128 | 7.2 | 150
2018-04-16 03:00 | 0 | 240.3928 | 245.0777 | 7.2 | 150
2018-04-16 04:00 | 0 | 266.3029 | 254.9146 | 7.2 | 150
2018-04-16 05:00 | 0 | 265.0728 | 247.7086 | 7.2 | 150
2018-04-16 06:00 | 0 | 268.4126 | 273.9377 | 7.2 | 150
2018-04-16 07:00 | 0 | 255.1146 | 267.615 | 0 | 0
2018-04-16 08:00 | 0 | 277.4311 | 263.8182 | 0 | 0
2018-04-16 09:00 | 0 | 264.455 | 249.5105 | 0 | 0
2018-04-16 10:00 | 0 | 249.2494 | 240.5458 | 0 | 0
2018-04-16 11:00 | 0 | 246.3831 | 256.283 | 0 | 0
2018-04-16 12:00 | 0 | 241.5399 | 262.6883 | 0 | 0
2018-04-16 13:00 | 0 | 257.4272 | 261.2446 | 0 | 0
2018-04-16 14:00 | 0 | 230.1444 | 253.7157 | 0 | 0
2018-04-16 15:00 | 0 | 257.5456 | 246.2781 | 0 | 0
2018-04-16 16:00 | 0 | 255.8175 | 264.9174 | 0 | 0
2018-04-16 17:00 | 0 | 265.9872 | 260.3779 | 0 | 0
2018-04-16 18:00 | 0 | 253.5565 | 253.638 | 0 | 0
2018-04-16 19:00 | 0 | 247.2078 | 249.2511 | 0 | 0
2018-04-16 20:00 | 0 | 255.7045 | 240.3685 | 0 | 0
2018-04-16 21:00 | 0 | 245.1473 | 233.2119 | 0 | 0
2018-04-16 22:00 | 0 | 257.1767 | 246.1062 | 0 | 0
2018-04-16 23:00 | 0 | 245.0512 | 242.7918 | 0 | 0
2018-04-17 | 0 | 262.7724 | 245.0656 | 0 | 0
2018-04-17 01:00 | 0 | 261.4898 | 247.492 | 7.2 | 150
2018-04-17 02:00 | 0 | 274.2399 | 266.4775 | 7.2 | 150
2018-04-17 03:00 | 0 | 274.077 | 257.5442 | 7.2 | 150
2018-04-17 04:00 | 0 | 256.9301 | 260.8751 | 7.2 | 150
2018-04-17 05:00 | 0 | 263.9344 | 241.7133 | 7.2 | 150
2018-04-17 06:00 | 0 | 251.2787 | 252.5275 | 7.2 | 150
2018-04-17 07:00 | 0 | 234.7964 | 252.6558 | 0 | 0
2018-04-17 08:00 | 0 | 252.6585 | 260.4896 | 0 | 0
2018-04-17 09:00 | 0 | 256.3241 | 266.2013 | 0 | 0
2018-04-17 10:00 | 0 | 252.7823 | 249.036 | 0 | 0
2018-04-17 11:00 | 0 | 246.5308 | 262.3843 | 0 | 0
2018-04-17 12:00 | 0 | 242.6857 | 236.5724 | 0 | 0
2018-04-17 13:00 | 0 | 273.2077 | 251.8589 | 0 | 0
2018-04-17 14:00 | 0 | 251.5771 | 244.6365 | 0 | 0
2018-04-17 15:00 | 0 | 269.5091 | 258.7749 | 0 | 0
2018-04-17 16:00 | 0 | 258.1866 | 245.8498 | 0 | 0
2018-04-17 17:00 | 0 | 241.4701 | 246.4516 | 0 | 0
2018-04-17 18:00 | 0 | 259.6148 | 246.8417 | 0 | 0
2018-04-17 19:00 | 0 | 287.4654 | 257.2828 | 0 | 0
2018-04-17 20:00 | 0 | 238.9526 | 266.2443 | 0 | 0
2018-04-17 21:00 | 0 | 235.7375 | 256.1131 | 0 | 0
2018-04-17 22:00 | 0 | 236.2094 | 252.5206 | 0 | 0
2018-04-17 23:00 | 0 | 259.888 | 261.3549 | 0 | 0
2018-04-18 | 0 | 278.1032 | 247.0143 | 0 | 0
2018-04-18 01:00 | 0 | 257.0181 | 256.231 | 7.2 | 150
2018-04-18 02:00 | 0 | 243.1806 | 261.7651 | 7.2 | 150
2018-04-18 03:00 | 0 | 235.093 | 268.3867 | 7.2 | 150
2018-04-18 04:00 | 0 | 250.5942 | 252.5696 | 7.2 | 150
2018-04-18 05:00 | 0 | 268.8838 | 287.0491 | 7.2 | 150
2018-04-18 06:00 | 0 | 246.0566 | 256.3512 | 7.2 | 150
2018-04-18 07:00 | 0 | 246.8702 | 280.32 | 0 | 0
2018-04-18 08:00 | 0 | 254.2854 | 246.4121 | 0 | 0
2018-04-18 09:00 | 0 | 244.3155 | 257.6098 | 0 | 0
2018-04-18 10:00 | 0 | 250.9557 | 254.9748 | 0 | 0
2018-04-18 11:00 | 0 | 266.1392 | 239.8398 | 0 | 0
2018-04-18 12:00 | 0 | 237.4176 | 232.885 | 0 | 0
2018-04-18 13:00 | 0 | 246.8624 | 231.3796 | 0 | 0
2018-04-18 14:00 | 0 | 242.314 | 232.7848 | 0 | 0
2018-04-18 15:00 | 0 | 263.7525 | 388.0937 | 0 | 0
2018-04-18 16:00 | 0 | 235.5239 | 493.727 | 0 | 0
2018-04-18 17:00 | 0 | 231.9722 | 510.7982 | 0 | 0
2018-04-18 18:00 | 0 | 250.2553 | 515.5646 | 0 | 0
2018-04-18 19:00 | 0 | 239.2253 | 513.0117 | 0 | 0
2018-04-18 20:00 | 0 | 244.3133 | 526.038 | 0 | 0
2018-04-18 21:00 | 0 | 255.4431 | 525.7665 | 0 | 0
2018-04-18 22:00 | 0 | 255.3535 | 498.7779 | 0 | 0
2018-04-18 23:00 | 0 | 262.296 | 518.8087 | 0 | 0
2018-04-19 | 0 | 258.7323 | 496.0414 | 0 | 0
2018-04-19 01:00 | 0 | 256.9121 | 507.3857 | 7.2 | 150
2018-04-19 02:00 | 0 | 256.175 | 514.508 | 7.2 | 150
2018-04-19 03:00 | 0 | 264.6847 | 515.0304 | 7.2 | 150
2018-04-19 04:00 | 0 | 232.7019 | 534.9026 | 7.2 | 150
2018-04-19 05:00 | 0 | 245.0027 | 467.4017 | 7.2 | 150
2018-04-19 06:00 | 0 | 253.8275 | 536.6184 | 7.2 | 150
2018-04-19 07:00 | 0 | 238.7351 | 507.0305 | 0 | 0
2018-04-19 08:00 | 0 | 257.3481 | 520.8654 | 0 | 0
2018-04-19 09:00 | 0 | 251.1459 | 518.2816 | 0 | 0
2018-04-19 10:00 | 0 | 239.6823 | 484.8795 | 0 | 0
2018-04-19 11:00 | 0 | 256.7015 | 511.8235 | 0 | 0
2018-04-19 12:00 | 0 | 261.3156 | 513.6432 | 0 | 0
2018-04-19 13:00 | 0 | 253.3934 | 497.6523 | 0 | 0
2018-04-19 14:00 | 0 | 277.4576 | 502.3911 | 0 | 0
2018-04-19 15:00 | 0 | 256.736 | 533.6375 | 0 | 0
2018-04-19 16:00 | 0 | 259.9967 | 478.204 | 0 | 0
2018-04-19 17:00 | 0 | 225.3054 | 542.4291 | 0 | 0
2018-04-19 18:00 | 0 | 266.1088 | 488.2033 | 0 | 0
2018-04-19 19:00 | 0 | 242.416 | 514.834 | 0 | 0
2018-04-19 20:00 | 0 | 264.3155 | 519.4423 | 0 | 0
2018-04-19 21:00 | 0 | 258.1394 | 519.1871 | 0 | 0
2018-04-19 22:00 | 0 | 238.5026 | 505.8517 | 0 | 0
2018-04-19 23:00 | 0 | 242.0942 | 482.6801 | 0 | 0
2018-04-20 | 0 | 276.111 | 516.1578 | 0 | 0
2018-04-20 01:00 | 0 | 240.151 | 528.2715 | 7.2 | 150
2018-04-20 02:00 | 0 | 251.526 | 549.5566 | 7.2 | 150
2018-04-20 03:00 | 0 | 261.2864 | 501.5831 | 7.2 | 150
2018-04-20 04:00 | 0 | 269.915 | 502.157 | 7.2 | 150
2018-04-20 05:00 | 0 | 261.0674 | 519.9328 | 7.2 | 150
2018-04-20 06:00 | 0 | 235.308 | 485.6546 | 7.2 | 150
2018-04-20 07:00 | 0 | 248.962 | 531.2843 | 0 | 0
2018-04-20 08:00 | 0 | 155.2692 | 534.568 | 0 | 0
2018-04-20 09:00 | 0 | 21.6561 | 499.5057 | 0 | 0
2018-04-20 10:00 | 0 | 0 | 527.345 | 0 | 0
2018-04-20 11:00 | 0 | 0 | 499.3021 | 0 | 0
2018-04-20 12:00 | 0 | 0 | 530.2467 | 0 | 0
2018-04-20 13:00 | 0 | 0 | 506.969 | 0 | 0
2018-04-20 14:00 | 0 | 0 | 527.0073 | 0 | 0
2018-04-20 15:00 | 0 | 0 | 522.4823 | 0 | 0
2018-04-20 16:00 | 0 | 0 | 494.5836 | 0 | 0
2018-04-20 17:00 | 0 | 0 | 490.7188 | 0 | 0
2018-04-20 18:00 | 0 | 0 | 518.2753 | 0 | 0
2018-04-20 19:00 | 0 | 0 | 477.3584 | 0 | 0
2018-04-20 20:00 | 0 | 0 | 521.8809 | 0 | 0
2018-04-20 21:00 | 0 | 0 | 505.639 | 0 | 0
2018-04-20 22:00 | 0 | 0 | 501.6393 | 0 | 0
2018-04-20 23:00 | 0 | 0 | 506.1649 | 0 | 0
2018-04-21 | 0 | 0 | 492.5344 | 0 | 0
2018-04-21 01:00 | 0 | 0 | 536.4713 | 7.2 | 150
2018-04-21 02:00 | 0 | 0 | 508.8411 | 7.2 | 150
2018-04-21 03:00 | 0 | 0 | 529.6514 | 7.2 | 150
2018-04-21 04:00 | 0 | 0 | 525.9503 | 7.2 | 150
2018-04-21 05:00 | 0 | 0 | 507.9832 | 7.2 | 150
2018-04-21 06:00 | 0 | 0 | 533.2133 | 7.2 | 150
2018-04-21 07:00 | 0 | 0 | 498.3544 | 0 | 0
2018-04-21 08:00 | 0 | 0 | 522.7031 | 0 | 0
2018-04-21 09:00 | 0 | 0 | 513.4145 | 0 | 0
2018-04-21 10:00 | 0 | 0 | 515.969 | 0 | 0
2018-04-21 11:00 | 0 | 0 | 503.3258 | 0 | 0
2018-04-21 12:00 | 0 | 0 | 513.1067 | 0 | 0
2018-04-21 13:00 | 0 | 0 | 481.4412 | 0 | 0
2018-04-21 14:00 | 0 | 0 | 493.8108 | 0 | 0
2018-04-21 15:00 | 0 | 0 | 512.1172 | 0 | 0
2018-04-21 16:00 | 0 | 0 | 493.4067 | 0 | 0
2018-04-21 17:00 | 0 | 0 | 487.7056 | 0 | 0
2018-04-21 18:00 | 0 | 0 | 510.6037 | 0 | 0
2018-04-21 19:00 | 0 | 0 | 526.4452 | 0 | 0
2018-04-21 20:00 | 0 | 0 | 515.6339 | 0 | 0
2018-04-21 21:00 | 0 | 0 | 478.5681 | 0 | 0
2018-04-21 22:00 | 0 | 0 | 534.9469 | 0 | 0
2018-04-21 23:00 | 0 | 0 | 487.6627 | 0 | 0
2018-04-22 | 0 | 0 | 483.5797 | 0 | 0
2018-04-22 01:00 | 0 | 0 | 508.0402 | 7.2 | 150
2018-04-22 02:00 | 0 | 0 | 496.3553 | 7.2 | 150
2018-04-22 03:00 | 0 | 0 | 480.9602 | 7.2 | 150
2018-04-22 04:00 | 0 | 0 | 507.5873 | 7.2 | 150
2018-04-22 05:00 | 0 | 0 | 493.2506 | 7.2 | 150
2018-04-22 06:00 | 0 | 0 | 504.707 | 7.2 | 150
2018-04-22 07:00 | 0 | 0 | 511.4165 | 0 | 0
2018-04-22 08:00 | 0 | 0 | 534.3018 | 0 | 0
2018-04-22 09:00 | 0 | 0 | 503.5905 | 0 | 0
2018-04-22 10:00 | 0 | 0 | 475.3316 | 0 | 0
2018-04-22 11:00 | 0 | 0 | 519.6156 | 0 | 0
2018-04-22 12:00 | 0 | 0 | 525.3434 | 0 | 0
2018-04-22 13:00 | 0 | 0 | 520.235 | 0 | 0
2018-04-22 14:00 | 0 | 0 | 533.2434 | 0 | 0
2018-04-22 15:00 | 0 | 0 | 538.3646 | 0 | 0
2018-04-22 16:00 | 0 | 0 | 520.3225 | 0 | 0
2018-04-22 17:00 | 0 | 0 | 524.0497 | 0 | 0
2018-04-22 18:00 | 0 | 0 | 486.149 | 0 | 0
2018-04-22 19:00 | 0 | 0 | 522.1818 | 0 | 0
2018-04-22 20:00 | 0 | 0 | 495.3259 | 0 | 0
2018-04-22 21:00 | 0 | 0 | 517.1523 | 0 | 0
2018-04-22 22:00 | 0 | 0 | 508.3323 | 0 | 0
2018-04-22 23:00 | 0 | 0 | 493.06 | 0 | 0
2018-04-23 | 0 | 0 | 528.2569 | 0 | 0
2018-04-23 01:00 | 0 | 0 | 491.0379 | 7.2 | 150
2018-04-23 02:00 | 0 | 0 | 481.759 | 7.2 | 150
2018-04-23 03:00 | 0 | 0 | 512.2306 | 7.2 | 150
2018-04-23 04:00 | 0 | 0 | 531.0264 | 7.2 | 150
2018-04-23 05:00 | 0 | 0 | 481.4999 | 7.2 | 150
2018-04-23 06:00 | 0 | 0 | 515.5811 | 7.2 | 150
2018-04-23 07:00 | 0 | 0 | 512.8373 | 0 | 0
2018-04-23 08:00 | 0 | 0 | 514.8684 | 0 | 0
2018-04-23 09:00 | 0 | 0 | 533.3906 | 0 | 0
2018-04-23 10:00 | 0 | 0 | 500.4977 | 0 | 0
2018-04-23 11:00 | 0 | 0 | 509.8197 | 0 | 0
2018-04-23 12:00 | 0 | 0 | 508.8831 | 0 | 0
2018-04-23 13:00 | 0 | 0 | 514.712 | 0 | 0
2018-04-23 14:00 | 0 | 0 | 481.5756 | 0 | 0
2018-04-23 15:00 | 0 | 0 | 526.59 | 0 | 0
2018-04-23 16:00 | 0 | 0 | 358.0536 | 0 | 0
2018-04-23 17:00 | 0 | 0 | 262.7729 | 0 | 0
2018-04-23 18:00 | 0 | 0 | 254.2972 | 0 | 0
2018-04-23 19:00 | 0 | 0 | 267.7278 | 0 | 0
2018-04-23 20:00 | 0 | 0 | 247.0734 | 0 | 0
2018-04-23 21:00 | 0 | 0 | 259.5359 | 0 | 0
2018-04-23 22:00 | 0 | 0 | 234.712 | 0 | 0
2018-04-23 23:00 | 0 | 0 | 240.9819 | 0 | 0
2018-04-24 | 0 | 0 | 262.1975 | 0 | 0
2018-04-24 01:00 | 0 | 0 | 275.6859 | 7.2 | 150
2018-04-24 02:00 | 0 | 0 | 256.5198 | 7.2 | 150
2018-04-24 03:00 | 0 | 0 | 255.1733 | 7.2 | 150
2018-04-24 04:00 | 0 | 0 | 268.2291 | 7.2 | 150
2018-04-24 05:00 | 0 | 0 | 247.0207 | 7.2 | 150
2018-04-24 06:00 | 0 | 0 | 223.9772 | 7.2 | 150
2018-04-24 07:00 | 0 | 0 | 279.8666 | 0 | 0
2018-04-24 08:00 | 0 | 0 | 256.5519 | 0 | 0
2018-04-24 09:00 | 0 | 0 | 256.5508 | 0 | 0
2018-04-24 10:00 | 0 | 0 | 255.1254 | 0 | 0
2018-04-24 11:00 | 0 | 0 | 254.3672 | 0 | 0
2018-04-24 12:00 | 0 | 0 | 237.5928 | 0 | 0
2018-04-24 13:00 | 0 | 0 | 229.2023 | 0 | 0
2018-04-24 14:00 | 0 | 0 | 257.747 | 0 | 0
2018-04-24 15:00 | 0 | 0 | 241.9834 | 0 | 0
2018-04-24 16:00 | 0 | 0 | 246.2092 | 0 | 0
2018-04-24 17:00 | 0 | 0 | 251.4959 | 0 | 0
2018-04-24 18:00 | 0 | 0 | 257.3043 | 0 | 0
2018-04-24 19:00 | 0 | 0 | 266.9268 | 0 | 0
2018-04-24 20:00 | 0 | 0 | 237.9932 | 0 | 0
2018-04-24 21:00 | 0 | 0 | 252.9078 | 0 | 0
2018-04-24 22:00 | 0 | 0 | 284.8623 | 0 | 0
2018-04-24 23:00 | 0 | 0 | 260.2309 | 0 | 0
2018-04-25 | 0 | 0 | 248.9688 | 0 | 0
2018-04-25 01:00 | 0 | 0 | 255.0446 | 7.2 | 150
2018-04-25 02:00 | 0 | 0 | 236.2244 | 7.2 | 150
2018-04-25 03:00 | 56.0525 | 0 | 221.3728 | 7.2 | 150
2018-04-25 04:00 | 236.6963 | 0 | 259.8301 | 7.2 | 150
2018-04-25 05:00 | 239.8985 | 0 | 265.5652 | 7.2 | 150
2018-04-25 06:00 | 258.6259 | 0 | 252.1058 | 7.2 | 150
2018-04-25 07:00 | 247.1085 | 0 | 230.2564 | 0 | 0
2018-04-25 08:00 | 248.4745 | 0 | 246.0926 | 0 | 0
2018-04-25 09:00 | 273.0144 | 0 | 249.9951 | 0 | 0
2018-04-25 10:00 | 244.8087 | 0 | 279.9766 | 0 | 0
2018-04-25 11:00 | 251.9091 | 0 | 225.9683 | 0 | 0
2018-04-25 12:00 | 251.5335 | 0 | 257.6807 | 0 | 0
2018-04-25 13:00 | 269.2143 | 0 | 251.3027 | 0 | 0
2018-04-25 14:00 | 238.7222 | 0 | 261.2823 | 0 | 0
2018-04-25 15:00 | 245.6152 | 0 | 267.0839 | 0 | 0
2018-04-25 16:00 | 257.7855 | 0 | 257.2536 | 0 | 0
2018-04-25 17:00 | 243.2299 | 0 | 242.7356 | 0 | 0
2018-04-25 18:00 | 262.7152 | 0 | 255.6109 | 0 | 0
2018-04-25 19:00 | 281.9467 | 0 | 263.1676 | 0 | 0
2018-04-25 20:00 | 272.481 | 0 | 249.0003 | 0 | 0
2018-04-25 21:00 | 268.0105 | 0 | 243.2985 | 0 | 0
2018-04-25 22:00 | 273.5008 | 0 | 266.5573 | 0 | 0
2018-04-25 23:00 | 273.5788 | 0 | 255.7429 | 0 | 0
2018-04-26 | 230.6511 | 0 | 271.2731 | 0 | 0
2018-04-26 01:00 | 237.8313 | 0 | 270.2126 | 7.2 | 150
2018-04-26 02:00 | 244.6596 | 0 | 251.7485 | 7.2 | 150
2018-04-26 03:00 | 254.4581 | 0 | 282.7801 | 7.2 | 150
2018-04-26 04:00 | 259.7869 | 0 | 273.5884 | 7.2 | 150
2018-04-26 05:00 | 260.4899 | 0 | 256.7763 | 7.2 | 150
2018-04-26 06:00 | 258.8572 | 0 | 273.6306 | 7.2 | 150
2018-04-26 07:00 | 251.8231 | 0 | 229.2897 | 0 | 0
2018-04-26 08:00 | 239.9153 | 0 | 243.9069 | 0 | 0
2018-04-26 09:00 | 247.3149 | 0 | 249.27 | 0 | 0
2018-04-26 10:00 | 257.541 | 0 | 257.7333 | 0 | 0
2018-04-26 11:00 | 244.2402 | 0 | 260.8069 | 0 | 0
2018-04-26 12:00 | 266.7618 | 0 | 259.7867 | 0 | 0
2018-04-26 13:00 | 229.6663 | 0 | 288.8668 | 0 | 0
2018-04-26 14:00 | 271.3301 | 0 | 243.3298 | 0 | 0
2018-04-26 15:00 | 272.7816 | 0 | 254.2234 | 0 | 0
2018-04-26 16:00 | 269.5406 | 0 | 252.1556 | 0 | 0
2018-04-26 17:00 | 261.9499 | 0 | 250.946 | 0 | 0
2018-04-26 18:00 | 247.4807 | 0 | 237.5773 | 0 | 0
2018-04-26 19:00 | 257.4736 | 0 | 156.5528 | 0 | 0
2018-04-26 20:00 | 249.0789 | 0 | 20.5816 | 0 | 0
2018-04-26 21:00 | 273.5898 | 0 | 0 | 0 | 0
2018-04-26 22:00 | 244.7714 | 0 | 0 | 0 | 0
2018-04-26 23:00 | 271.127 | 0 | 0 | 0 | 0
2018-04-27 | 259.065 | 0 | 0 | 0 | 0
2018-04-27 01:00 | 251.3527 | 0 | 0 | 7.2 | 150
2018-04-27 02:00 | 253.5637 | 0 | 0 | 7.2 | 150
2018-04-27 03:00 | 247.4135 | 0 | 0 | 7.2 | 150
2018-04-27 04:00 | 258.7323 | 0 | 0 | 7.2 | 150
2018-04-27 05:00 | 247.4358 | 0 | 0 | 7.2 | 150
2018-04-27 06:00 | 233.4752 | 0 | 0 | 7.2 | 150
2018-04-27 07:00 | 242.476 | 0 | 0 | 0 | 0
2018-04-27 08:00 | 258.0531 | 0 | 0 | 0 | 0
2018-04-27 09:00 | 271.1121 | 0 | 0 | 0 | 0
2018-04-27 10:00 | 262.3605 | 0 | 0 | 0 | 0
2018-04-27 11:00 | 268.4708 | 0 | 0 | 0 | 0
2018-04-27 12:00 | 274.118 | 0 | 0 | 0 | 0
2018-04-27 13:00 | 246.2732 | 0 | 0 | 0 | 0
2018-04-27 14:00 | 253.6381 | 0 | 0 | 0 | 0
2018-04-27 15:00 | 279.9809 | 0 | 0 | 0 | 0
2018-04-27 16:00 | 249.6407 | 0 | 0 | 0 | 0
2018-04-27 17:00 | 253.2687 | 0 | 0 | 0 | 0
2018-04-27 18:00 | 265.7869 | 0 | 0 | 0 | 0
2018-04-27 19:00 | 254.0918 | 0 | 0 | 0 | 0
2018-04-27 20:00 | 269.9982 | 0 | 0 | 0 | 0
2018-04-27 21:00 | 243.1695 | 0 | 0 | 0 | 0
2018-04-27 22:00 | 282.2654 | 0 | 0 | 0 | 0
2018-04-27 23:00 | 248.8034 | 0 | 0 | 0 | 0
2018-04-28 | 244.4237 | 0 | 0 | 0 | 0
2018-04-28 01:00 | 250.183 | 0 | 0 | 7.2 | 150
2018-04-28 02:00 | 239.1256 | 0 | 0 | 7.2 | 150
2018-04-28 03:00 | 249.522 | 0 | 0 | 7.2 | 150
2018-04-28 04:00 | 247.2961 | 0 | 0 | 7.2 | 150
2018-04-28 05:00 | 268.7626 | 0 | 0 | 7.2 | 150
2018-04-28 06:00 | 242.5088 | 0 | 0 | 7.2 | 150
2018-04-28 07:00 | 270.271 | 0 | 0 | 0 | 0
2018-04-28 08:00 | 266.5191 | 0 | 0 | 0 | 0
2018-04-28 09:00 | 248.1126 | 0 | 0 | 0 | 0
2018-04-28 10:00 | 252.2751 | 0 | 0 | 0 | 0
2018-04-28 11:00 | 239.042 | 0 | 0 | 0 | 0
2018-04-28 12:00 | 244.4912 | 0 | 0 | 0 | 0
2018-04-28 13:00 | 251.8608 | 0 | 0 | 0 | 0
2018-04-28 14:00 | 254.1764 | 0 | 0 | 0 | 0
2018-04-28 15:00 | 284.3863 | 0 | 0 | 0 | 0
2018-04-28 16:00 | 267.4355 | 0 | 0 | 0 | 0
2018-04-28 17:00 | 246.67 | 0 | 0 | 0 | 0
2018-04-28 18:00 | 255.5363 | 0 | 0 | 0 | 0
2018-04-28 19:00 | 263.602 | 0 | 0 | 0 | 0
2018-04-28 20:00 | 259.1513 | 0 | 0 | 0 | 0
2018-04-28 21:00 | 263.2318 | 0 | 0 | 0 | 0
2018-04-28 22:00 | 254.2562 | 0 | 0 | 0 | 0
2018-04-28 23:00 | 245.9704 | 0 | 0 | 0 | 0
2018-04-29 | 244.8458 | 0 | 0 | 0 | 0
2018-04-29 01:00 | 273.4226 | 0 | 0 | 7.2 | 150
2018-04-29 02:00 | 241.5328 | 0 | 0 | 7.2 | 150
2018-04-29 03:00 | 266.8717 | 0 | 0 | 7.2 | 150
2018-04-29 04:00 | 249.8483 | 0 | 0 | 7.2 | 150
2018-04-29 05:00 | 246.5991 | 0 | 0 | 7.2 | 150
2018-04-29 06:00 | 241.7509 | 0 | 0 | 7.2 | 150
2018-04-29 07:00 | 247.1305 | 0 | 0 | 0 | 0
2018-04-29 08:00 | 258.889 | 0 | 0 | 0 | 0
2018-04-29 09:00 | 258.9391 | 0 | 0 | 0 | 0
2018-04-29 10:00 | 268.9531 | 0 | 0 | 0 | 0
2018-04-29 11:00 | 246.1027 | 0 | 0 | 0 | 0
2018-04-29 12:00 | 251.6027 | 0 | 0 | 0 | 0
2018-04-29 13:00 | 240.9378 | 0 | 0 | 0 | 0
2018-04-29 14:00 | 241.0919 | 0 | 0 | 0 | 0
2018-04-29 15:00 | 248.2787 | 0 | 0 | 0 | 0
2018-04-29 16:00 | 254.1403 | 0 | 0 | 0 | 0
2018-04-29 17:00 | 260.1419 | 0 | 0 | 0 | 0
2018-04-29 18:00 | 251.34 | 0 | 0 | 0 | 0
2018-04-29 19:00 | 244.0903 | 0 | 0 | 0 | 0
2018-04-29 20:00 | 271.8035 | 0 | 0 | 0 | 0
2018-04-29 21:00 | 252.2214 | 0 | 0 | 0 | 0
2018-04-29 22:00 | 256.3272 | 0 | 0 | 0 | 0
2018-04-29 23:00 | 251.053 | 0 | 0 | 0 | 0
2018-04-30 | 249.5841 | 0 | 0 | 0 | 0
2018-04-30 01:00 | 260.6324 | 0 | 0 | 7.2 | 150
2018-04-30 02:00 | 262.0288 | 0 | 0 | 7.2 | 150
2018-04-30 03:00 | 256.6879 | 0 | 0 | 7.2 | 150
2018-04-30 04:00 | 275.8794 | 0 | 0 | 7.2 | 150
2018-04-30 05:00 | 222.7605 | 0 | 0 | 7.2 | 150
2018-04-30 06:00 | 278.606 | 0 | 0 | 7.2 | 150
2018-04-30 07:00 | 238.8898 | 0 | 0 | 0 | 0
2018-04-30 08:00 | 248.8108 | 0 | 0 | 0 | 0
2018-04-30 09:00 | 242.1532 | 0 | 0 | 0 | 0
2018-04-30 10:00 | 238.4263 | 266.5238 | 0 | 0 | 0
2018-04-30 11:00 | 230.0027 | 248.6064 | 0 | 0 | 0
2018-04-30 12:00 | 265.3153 | 237.8075 | 0 | 0 | 0
2018-04-30 13:00 | 235.0279 | 256.2045 | 0 | 0 | 0
2018-04-30 14:00 | 265.8387 | 248.4753 | 0 | 0 | 0
2018-04-30 15:00 | 257.501 | 250.5928 | 0 | 0 | 0
2018-04-30 16:00 | 250.0533 | 233.7789 | 0 | 0 | 0
2018-04-30 17:00 | 256.1472 | 260.3563 | 0 | 0 | 0
2018-04-30 18:00 | 268.5774 | 261.3921 | 0 | 0 | 0
2018-04-30 19:00 | 247.4164 | 235.036 | 0 | 0 | 0
2018-04-30 20:00 | 254.0113 | 234.1988 | 0 | 0 | 0
2018-04-30 21:00 | 261.3683 | 239.6991 | 0 | 0 | 0
2018-04-30 22:00 | 261.2786 | 243.7407 | 0 | 0 | 0
2018-04-30 23:00 | 275.5126 | 260.6913 | 0 | 0 | 0
2018-05-01 | 250.5358 | 255.1499 | 0 | 0 | 0
2018-05-01 01:00 | 255.2278 | 268.1148 | 0 | 7.2 | 150
2018-05-01 02:00 | 233.3065 | 234.4461 | 0 | 7.2 | 150
2018-05-01 03:00 | 251.1404 | 229.8475 | 0 | 7.2 | 150
2018-05-01 04:00 | 247.7644 | 230.5212 | 0 | 7.2 | 150
2018-05-01 05:00 | 266.6643 | 271.5431 | 0 | 7.2 | 150
2018-05-01 06:00 | 285.9562 | 253.4596 | 0 | 7.2 | 150
2018-05-01 07:00 | 266.8466 | 244.9381 | 0 | 0 | 0
2018-05-01 08:00 | 257.9414 | 247.6868 | 0 | 0 | 0
2018-05-01 09:00 | 269.1476 | 250.6156 | 0 | 0 | 0
2018-05-01 10:00 | 268.319 | 252.2419 | 0 | 0 | 0
2018-05-01 11:00 | 268.8199 | 244.7702 | 0 | 0 | 0
2018-05-01 12:00 | 267.0672 | 249.6258 | 0 | 0 | 0
2018-05-01 13:00 | 238.1195 | 258.3231 | 0 | 0 | 0
2018-05-01 14:00 | 231.6553 | 245.4865 | 0 | 0 | 0
2018-05-01 15:00 | 241.2957 | 255.0604 | 0 | 0 | 0
2018-05-01 16:00 | 242.8695 | 229.679 | 0 | 0 | 0
2018-05-01 17:00 | 263.1565 | 256.1547 | 0 | 0 | 0
2018-05-01 18:00 | 249.9065 | 283.7268 | 0 | 0 | 0
2018-05-01 19:00 | 266.4264 | 253.7702 | 0 | 0 | 0
2018-05-01 20:00 | 256.0183 | 240.4975 | 0 | 0 | 0
2018-05-01 21:00 | 271.553 | 267.8127 | 0 | 0 | 0
2018-05-01 22:00 | 249.1999 | 266.202 | 0 | 0 | 0
2018-05-01 23:00 | 255.8333 | 271.2081 | 0 | 0 | 0
2018-05-02 | 275.1484 | 262.3888 | 0 | 0 | 0
2018-05-02 01:00 | 250.7523 | 226.8875 | 0 | 7.2 | 150
2018-05-02 02:00 | 216.1473 | 248.1008 | 0 | 7.2 | 150
2018-05-02 03:00 | 240.9742 | 253.0373 | 0 | 7.2 | 150
2018-05-02 04:00 | 264.1826 | 255.8663 | 0 | 7.2 | 150
2018-05-02 05:00 | 249.5086 | 268.743 | 0 | 7.2 | 150
2018-05-02 06:00 | 275.1067 | 253.7238 | 0 | 7.2 | 150
2018-05-02 07:00 | 235.2388 | 253.0839 | 0 | 0 | 0
2018-05-02 08:00 | 260.8543 | 251.1168 | 0 | 0 | 0
2018-05-02 09:00 | 224.932 | 257.4241 | 0 | 0 | 0
2018-05-02 10:00 | 240.2801 | 257.5329 | 0 | 0 | 0
2018-05-02 11:00 | 249.372 | 246.4627 | 0 | 0 | 0
2018-05-02 12:00 | 265.6867 | 240.6423 | 0 | 0 | 0
2018-05-02 13:00 | 260.6745 | 237.1099 | 0 | 0 | 0
2018-05-02 14:00 | 236.806 | 252.8638 | 0 | 0 | 0
2018-05-02 15:00 | 252.3064 | 237.7571 | 0 | 0 | 0
2018-05-02 16:00 | 263.1818 | 272.0463 | 0 | 0 | 0
2018-05-02 17:00 | 254.3425 | 249.9862 | 0 | 0 | 0
2018-05-02 18:00 | 249.9442 | 246.4878 | 0 | 0 | 0
2018-05-02 19:00 | 249.1623 | 259.1182 | 0 | 0 | 0
2018-05-02 20:00 | 255.7921 | 231.0252 | 0 | 0 | 0
2018-05-02 21:00 | 264.7164 | 241.7728 | 0 | 0 | 0
2018-05-02 22:00 | 254.6755 | 238.3072 | 0 | 0 | 0
2018-05-02 23:00 | 236.8773 | 252.302 | 0 | 0 | 0
2018-05-03 | 260.1999 | 248.0072 | 0 | 0 | 0
2018-05-03 01:00 | 235.7648 | 228.846 | 0 | 7.2 | 150
2018-05-03 02:00 | 268.2964 | 257.2287 | 0 | 7.2 | 150
2018-05-03 03:00 | 259.0714 | 264.7007 | 0 | 7.2 | 150
2018-05-03 04:00 | 238.8959 | 264.3909 | 0 | 7.2 | 150
2018-05-03 05:00 | 240.0591 | 258.3177 | 0 | 7.2 | 150
2018-05-03 06:00 | 262.7534 | 243.4787 | 0 | 7.2 | 150
2018-05-03 07:00 | 250.0042 | 272.9709 | 0 | 0 | 0
2018-05-03 08:00 | 235.4353 | 249.5148 | 0 | 0 | 0
2018-05-03 09:00 | 250.7954 | 232.0072 | 0 | 0 | 0
2018-05-03 10:00 | 251.8426 | 265.5035 | 0 | 0 | 0
2018-05-03 11:00 | 276.1001 | 248.9569 | 0 | 0 | 0
2018-05-03 12:00 | 270.8128 | 259.689 | 0 | 0 | 0
2018-05-03 13:00 | 237.533 | 258.9345 | 0 | 0 | 0
2018-05-03 14:00 | 168.4827 | 244.9262 | 0 | 0 | 0
2018-05-03 15:00 | 0 | 250.9182 | 0 | 0 | 0
2018-05-03 16:00 | 0 | 249.3852 | 0 | 0 | 0
2018-05-03 17:00 | 0 | 246.3138 | 0 | 0 | 0
2018-05-03 18:00 | 0 | 268.0016 | 0 | 0 | 0
2018-05-03 19:00 | 0 | 251.0247 | 0 | 0 | 0
2018-05-03 20:00 | 0 | 263.5307 | 0 | 0 | 0
2018-05-03 21:00 | 0 | 264.3326 | 0 | 0 | 0
2018-05-03 22:00 | 0 | 250.4126 | 0 | 0 | 0
2018-05-03 23:00 | 0 | 237.6985 | 0 | 0 | 0
2018-05-04 | 0 | 263.3218 | 0 | 0 | 0
2018-05-04 01:00 | 0 | 257.1792 | 0 | 7.2 | 150
2018-05-04 02:00 | 0 | 246.8407 | 0 | 7.2 | 150
2018-05-04 03:00 | 0 | 259.6992 | 0 | 7.2 | 150
2018-05-04 04:00 | 0 | 280.2385 | 0 | 7.2 | 150
2018-05-04 05:00 | 0 | 270.8247 | 0 | 7.2 | 150
2018-05-04 06:00 | 0 | 252.0333 | 0 | 7.2 | 150
2018-05-04 07:00 | 0 | 278.1029 | 0 | 0 | 0
2018-05-04 08:00 | 0 | 241.0108 | 0 | 0 | 0
2018-05-04 09:00 | 0 | 243.503 | 0 | 0 | 0
2018-05-04 10:00 | 0 | 278.7187 | 0 | 0 | 0
2018-05-04 11:00 | 0 | 233.2089 | 0 | 0 | 0
2018-05-04 12:00 | 0 | 251.7166 | 0 | 0 | 0
2018-05-04 13:00 | 0 | 247.2412 | 0 | 0 | 0
2018-05-04 14:00 | 0 | 254.2304 | 0 | 0 | 0
2018-05-04 15:00 | 0 | 256.5352 | 0 | 0 | 0
2018-05-04 16:00 | 0 | 231.7216 | 0 | 0 | 0
2018-05-04 17:00 | 0 | 270.3845 | 0 | 0 | 0
2018-05-04 18:00 | 0 | 254.0342 | 0 | 0 | 0
2018-05-04 19:00 | 0 | 260.7773 | 0 | 0 | 0
2018-05-04 20:00 | 0 | 263.6036 | 0 | 0 | 0
2018-05-04 21:00 | 0 | 242.5312 | 0 | 0 | 0
2018-05-04 22:00 | 0 | 255.9503 | 0 | 0 | 0
2018-05-04 23:00 | 0 | 278.7039 | 0 | 0 | 0
2018-05-05 | 0 | 258.7793 | 0 | 0 | 0
2018-05-05 01:00 | 0 | 239.4912 | 0 | 7.2 | 150
2018-05-05 02:00 | 0 | 279.4158 | 0 | 7.2 | 150
2018-05-05 03:00 | 0 | 234.7176 | 0 | 7.2 | 150
2018-05-05 04:00 | 0 | 257.8444 | 0 | 7.2 | 150
2018-05-05 05:00 | 0 | 257.8837 | 0 | 7.2 | 150
2018-05-05 06:00 | 0 | 251.872 | 0 | 7.2 | 150
2018-05-05 07:00 | 0 | 263.7455 | 0 | 0 | 0
2018-05-05 08:00 | 0 | 265.4291 | 0 | 0 | 0
2018-05-05 09:00 | 0 | 246.0781 | 0 | 0 | 0
2018-05-05 10:00 | 0 | 264.18 | 0 | 0 | 0
2018-05-05 11:00 | 0 | 245.6961 | 0 | 0 | 0
2018-05-05 12:00 | 0 | 264.4413 | 0 | 0 | 0
2018-05-05 13:00 | 0 | 241.7245 | 0 | 0 | 0
2018-05-05 14:00 | 0 | 227.394 | 0 | 0 | 0
2018-05-05 15:00 | 0 | 259.3115 | 0 | 0 | 0
2018-05-05 16:00 | 0 | 271.8313 | 0 | 0 | 0
2018-05-05 17:00 | 0 | 251.8674 | 0 | 0 | 0
2018-05-05 18:00 | 0 | 251.8743 | 0 | 0 | 0
2018-05-05 19:00 | 0 | 258.3177 | 0 | 0 | 0
2018-05-05 20:00 | 0 | 265.2923 | 0 | 0 | 0
2018-05-05 21:00 | 0 | 234.0664 | 0 | 0 | 0
2018-05-05 22:00 | 0 | 247.8381 | 0 | 0 | 0
2018-05-05 23:00 | 0 | 265.1786 | 0 | 0 | 0
2018-05-06 | 0 | 252.2131 | 0 | 0 | 0
2018-05-06 01:00 | 0 | 240.8046 | 0 | 7.2 | 150
2018-05-06 02:00 | 0 | 259.701 | 0 | 7.2 | 150
2018-05-06 03:00 | 0 | 244.5596 | 0 | 7.2 | 150
2018-05-06 04:00 | 0 | 270.2517 | 0 | 7.2 | 150
2018-05-06 05:00 | 0 | 219.9947 | 0 | 7.2 | 150
2018-05-06 06:00 | 0 | 245.2777 | 0 | 7.2 | 150
2018-05-06 07:00 | 0 | 265.2856 | 0 | 0 | 0
2018-05-06 08:00 | 0 | 234.2333 | 0 | 0 | 0
2018-05-06 09:00 | 0 | 258.2691 | 0 | 0 | 0
2018-05-06 10:00 | 0 | 263.8412 | 0 | 0 | 0
2018-05-06 11:00 | 0 | 276.3752 | 0 | 0 | 0
2018-05-06 12:00 | 0 | 258.2095 | 0 | 0 | 0
2018-05-06 13:00 | 0 | 270.317 | 0 | 0 | 0
2018-05-06 14:00 | 0 | 258.8041 | 0 | 0 | 0
2018-05-06 15:00 | 0 | 248.8122 | 0 | 0 | 0
2018-05-06 16:00 | 0 | 255.8608 | 0 | 0 | 0
2018-05-06 17:00 | 0 | 246.5168 | 0 | 0 | 0
2018-05-06 18:00 | 0 | 271.8016 | 0 | 0 | 0
2018-05-06 19:00 | 0 | 251.0956 | 0 | 0 | 0
2018-05-06 20:00 | 0 | 260.7646 | 0 | 0 | 0
2018-05-06 21:00 | 0 | 270.2804 | 0 | 0 | 0
2018-05-06 22:00 | 0 | 238.6003 | 0 | 0 | 0
2018-05-06 23:00 | 0 | 254.3984 | 0 | 0 | 0
2018-05-07 | 0 | 236.0392 | 0 | 0 | 0
2018-05-07 01:00 | 0 | 251.0896 | 0 | 7.2 | 150
2018-05-07 02:00 | 0 | 256.9262 | 0 | 7.2 | 150
2018-05-07 03:00 | 0 | 245.1332 | 0 | 7.2 | 150
2018-05-07 04:00 | 0 | 269.7449 | 0 | 7.2 | 150
2018-05-07 05:00 | 0 | 253.9796 | 0 | 7.2 | 150
2018-05-07 06:00 | 0 | 251.0356 | 0 | 7.2 | 150
2018-05-07 07:00 | 0 | 269.2571 | 0 | 0 | 0
2018-05-07 08:00 | 0 | 248.453 | 0 | 0 | 0
2018-05-07 09:00 | 0 | 271.0851 | 0 | 0 | 0
2018-05-07 10:00 | 0 | 228.9115 | 0 | 0 | 0
2018-05-07 11:00 | 0 | 241.7213 | 0 | 0 | 0
2018-05-07 12:00 | 0 | 258.8934 | 0 | 0 | 0
2018-05-07 13:00 | 0 | 253.5859 | 0 | 0 | 0
2018-05-07 14:00 | 0 | 250.5586 | 0 | 0 | 0
2018-05-07 15:00 | 0 | 247.7433 | 0 | 0 | 0
2018-05-07 16:00 | 0 | 271.5779 | 0 | 0 | 0
2018-05-07 17:00 | 0 | 258.6874 | 0 | 0 | 0
2018-05-07 18:00 | 0 | 250.0589 | 0 | 0 | 0
2018-05-07 19:00 | 0 | 245.5108 | 0 | 0 | 0
2018-05-07 20:00 | 0 | 249.8539 | 0 | 0 | 0
2018-05-07 21:00 | 0 | 261.3861 | 0 | 0 | 0
2018-05-07 22:00 | 0 | 246.6325 | 0 | 0 | 0
2018-05-07 23:00 | 0 | 245.4028 | 0 | 0 | 0
2018-05-08 | 0 | 242.1963 | 0 | 0 | 0
2018-05-08 01:00 | 0 | 265.5737 | 0 | 7.2 | 150
2018-05-08 02:00 | 0 | 241.3787 | 0 | 7.2 | 150
2018-05-08 03:00 | 0 | 226.7313 | 0 | 7.2 | 150
2018-05-08 04:00 | 0 | 276.3988 | 0 | 7.2 | 150
2018-05-08 05:00 | 0 | 261.1326 | 0 | 7.2 | 150
2018-05-08 06:00 | 0 | 278.9526 | 0 | 7.2 | 150
2018-05-08 07:00 | 0 | 272.9678 | 0 | 0 | 0
2018-05-08 08:00 | 0 | 256.9716 | 0 | 0 | 0
2018-05-08 09:00 | 0 | 253.6202 | 0 | 0 | 0
2018-05-08 10:00 | 0 | 239.0617 | 0 | 0 | 0
2018-05-08 11:00 | 0 | 271.2632 | 0 | 0 | 0
2018-05-08 12:00 | 0 | 253.5492 | 0 | 0 | 0
2018-05-08 13:00 | 0 | 247.3305 | 0 | 0 | 0
2018-05-08 14:00 | 0 | 234.3797 | 0 | 0 | 0
2018-05-08 15:00 | 0 | 257.9716 | 0 | 0 | 0
2018-05-08 16:00 | 0 | 242.8887 | 0 | 0 | 0
2018-05-08 17:00 | 0 | 240.3225 | 0 | 0 | 0
2018-05-08 18:00 | 0 | 231.365 | 0 | 0 | 0
2018-05-08 19:00 | 0 | 251.1759 | 0 | 0 | 0
2018-05-08 20:00 | 0 | 243.824 | 0 | 0 | 0
2018-05-08 21:00 | 0 | 109.1706 | 0 | 0 | 0
2018-05-08 22:00 | 0 | 0 | 0 | 0 | 0
2018-05-08 23:00 | 0 | 0 | 0 | 0 | 0
2018-05-09 | 0 | 0 | 0 | 0 | 0
2018-05-09 01:00 | 0 | 0 | 0 | 7.2 | 150
2018-05-09 02:00 | 0 | 0 | 0 | 7.2 | 150
2018-05-09 03:00 | 0 | 0 | 0 | 7.2 | 150
2018-05-09 04:00 | 0 | 0 | 0 | 7.2 | 150
2018-05-09 05:00 | 0 | 0 | 0 | 7.2 | 150
2018-05-09 06:00 | 0 | 0 | 0 | 7.2 | 150
2018-05-09 07:00 | 0 | 0 | 0 | 0 | 0
2018-05-09 08:00 | 0 | 0 | 0 | 0 | 0
2018-05-09 09:00 | 0 | 0 | 0 | 0 | 0
2018-05-09 10:00 | 0 | 0 | 0 | 0 | 0
2018-05-09 11:00 | 0 | 0 | 0 | 0 | 0
2018-05-09 12:00 | 0 | 0 | 0 | 0 | 0
2018-05-09 13:00 | 0 | 0 | 0 | 0 | 0
2018-05-09 14:00 | 0 | 0 | 0 | 0 | 0
2018-05-09 15:00 | 0 | 0 | 0 | 0 | 0
2018-05-09 16:00 | 0 | 0 | 0 | 0 | 0
2018-05-09 17:00 | 0 | 0 | 0 | 0 | 0
2018-05-09 18:00 | 0 | 0 | 0 | 0 | 0
2018-05-09 19:00 | 0 | 0 | 0 | 0 | 0
2018-05-09 20:00 | 0 | 0 | 0 | 0 | 0
2018-05-09 21:00 | 0 | 0 | 0 | 0 | 0
2018-05-09 22:00 | 0 | 0 | 0 | 0 | 0
2018-05-09 23:00 | 0 | 0 | 0 | 0 | 0
2018-05-10 | 0 | 0 | 0 | 0 | 0
2018-05-10 01:00 | 0 | 0 | 0 | 7.2 | 150
2018-05-10 02:00 | 0 | 0 | 0 | 7.2 | 150
2018-05-10 03:00 | 0 | 0 | 0 | 7.2 | 150
2018-05-10 04:00 | 0 | 0 | 0 | 7.2 | 150
2018-05-10 05:00 | 0 | 0 | 0 | 7.2 | 150
2018-05-10 06:00 | 0 | 0 | 0 | 7.2 | 150
2018-05-10 07:00 | 0 | 0 | 0 | 0 | 0
2018-05-10 08:00 | 0 | 0 | 0 | 0 | 0
2018-05-10 09:00 | 0 | 0 | 0 | 0 | 0
2018-05-10 10:00 | 0 | 0 | 0 | 0 | 0
2018-05-10 11:00 | 0 | 0 | 0 | 0 | 0
2018-05-10 12:00 | 0 | 0 | 0 | 0 | 0
2018-05-10 13:00 | 0 | 0 | 0 | 0 | 0
2018-05-10 14:00 | 0 | 0 | 0 | 0 | 0
2018-05-10 15:00 | 0 | 0 | 0 | 0 | 0
2018-05-10 16:00 | 0 | 0 | 0 | 0 | 0
2018-05-10 17:00 | 0 | 0 | 0 | 0 | 0
2018-05-10 18:00 | 0 | 0 | 0 | 0 | 0
2018-05-10 19:00 | 0 | 0 | 0 | 0 | 0
2018-05-10 20:00 | 0 | 0 | 0 | 0 | 0
2018-05-10 21:00 | 0 | 0 | 0 | 0 | 0
2018-05-10 22:00 | 0 | 0 | 0 | 0 | 0
2018-05-10 23:00 | 0 | 0 | 0 | 0 | 0
2018-05-11 | 0 | 0 | 0 | 0 | 0
2018-05-11 01:00 | 0 | 0 | 0 | 7.2 | 150
2018-05-11 02:00 | 0 | 0 | 0 | 7.2 | 150
2018-05-11 03:00 | 0 | 0 | 0 | 7.2 | 150
2018-05-11 04:00 | 0 | 0 | 0 | 7.2 | 150
2018-05-11 05:00 | 0 | 0 | 0 | 7.2 | 150
2018-05-11 06:00 | 0 | 0 | 0 | 7.2 | 150
2018-05-11 07:00 | 0 | 0 | 0 | 0 | 0
2018-05-11 08:00 | 0 | 0 | 0 | 0 | 0
2018-05-11 09:00 | 0 | 0 | 0 | 0 | 0
2018-05-11 10:00 | 0 | 0 | 0 | 0 | 0
2018-05-11 11:00 | 0 | 0 | 0 | 0 | 0
2018-05-11 12:00 | 0 | 0 | 0 | 0 | 0
2018-05-11 13:00 | 0 | 0 | 0 | 0 | 0
2018-05-11 14:00 | 0 | 0 | 0 | 0 | 0
2018-05-11 15:00 | 0 | 0 | 0 | 0 | 0
2018-05-11 16:00 | 0 | 0 | 0 | 0 | 0
2018-05-11 17:00 | 0 | 0 | 0 | 0 | 0
2018-05-11 18:00 | 0 | 0 | 0 | 0 | 0
2018-05-11 19:00 | 0 | 0 | 0 | 0 | 0
2018-05-11 20:00 | 0 | 0 | 0 | 0 | 0
2018-05-11 21:00 | 0 | 0 | 0 | 0 | 0
2018-05-11 22:00 | 0 | 0 | 0 | 0 | 0
2018-05-11 23:00 | 0 | 0 | 0 | 0 | 0
2018-05-12 | 0 | 0 | 0 | 0 | 0
2018-05-12 01:00 | 0 | 0 | 0 | 7.2 | 150
2018-05-12 02:00 | 0 | 0 | 0 | 7.2 | 150
2018-05-12 03:00 | 0 | 0 | 0 | 7.2 | 150
2018-05-12 04:00 | 0 | 0 | 0 | 7.2 | 150
2018-05-12 05:00 | 0 | 0 | 0 | 7.2 | 150
2018-05-12 06:00 | 0 | 0 | 0 | 7.2 | 150
2018-05-12 07:00 | 0 | 0 | 0 | 0 | 0
2018-05-12 08:00 | 0 | 0 | 0 | 0 | 0
2018-05-12 09:00 | 0 | 0 | 0 | 0 | 0
2018-05-12 10:00 | 0 | 0 | 0 | 0 | 0
2018-05-12 11:00 | 0 | 0 | 0 | 0 | 0
2018-05-12 12:00 | 0 | 0 | 0 | 0 | 0
2018-05-12 13:00 | 0 | 0 | 0 | 0 | 0
2018-05-12 14:00 | 0 | 0 | 0 | 0 | 0
2018-05-12 15:00 | 0 | 0 | 0 | 0 | 0
2018-05-12 16:00 | 0 | 0 | 0 | 0 | 0
2018-05-12 17:00 | 0 | 0 | 0 | 0 | 0
2018-05-12 18:00 | 0 | 0 | 0 | 0 | 0
2018-05-12 19:00 | 0 | 0 | 0 | 0 | 0
2018-05-12 20:00 | 0 | 0 | 201.5447 | 0 | 0
2018-05-12 21:00 | 0 | 0 | 235.471 | 0 | 0
2018-05-12 22:00 | 0 | 0 | 252.9445 | 0 | 0
2018-05-12 23:00 | 0 | 0 | 276.612 | 0 | 0
2018-05-13 | 0 | 0 | 240.77 | 0 | 0
2018-05-13 01:00 | 0 | 0 | 265.0937 | 7.2 | 150
2018-05-13 02:00 | 0 | 0 | 241.6475 | 7.2 | 150
2018-05-13 03:00 | 0 | 0 | 247.9264 | 7.2 | 150
2018-05-13 04:00 | 0 | 0 | 276.5595 | 7.2 | 150
2018-05-13 05:00 | 0 | 0 | 255.9524 | 7.2 | 150
2018-05-13 06:00 | 0 | 0 | 245.7961 | 7.2 | 150
2018-05-13 07:00 | 0 | 0 | 248.6676 | 0 | 0
2018-05-13 08:00 | 0 | 0 | 249.6165 | 0 | 0
2018-05-13 09:00 | 0 | 0 | 237.8179 | 0 | 0
2018-05-13 10:00 | 0 | 0 | 253.4286 | 0 | 0
2018-05-13 11:00 | 0 | 0 | 264.5806 | 0 | 0
2018-05-13 12:00 | 0 | 0 | 252.1363 | 0 | 0
2018-05-13 13:00 | 0 | 0 | 247.3484 | 0 | 0
2018-05-13 14:00 | 0 | 0 | 276.3052 | 0 | 0
2018-05-13 15:00 | 0 | 0 | 273.5894 | 0 | 0
2018-05-13 16:00 | 0 | 0 | 259.2586 | 0 | 0
2018-05-13 17:00 | 0 | 0 | 259.9293 | 0 | 0
2018-05-13 18:00 | 0 | 0 | 252.3748 | 0 | 0
2018-05-13 19:00 | 0 | 0 | 264.9518 | 0 | 0
2018-05-13 20:00 | 0 | 0 | 249.4549 | 0 | 0
2018-05-13 21:00 | 0 | 0 | 270.819 | 0 | 0
2018-05-13 22:00 | 0 | 0 | 261.2104 | 0 | 0
2018-05-13 23:00 | 0 | 0 | 241.4619 | 0 | 0
2018-05-14 | 0 | 0 | 254.5505 | 0 | 0
2018-05-14 01:00 | 0 | 0 | 233.8605 | 7.2 | 150
2018-05-14 02:00 | 0 | 0 | 245.4822 | 7.2 | 150
2018-05-14 03:00 | 0 | 0 | 265.9905 | 7.2 | 150
2018-05-14 04:00 | 0 | 0 | 240.768 | 7.2 | 150
2018-05-14 05:00 | 0 | 0 | 254.3233 | 7.2 | 150
2018-05-14 06:00 | 0 | 0 | 235.6772 | 7.2 | 150
2018-05-14 07:00 | 0 | 0 | 253.1751 | 0 | 0
2018-05-14 08:00 | 0 | 0 | 247.7603 | 0 | 0
2018-05-14 09:00 | 0 | 0 | 268.5669 | 0 | 0
2018-05-14 10:00 | 0 | 0 | 271.9529 | 0 | 0
2018-05-14 11:00 | 0 | 0 | 259.3939 | 0 | 0
2018-05-14 12:00 | 0 | 0 | 279.0938 | 0 | 0
2018-05-14 13:00 | 0 | 0 | 247.0609 | 0 | 0
2018-05-14 14:00 | 0 | 0 | 259.3203 | 0 | 0
2018-05-14 15:00 | 0 | 0 | 249.7435 | 0 | 0
2018-05-14 16:00 | 0 | 0 | 242.2323 | 0 | 0
2018-05-14 17:00 | 0 | 0 | 260.2037 | 0 | 0
2018-05-14 18:00 | 0 | 0 | 255.1295 | 0 | 0
2018-05-14 19:00 | 0 | 0 | 261.8716 | 0 | 0
2018-05-14 20:00 | 0 | 0 | 264.2951 | 0 | 0
2018-05-14 21:00 | 0 | 0 | 261.4404 | 0 | 0
2018-05-14 22:00 | 0 | 0 | 268.1784 | 0 | 0
2018-05-14 23:00 | 0 | 0 | 255.7533 | 0 | 0
2018-05-15 | 0 | 0 | 246.0412 | 0 | 0
2018-05-15 01:00 | 0 | 0 | 259.0719 | 7.2 | 150
2018-05-15 02:00 | 0 | 0 | 226.0516 | 7.2 | 150
2018-05-15 03:00 | 0 | 0 | 253.3412 | 7.2 | 150
2018-05-15 04:00 | 0 | 0 | 260.0161 | 7.2 | 150
2018-05-15 05:00 | 0 | 0 | 264.1309 | 7.2 | 150
2018-05-15 06:00 | 0 | 0 | 260.7537 | 7.2 | 150
2018-05-15 07:00 | 0 | 0 | 219.8376 | 0 | 0
2018-05-15 08:00 | 0 | 0 | 249.5946 | 0 | 0
2018-05-15 09:00 | 0 | 0 | 232.4654 | 0 | 0
2018-05-15 10:00 | 0 | 0 | 257.5007 | 0 | 0
2018-05-15 11:00 | 0 | 0 | 246.7361 | 0 | 0
2018-05-15 12:00 | 0 | 0 | 217.1648 | 0 | 0
2018-05-15 13:00 | 0 | 0 | 270.5946 | 0 | 0
2018-05-15 14:00 | 0 | 0 | 262.0197 | 0 | 0
2018-05-15 15:00 | 0 | 0 | 256.4736 | 0 | 0
2018-05-15 16:00 | 0 | 0 | 256.8355 | 0 | 0
2018-05-15 17:00 | 0 | 0 | 249.6726 | 0 | 0
2018-05-15 18:00 | 0 | 0 | 245.0824 | 0 | 0
2018-05-15 19:00 | 0 | 0 | 260.1745 | 0 | 0
2018-05-15 20:00 | 0 | 0 | 239.0484 | 0 | 0
2018-05-15 21:00 | 0 | 0 | 254.2669 | 0 | 0
2018-05-15 22:00 | 0 | 0 | 262.0171 | 0 | 0
2018-05-15 23:00 | 0 | 0 | 249.1642 | 0 | 0
2018-05-16 | 0 | 0 | 276.8861 | 0 | 0
2018-05-16 01:00 | 0 | 0 | 258.0694 | 7.2 | 150
2018-05-16 02:00 | 0 | 0 | 251.8455 | 7.2 | 150
2018-05-16 03:00 | 0 | 0 | 238.9903 | 7.2 | 150
2018-05-16 04:00 | 0 | 0 | 244.0469 | 7.2 | 150
2018-05-16 05:00 | 0 | 0 | 252.814 | 7.2 | 150
2018-05-16 06:00 | 0 | 0 | 245.3971 | 7.2 | 150
2018-05-16 07:00 | 0 | 0 | 242.269 | 0 | 0
2018-05-16 08:00 | 0 | 0 | 267.1674 | 0 | 0
2018-05-16 09:00 | 0 | 0 | 277.1899 | 0 | 0
2018-05-16 10:00 | 0 | 0 | 248.2323 | 0 | 0
2018-05-16 11:00 | 0 | 0 | 234.5143 | 0 | 0
2018-05-16 12:00 | 0 | 0 | 231.5523 | 0 | 0
2018-05-16 13:00 | 0 | 0 | 263.4572 | 0 | 0
2018-05-16 14:00 | 0 | 0 | 248.0166 | 0 | 0
2018-05-16 15:00 | 0 | 0 | 268.1989 | 0 | 0
2018-05-16 16:00 | 0 | 0 | 257.6728 | 0 | 0
2018-05-16 17:00 | 0 | 0 | 253.997 | 0 | 0
2018-05-16 18:00 | 0 | 0 | 242.4494 | 0 | 0
2018-05-16 19:00 | 0 | 0 | 245.193 | 0 | 0
2018-05-16 20:00 | 0 | 0 | 256.2095 | 0 | 0
2018-05-16 21:00 | 0 | 0 | 256.9973 | 0 | 0
2018-05-16 22:00 | 0 | 0 | 281.0282 | 0 | 0
2018-05-16 23:00 | 0 | 0 | 253.5598 | 0 | 0
2018-05-17 | 0 | 0 | 252.7339 | 0 | 0
2018-05-17 01:00 | 0 | 0 | 267.0665 | 7.2 | 150
2018-05-17 02:00 | 0 | 0 | 244.7493 | 7.2 | 150
2018-05-17 03:00 | 0 | 0 | 234.1483 | 7.2 | 150
2018-05-17 04:00 | 0 | 0 | 260.2466 | 7.2 | 150
2018-05-17 05:00 | 0 | 0 | 264.8561 | 7.2 | 150
2018-05-17 06:00 | 0 | 0 | 280.8525 | 7.2 | 150
2018-05-17 07:00 | 0 | 0 | 258.4443 | 0 | 0
2018-05-17 08:00 | 0 | 0 | 254.0553 | 0 | 0
2018-05-17 09:00 | 0 | 0 | 251.8443 | 0 | 0
2018-05-17 10:00 | 0 | 0 | 262.1906 | 0 | 0
2018-05-17 11:00 | 0 | 0 | 270.8694 | 0 | 0
2018-05-17 12:00 | 0 | 0 | 264.2957 | 0 | 0
2018-05-17 13:00 | 0 | 0 | 261.4475 | 0 | 0
2018-05-17 14:00 | 0 | 0 | 264.5621 | 0 | 0
2018-05-17 15:00 | 0 | 0 | 228.4822 | 0 | 0
2018-05-17 16:00 | 0 | 0 | 271.8948 | 0 | 0
2018-05-17 17:00 | 0 | 0 | 259.1176 | 0 | 0
2018-05-17 18:00 | 0 | 0 | 262.6842 | 0 | 0
2018-05-17 19:00 | 0 | 0 | 251.7893 | 0 | 0
2018-05-17 20:00 | 0 | 0 | 247.9096 | 0 | 0
2018-05-17 21:00 | 0 | 0 | 277.5957 | 0 | 0
2018-05-17 22:00 | 0 | 0 | 256.6203 | 0 | 0
2018-05-17 23:00 | 0 | 0 | 243.0963 | 0 | 0
2018-05-18 | 0 | 0 | 258.1315 | 0 | 0
2018-05-18 01:00 | 0 | 0 | 271.3315 | 7.2 | 150
2018-05-18 02:00 | 0 | 0 | 252.3697 | 7.2 | 150
2018-05-18 03:00 | 0 | 0 | 259.9258 | 7.2 | 150
2018-05-18 04:00 | 0 | 0 | 264.4981 | 7.2 | 150
2018-05-18 05:00 | 0 | 0 | 259.9484 | 7.2 | 150
2018-05-18 06:00 | 0 | 0 | 244.9435 | 7.2 | 150
2018-05-18 07:00 | 0 | 0 | 248.4597 | 0 | 0
2018-05-18 08:00 | 0 | 0 | 245.0874 | 0 | 0
2018-05-18 09:00 | 0 | 0 | 266.1404 | 0 | 0
2018-05-18 10:00 | 0 | 0 | 260.6844 | 0 | 0
2018-05-18 11:00 | 0 | 0 | 254.1478 | 0 | 0
2018-05-18 12:00 | 0 | 0 | 278.7332 | 0 | 0
2018-05-18 13:00 | 0 | 0 | 258.4764 | 0 | 0
2018-05-18 14:00 | 0 | 0 | 261.6289 | 0 | 0
2018-05-18 15:00 | 0 | 0 | 247.3996 | 0 | 0
2018-05-18 16:00 | 0 | 0 | 242.0775 | 0 | 0
2018-05-18 17:00 | 0 | 0 | 265.6876 | 0 | 0
2018-05-18 18:00 | 0 | 0 | 254.5694 | 0 | 0
2018-05-18 19:00 | 0 | 0 | 254.927 | 0 | 0
2018-05-18 20:00 | 0 | 0 | 276.5302 | 0 | 0
2018-05-18 21:00 | 0 | 0 | 257.8332 | 0 | 0
2018-05-18 22:00 | 0 | 0 | 268.638 | 0 | 0
2018-05-18 23:00 | 0 | 0 | 235.1877 | 0 | 0
2018-05-19 | 0 | 0 | 245.5713 | 0 | 0
2018-05-19 01:00 | 0 | 0 | 260.1135 | 7.2 | 150
2018-05-19 02:00 | 0 | 0 | 257.8976 | 7.2 | 150
2018-05-19 03:00 | 0 | 0 | 250.8081 | 7.2 | 150
2018-05-19 04:00 | 0 | 0 | 261.991 | 7.2 | 150
2018-05-19 05:00 | 0 | 0 | 238.347 | 7.2 | 150
2018-05-19 06:00 | 0 | 0 | 254.9576 | 7.2 | 150
2018-05-19 07:00 | 0 | 0 | 239.1343 | 0 | 0
2018-05-19 08:00 | 0 | 0 | 252.7201 | 0 | 0
2018-05-19 09:00 | 0 | 0 | 251.1326 | 0 | 0
2018-05-19 10:00 | 0 | 0 | 255.3418 | 0 | 0
2018-05-19 11:00 | 0 | 0 | 257.4375 | 0 | 0
2018-05-19 12:00 | 0 | 0 | 248.0788 | 0 | 0
2018-05-19 13:00 | 0 | 0 | 239.5484 | 0 | 0
2018-05-19 14:00 | 0 | 0 | 242.401 | 0 | 0
2018-05-19 15:00 | 0 | 0 | 269.7816 | 0 | 0
2018-05-19 16:00 | 0 | 0 | 249.4426 | 0 | 0
2018-05-19 17:00 | 0 | 0 | 258.0461 | 0 | 0
2018-05-19 18:00 | 0 | 0 | 246.2661 | 0 | 0
2018-05-19 19:00 | 0 | 0 | 246.297 | 0 | 0
2018-05-19 20:00 | 0 | 0 | 243.6339 | 0 | 0
2018-05-19 21:00 | 0 | 0 | 257.2288 | 0 | 0
2018-05-19 22:00 | 0 | 0 | 246.5894 | 0 | 0
2018-05-19 23:00 | 0 | 0 | 241.2465 | 0 | 0
2018-05-20 | 0 | 0 | 244.5895 | 0 | 0
2018-05-20 01:00 | 0 | 0 | 263.1424 | 7.2 | 150
2018-05-20 02:00 | 0 | 0 | 249.3769 | 7.2 | 150
2018-05-20 03:00 | 0 | 0 | 264.5562 | 7.2 | 150
2018-05-20 04:00 | 0 | 0 | 251.7234 | 7.2 | 150
2018-05-20 05:00 | 0 | 0 | 243.2414 | 7.2 | 150
2018-05-20 06:00 | 0 | 0 | 253.2537 | 7.2 | 150
2018-05-20 07:00 | 0 | 0 | 248.0084 | 0 | 0
2018-05-20 08:00 | 0 | 0 | 238.2251 | 0 | 0
2018-05-20 09:00 | 0 | 0 | 283.2125 | 0 | 0
2018-05-20 10:00 | 0 | 0 | 238.1109 | 0 | 0
2018-05-20 11:00 | 0 | 0 | 229.4945 | 0 | 0
2018-05-20 12:00 | 0 | 0 | 240.7249 | 0 | 0
2018-05-20 13:00 | 0 | 0 | 265.0875 | 0 | 0
2018-05-20 14:00 | 0 | 0 | 263.8815 | 0 | 0
2018-05-20 15:00 | 0 | 0 | 265.3384 | 0 | 0
2018-05-20 16:00 | 0 | 0 | 252.3395 | 0 | 0
2018-05-20 17:00 | 0 | 0 | 250.7057 | 0 | 0
2018-05-20 18:00 | 0 | 0 | 257.4321 | 0 | 0
2018-05-20 19:00 | 0 | 0 | 259.6248 | 0 | 0
2018-05-20 20:00 | 0 | 0 | 267.0629 | 0 | 0
2018-05-20 21:00 | 0 | 0 | 256.6854 | 0 | 0
2018-05-20 22:00 | 0 | 0 | 258.6775 | 0 | 0
2018-05-20 23:00 | 0 | 0 | 246.0514 | 0 | 0
2018-05-21 | 0 | 0 | 239.4837 | 0 | 0
2018-05-21 01:00 | 0 | 0 | 266.1589 | 7.2 | 150
2018-05-21 02:00 | 0 | 0 | 264.7994 | 7.2 | 150
2018-05-21 03:00 | 0 | 0 | 258.6301 | 7.2 | 150
2018-05-21 04:00 | 0 | 0 | 252.4782 | 7.2 | 150
2018-05-21 05:00 | 0 | 0 | 254.25 | 7.2 | 150
2018-05-21 06:00 | 0 | 0 | 268.9529 | 7.2 | 150
2018-05-21 07:00 | 0 | 0 | 244.393 | 0 | 0
2018-05-21 08:00 | 0 | 58.3954 | 265.7517 | 0 | 0
2018-05-21 09:00 | 0 | 244.8333 | 262.9337 | 0 | 0
2018-05-21 10:00 | 0 | 261.7146 | 235.1275 | 0 | 0
2018-05-21 11:00 | 0 | 257.5954 | 225.4701 | 0 | 0
2018-05-21 12:00 | 0 | 272.2216 | 245.8668 | 0 | 0
2018-05-21 13:00 | 0 | 265.9283 | 260.3037 | 0 | 0
2018-05-21 14:00 | 0 | 251.4979 | 244.0459 | 0 | 0
2018-05-21 15:00 | 0 | 266.2954 | 246.5859 | 0 | 0
2018-05-21 16:00 | 0 | 252.9918 | 257.0729 | 0 | 0
2018-05-21 17:00 | 0 | 280.4971 | 234.5353 | 0 | 0
2018-05-21 18:00 | 0 | 265.2526 | 256.8471 | 0 | 0
2018-05-21 19:00 | 0 | 251.5504 | 282.6873 | 0 | 0
2018-05-21 20:00 | 0 | 242.0364 | 250.1617 | 0 | 0
2018-05-21 21:00 | 0 | 255.1903 | 259.7576 | 0 | 0
2018-05-21 22:00 | 0 | 247.1456 | 63.1999 | 0 | 0
2018-05-21 23:00 | 0 | 252.2438 | 0 | 0 | 0
2018-05-22 | 0 | 243.9122 | 0 | 0 | 0
2018-05-22 01:00 | 0 | 258.8528 | 0 | 7.2 | 150
2018-05-22 02:00 | 0 | 247.6937 | 0 | 7.2 | 150
2018-05-22 03:00 | 0 | 264.0474 | 0 | 7.2 | 150
2018-05-22 04:00 | 0 | 252.4984 | 0 | 7.2 | 150
2018-05-22 05:00 | 0 | 246.5269 | 0 | 7.2 | 150
2018-05-22 06:00 | 0 | 266.2636 | 0 | 7.2 | 150
2018-05-22 07:00 | 0 | 264.1673 | 0 | 0 | 0
2018-05-22 08:00 | 0 | 284.4182 | 0 | 0 | 0
2018-05-22 09:00 | 0 | 243.7859 | 0 | 0 | 0
2018-05-22 10:00 | 0 | 258.361 | 0 | 0 | 0
2018-05-22 11:00 | 0 | 273.8963 | 0 | 0 | 0
2018-05-22 12:00 | 0 | 249.0654 | 0 | 0 | 0
2018-05-22 13:00 | 0 | 222.0328 | 0 | 0 | 0
2018-05-22 14:00 | 0 | 237.5771 | 0 | 0 | 0
2018-05-22 15:00 | 0 | 271.5163 | 0 | 0 | 0
2018-05-22 16:00 | 0 | 259.6066 | 0 | 0 | 0
2018-05-22 17:00 | 0 | 267.4983 | 0 | 0 | 0
2018-05-22 18:00 | 0 | 254.552 | 0 | 0 | 0
2018-05-22 19:00 | 0 | 270.8745 | 0 | 0 | 0
2018-05-22 20:00 | 0 | 239.9398 | 0 | 0 | 0
2018-05-22 21:00 | 0 | 254.1706 | 0 | 0 | 0
2018-05-22 22:00 | 0 | 254.9711 | 0 | 0 | 0
2018-05-22 23:00 | 0 | 238.3988 | 0 | 0 | 0
2018-05-23 | 0 | 259.5853 | 0 | 0 | 0
2018-05-23 01:00 | 0 | 240.5895 | 0 | 7.2 | 150
2018-05-23 02:00 | 0 | 251.2698 | 0 | 7.2 | 150
2018-05-23 03:00 | 0 | 262.4119 | 0 | 7.2 | 150
2018-05-23 04:00 | 0 | 231.0196 | 0 | 7.2 | 150
2018-05-23 05:00 | 0 | 259.7389 | 0 | 7.2 | 150
2018-05-23 06:00 | 0 | 228.617 | 0 | 7.2 | 150
2018-05-23 07:00 | 0 | 228.2785 | 0 | 0 | 0
2018-05-23 08:00 | 0 | 252.5793 | 0 | 0 | 0
2018-05-23 09:00 | 0 | 257.9872 | 0 | 0 | 0
2018-05-23 10:00 | 0 | 254.481 | 0 | 0 | 0
2018-05-23 11:00 | 0 | 247.5062 | 0 | 0 | 0
2018-05-23 12:00 | 0 | 242.7835 | 0 | 0 | 0
2018-05-23 13:00 | 0 | 268.0326 | 0 | 0 | 0
2018-05-23 14:00 | 0 | 256.9761 | 0 | 0 | 0
2018-05-23 15:00 | 0 | 256.8333 | 0 | 0 | 0
2018-05-23 16:00 | 0 | 275.3664 | 0 | 0 | 0
2018-05-23 17:00 | 0 | 257.7638 | 0 | 0 | 0
2018-05-23 18:00 | 0 | 240.3557 | 0 | 0 | 0
2018-05-23 19:00 | 0 | 277.7647 | 0 | 0 | 0
2018-05-23 20:00 | 0 | 275.5386 | 0 | 0 | 0
2018-05-23 21:00 | 0 | 256.873 | 0 | 0 | 0
2018-05-23 22:00 | 0 | 239.8151 | 0 | 0 | 0
2018-05-23 23:00 | 0 | 243.9548 | 0 | 0 | 0
2018-05-24 | 0 | 251.7233 | 0 | 0 | 0
2018-05-24 01:00 | 0 | 253.0736 | 0 | 7.2 | 150
2018-05-24 02:00 | 0 | 244.3661 | 0 | 7.2 | 150
2018-05-24 03:00 | 0 | 250.798 | 0 | 7.2 | 150
2018-05-24 04:00 | 0 | 246.4683 | 0 | 7.2 | 150
2018-05-24 05:00 | 0 | 254.3205 | 0 | 7.2 | 150
2018-05-24 06:00 | 0 | 248.2749 | 0 | 7.2 | 150
2018-05-24 07:00 | 0 | 265.6627 | 0 | 0 | 0
2018-05-24 08:00 | 0 | 274.9429 | 0 | 0 | 0
2018-05-24 09:00 | 0 | 236.966 | 0 | 0 | 0
2018-05-24 10:00 | 0 | 253.1987 | 0 | 0 | 0
2018-05-24 11:00 | 0 | 248.009 | 0 | 0 | 0
2018-05-24 12:00 | 0 | 256.0937 | 0 | 0 | 0
2018-05-24 13:00 | 0 | 277.7312 | 0 | 0 | 0
2018-05-24 14:00 | 0 | 243.0352 | 0 | 0 | 0
2018-05-24 15:00 | 0 | 263.31 | 0 | 0 | 0
2018-05-24 16:00 | 0 | 262.9273 | 0 | 0 | 0
2018-05-24 17:00 | 0 | 237.5657 | 0 | 0 | 0
2018-05-24 18:00 | 0 | 263.8401 | 0 | 0 | 0
2018-05-24 19:00 | 0 | 275.8749 | 0 | 0 | 0
2018-05-24 20:00 | 0 | 257.9094 | 0 | 0 | 0
2018-05-24 21:00 | 0 | 246.5919 | 0 | 0 | 0
2018-05-24 22:00 | 0 | 252.3568 | 0 | 0 | 0
2018-05-24 23:00 | 0 | 254.4595 | 0 | 0 | 0
2018-05-25 | 0 | 276.7307 | 0 | 0 | 0
2018-05-25 01:00 | 0 | 256.5284 | 0 | 7.2 | 150
2018-05-25 02:00 | 0 | 256.8326 | 0 | 7.2 | 150
2018-05-25 03:00 | 0 | 255.2198 | 138.5701 | 7.2 | 150
2018-05-25 04:00 | 0 | 255.3355 | 274.9538 | 7.2 | 150
2018-05-25 05:00 | 0 | 241.7081 | 247.8674 | 7.2 | 150
2018-05-25 06:00 | 0 | 254.302 | 261.8281 | 7.2 | 150
2018-05-25 07:00 | 0 | 243.8621 | 245.9764 | 0 | 0
2018-05-25 08:00 | 0 | 284.1606 | 270.0356 | 0 | 0
2018-05-25 09:00 | 0 | 257.7962 | 255.3809 | 0 | 0
2018-05-25 10:00 | 0 | 275.2042 | 227.1087 | 0 | 0
2018-05-25 11:00 | 0 | 246.5002 | 259.8017 | 0 | 0
2018-05-25 12:00 | 0 | 254.5408 | 255.8722 | 0 | 0
2018-05-25 13:00 | 0 | 244.1726 | 247.1355 | 0 | 0
2018-05-25 14:00 | 0 | 236.0798 | 255.385 | 0 | 0
2018-05-25 15:00 | 0 | 268.6958 | 273.1121 | 0 | 0
2018-05-25 16:00 | 0 | 237.9516 | 262.2559 | 0 | 0
2018-05-25 17:00 | 0 | 270.016 | 265.6923 | 0 | 0
2018-05-25 18:00 | 0 | 230.3153 | 220.6898 | 0 | 0
2018-05-25 19:00 | 0 | 259.5615 | 269.0821 | 0 | 0
2018-05-25 20:00 | 0 | 243.4634 | 221.4158 | 0 | 0
2018-05-25 21:00 | 0 | 253.6319 | 248.6633 | 0 | 0
2018-05-25 22:00 | 0 | 267.8181 | 236.9527 | 0 | 0
2018-05-25 23:00 | 0 | 259.0828 | 242.5782 | 0 | 0
2018-05-26 | 0 | 237.9781 | 251.2232 | 0 | 0
2018-05-26 01:00 | 0 | 243.6473 | 246.5028 | 7.2 | 150
2018-05-26 02:00 | 0 | 270.7096 | 265.7992 | 7.2 | 150
2018-05-26 03:00 | 0 | 237.2294 | 288.9982 | 7.2 | 150
2018-05-26 04:00 | 0 | 267.9166 | 255.0957 | 7.2 | 150
2018-05-26 05:00 | 0 | 255.2602 | 266.6124 | 7.2 | 150
2018-05-26 06:00 | 0 | 265.8737 | 237.3986 | 7.2 | 150
2018-05-26 07:00 | 0 | 239.67 | 247.0516 | 0 | 0
2018-05-26 08:00 | 0 | 245.1111 | 255.1381 | 0 | 0
2018-05-26 09:00 | 0 | 271.5413 | 244.4476 | 0 | 0
2018-05-26 10:00 | 0 | 246.1256 | 255.0185 | 0 | 0
2018-05-26 11:00 | 0 | 257.3839 | 246.9313 | 0 | 0
2018-05-26 12:00 | 0 | 267.2956 | 252.9594 | 0 | 0
2018-05-26 13:00 | 0 | 241.093 | 270.5352 | 0 | 0
2018-05-26 14:00 | 0 | 255.2973 | 262.9842 | 0 | 0
2018-05-26 15:00 | 0 | 253.2469 | 259.9363 | 0 | 0
2018-05-26 16:00 | 0 | 245.6069 | 241.3622 | 0 | 0
2018-05-26 17:00 | 0 | 266.9931 | 254.5371 | 0 | 0
2018-05-26 18:00 | 0 | 248.9789 | 255.2838 | 0 | 0
2018-05-26 19:00 | 0 | 268.0487 | 262.1674 | 0 | 0
2018-05-26 20:00 | 0 | 256.5254 | 242.267 | 0 | 0
2018-05-26 21:00 | 0 | 224.4987 | 270.3662 | 0 | 0
2018-05-26 22:00 | 0 | 240.0382 | 247.0122 | 0 | 0
2018-05-26 23:00 | 0 | 241.1163 | 262.285 | 0 | 0
2018-05-27 | 0 | 266.1191 | 265.9365 | 0 | 0
2018-05-27 01:00 | 0 | 246 | 252.1571 | 7.2 | 150
2018-05-27 02:00 | 0 | 250.7384 | 253.2683 | 7.2 | 150
2018-05-27 03:00 | 0 | 256.0386 | 240.2681 | 7.2 | 150
2018-05-27 04:00 | 0 | 235.123 | 240.1537 | 7.2 | 150
2018-05-27 05:00 | 0 | 246.8579 | 230.9538 | 7.2 | 150
2018-05-27 06:00 | 0 | 247.1545 | 240.1027 | 7.2 | 150
2018-05-27 07:00 | 0 | 247.049 | 257.0461 | 0 | 0
2018-05-27 08:00 | 0 | 275.1199 | 261.6527 | 0 | 0
2018-05-27 09:00 | 0 | 254.4 | 261.9513 | 0 | 0
2018-05-27 10:00 | 0 | 236.6493 | 254.2974 | 0 | 0
2018-05-27 11:00 | 0 | 245.5812 | 259.844 | 0 | 0
2018-05-27 12:00 | 0 | 265.0056 | 278.1012 | 0 | 0
2018-05-27 13:00 | 0 | 250.7638 | 236.8145 | 0 | 0
2018-05-27 14:00 | 0 | 243.4848 | 249.9632 | 0 | 0
2018-05-27 15:00 | 0 | 262.0199 | 247.73 | 0 | 0
2018-05-27 16:00 | 0 | 258.91 | 256.1959 | 0 | 0
2018-05-27 17:00 | 0 | 248.9795 | 258.2866 | 0 | 0
2018-05-27 18:00 | 0 | 248.2708 | 258.2618 | 0 | 0
2018-05-27 19:00 | 0 | 243.7619 | 261.0897 | 0 | 0
2018-05-27 20:00 | 0 | 263.9185 | 259.232 | 0 | 0
2018-05-27 21:00 | 0 | 259.6729 | 242.1165 | 0 | 0
2018-05-27 22:00 | 0 | 249.7967 | 245.9761 | 0 | 0
2018-05-27 23:00 | 0 | 262.5331 | 254.2713 | 0 | 0
2018-05-28 | 0 | 243.565 | 245.5905 | 0 | 0
2018-05-28 01:00 | 0 | 253.9549 | 248.3345 | 7.2 | 150
2018-05-28 02:00 | 0 | 244.453 | 240.9724 | 7.2 | 150
2018-05-28 03:00 | 0 | 259.5709 | 279.098 | 7.2 | 150
2018-05-28 04:00 | 0 | 256.6729 | 270.2526 | 7.2 | 150
2018-05-28 05:00 | 0 | 256.5713 | 262.3546 | 7.2 | 150
2018-05-28 06:00 | 0 | 271.6679 | 251.5451 | 7.2 | 150
2018-05-28 07:00 | 0 | 244.7836 | 244.531 | 0 | 0
2018-05-28 08:00 | 0 | 250.1414 | 262.9042 | 0 | 0
2018-05-28 09:00 | 0 | 243.7103 | 249.2075 | 0 | 0
2018-05-28 10:00 | 0 | 276.1089 | 247.2067 | 0 | 0
2018-05-28 11:00 | 0 | 249.7757 | 233.8499 | 0 | 0
2018-05-28 12:00 | 0 | 241.9775 | 230.8985 | 0 | 0
2018-05-28 13:00 | 0 | 244.0872 | 244.2876 | 0 | 0
2018-05-28 14:00 | 0 | 256.4135 | 241.2942 | 0 | 0
2018-05-28 15:00 | 0 | 272.6733 | 295.438 | 0 | 0
2018-05-28 16:00 | 0 | 262.2165 | 255.2475 | 0 | 0
2018-05-28 17:00 | 0 | 265.355 | 253.6381 | 0 | 0
2018-05-28 18:00 | 0 | 273.2992 | 265.3526 | 0 | 0
2018-05-28 19:00 | 0 | 260.3462 | 254.258 | 0 | 0
2018-05-28 20:00 | 0 | 259.9288 | 255.0494 | 0 | 0
2018-05-28 21:00 | 0 | 236.351 | 244.4521 | 0 | 0
2018-05-28 22:00 | 0 | 237.2957 | 255.6045 | 0 | 0
2018-05-28 23:00 | 0 | 269.698 | 259.3967 | 0 | 0
2018-05-29 | 0 | 267.7102 | 265.5184 | 0 | 0
2018-05-29 01:00 | 0 | 244.4595 | 262.3868 | 7.2 | 150
2018-05-29 02:00 | 0 | 250.6124 | 270.1246 | 7.2 | 150
2018-05-29 03:00 | 0 | 272.4954 | 252.154 | 7.2 | 150
2018-05-29 04:00 | 0 | 270.1926 | 253.5039 | 7.2 | 150
2018-05-29 05:00 | 0 | 250.4686 | 236.7457 | 7.2 | 150
2018-05-29 06:00 | 0 | 252.9701 | 243.3124 | 7.2 | 150
2018-05-29 07:00 | 0 | 243.6564 | 266.5935 | 0 | 0
2018-05-29 08:00 | 0 | 245.9128 | 258.9693 | 0 | 0
2018-05-29 09:00 | 0 | 237.5113 | 244.1764 | 0 | 0
2018-05-29 10:00 | 0 | 246.3315 | 259.8048 | 0 | 0
2018-05-29 11:00 | 0 | 287.5163 | 247.6463 | 0 | 0
2018-05-29 12:00 | 0 | 245.5077 | 241.2607 | 0 | 0
2018-05-29 13:00 | 0 | 235.2898 | 239.1883 | 0 | 0
2018-05-29 14:00 | 0 | 241.3693 | 230.3262 | 0 | 0
2018-05-29 15:00 | 0 | 239.2212 | 275.9214 | 0 | 0
2018-05-29 16:00 | 0 | 256.8383 | 273.1388 | 0 | 0
2018-05-29 17:00 | 0 | 259.4051 | 241.6733 | 0 | 0
2018-05-29 18:00 | 0 | 259.0003 | 251.2899 | 0 | 0
2018-05-29 19:00 | 0 | 123.9515 | 250.1491 | 0 | 0
2018-05-29 20:00 | 0 | 0 | 244.1222 | 0 | 0
2018-05-29 21:00 | 0 | 0 | 273.3411 | 0 | 0
2018-05-29 22:00 | 0 | 0 | 240.7201 | 0 | 0
2018-05-29 23:00 | 0 | 0 | 269.5603 | 0 | 0
2018-05-30 | 0 | 0 | 256.9814 | 0 | 0
2018-05-30 01:00 | 0 | 0 | 263.7792 | 7.2 | 150
2018-05-30 02:00 | 0 | 0 | 254.2654 | 7.2 | 150
2018-05-30 03:00 | 0 | 0 | 258.6035 | 7.2 | 150
2018-05-30 04:00 | 0 | 0 | 270.9733 | 7.2 | 150
2018-05-30 05:00 | 0 | 0 | 259.7591 | 7.2 | 150
2018-05-30 06:00 | 0 | 0 | 262.4885 | 7.2 | 150
2018-05-30 07:00 | 0 | 0 | 251.0557 | 0 | 0
2018-05-30 08:00 | 0 | 0 | 252.0923 | 0 | 0
2018-05-30 09:00 | 0 | 0 | 251.9466 | 0 | 0
2018-05-30 10:00 | 0 | 0 | 232.6636 | 0 | 0
2018-05-30 11:00 | 0 | 0 | 260.1748 | 0 | 0
2018-05-30 12:00 | 0 | 0 | 268.9892 | 0 | 0
2018-05-30 13:00 | 0 | 0 | 264.9162 | 0 | 0
2018-05-30 14:00 | 0 | 0 | 238.8495 | 0 | 0
2018-05-30 15:00 | 0 | 0 | 246.2834 | 0 | 0
2018-05-30 16:00 | 0 | 0 | 246.7956 | 0 | 0
2018-05-30 17:00 | 0 | 0 | 248.482 | 0 | 0
2018-05-30 18:00 | 0 | 0 | 257.4631 | 0 | 0
2018-05-30 19:00 | 0 | 0 | 256.0896 | 0 | 0
2018-05-30 20:00 | 0 | 0 | 234.2998 | 0 | 0
2018-05-30 21:00 | 0 | 0 | 259.1449 | 0 | 0
2018-05-30 22:00 | 0 | 0 | 237.138 | 0 | 0
2018-05-30 23:00 | 0 | 0 | 241.1755 | 0 | 0
2018-05-31 | 0 | 0 | 280.4974 | 0 | 0
2018-05-31 01:00 | 0 | 0 | 258.4562 | 7.2 | 150
2018-05-31 02:00 | 0 | 0 | 233.2508 | 7.2 | 150
2018-05-31 03:00 | 0 | 0 | 255.7519 | 7.2 | 150
2018-05-31 04:00 | 0 | 0 | 254.5642 | 7.2 | 150
2018-05-31 05:00 | 0 | 0 | 247.3235 | 7.2 | 150
2018-05-31 06:00 | 0 | 0 | 272.3111 | 7.2 | 150
2018-05-31 07:00 | 0 | 0 | 256.2162 | 0 | 0
2018-05-31 08:00 | 0 | 0 | 264.6637 | 0 | 0
2018-05-31 09:00 | 0 | 0 | 267.4965 | 0 | 0
2018-05-31 10:00 | 0 | 0 | 240.1022 | 0 | 0
2018-05-31 11:00 | 0 | 0 | 244.9159 | 0 | 0
2018-05-31 12:00 | 0 | 0 | 253.7511 | 0 | 0
2018-05-31 13:00 | 0 | 0 | 262.3846 | 0 | 0
2018-05-31 14:00 | 0 | 0 | 227.5479 | 0 | 0
2018-05-31 15:00 | 0 | 0 | 266.0954 | 0 | 0
2018-05-31 16:00 | 0 | 0 | 257.6663 | 0 | 0
2018-05-31 17:00 | 0 | 0 | 256.498 | 0 | 0
2018-05-31 18:00 | 0 | 0 | 242.4036 | 0 | 0
2018-05-31 19:00 | 0 | 0 | 245.0136 | 0 | 0
2018-05-31 20:00 | 0 | 0 | 262.7772 | 0 | 0
2018-05-31 21:00 | 0 | 0 | 240.6956 | 0 | 0
2018-05-31 22:00 | 0 | 0 | 225.4744 | 0 | 0
2018-05-31 23:00 | 0 | 0 | 263.2945 | 0 | 0
2018-06-01 | 0 | 0 | 244.8167 | 0 | 0
2018-06-01 01:00 | 0 | 0 | 260.4067 | 7.2 | 150
2018-06-01 02:00 | 0 | 0 | 253.5364 | 7.2 | 150
2018-06-01 03:00 | 0 | 0 | 243.6062 | 7.2 | 150
2018-06-01 04:00 | 0 | 0 | 258.5365 | 7.2 | 150
2018-06-01 05:00 | 0 | 0 | 267.817 | 7.2 | 150
2018-06-01 06:00 | 0 | 0 | 255.8954 | 7.2 | 150
2018-06-01 07:00 | 0 | 0 | 248.5491 | 0 | 0
2018-06-01 08:00 | 0 | 0 | 237.1351 | 0 | 0
2018-06-01 09:00 | 0 | 0 | 243.8094 | 0 | 0
2018-06-01 10:00 | 0 | 0 | 251.0734 | 0 | 0
2018-06-01 11:00 | 0 | 0 | 261.046 | 0 | 0
2018-06-01 12:00 | 0 | 0 | 250.8757 | 0 | 0
2018-06-01 13:00 | 0 | 0 | 252.1057 | 0 | 0
2018-06-01 14:00 | 0 | 0 | 259.5754 | 0 | 0
2018-06-01 15:00 | 0 | 0 | 287.0846 | 0 | 0
2018-06-01 16:00 | 0 | 0 | 241.5684 | 0 | 0
2018-06-01 17:00 | 0 | 0 | 250.1058 | 0 | 0
2018-06-01 18:00 | 0 | 0 | 253.0405 | 0 | 0
2018-06-01 19:00 | 0 | 0 | 240.2621 | 0 | 0
2018-06-01 20:00 | 0 | 0 | 210.5817 | 0 | 0
2018-06-01 21:00 | 0 | 0 | 72.3093 | 0 | 0
2018-06-01 22:00 | 0 | 0 | 0 | 0 | 0
2018-06-01 23:00 | 0 | 0 | 0 | 0 | 0
2018-06-02 | 0 | 0 | 0 | 0 | 0
2018-06-02 01:00 | 0 | 0 | 0 | 7.2 | 150
2018-06-02 02:00 | 0 | 0 | 0 | 7.2 | 150
2018-06-02 03:00 | 0 | 0 | 0 | 7.2 | 150
2018-06-02 04:00 | 0 | 0 | 0 | 7.2 | 150
2018-06-02 05:00 | 0 | 0 | 0 | 7.2 | 150
2018-06-02 06:00 | 0 | 0 | 0 | 7.2 | 150
2018-06-02 07:00 | 0 | 0 | 0 | 0 | 0
2018-06-02 08:00 | 0 | 0 | 0 | 0 | 0
2018-06-02 09:00 | 0 | 0 | 0 | 0 | 0
2018-06-02 10:00 | 0 | 0 | 0 | 0 | 0
2018-06-02 11:00 | 0 | 0 | 0 | 0 | 0
2018-06-02 12:00 | 0 | 0 | 0 | 0 | 0
2018-06-02 13:00 | 0 | 0 | 0 | 0 | 0
2018-06-02 14:00 | 0 | 0 | 0 | 0 | 0
2018-06-02 15:00 | 0 | 0 | 0 | 0 | 0
2018-06-02 16:00 | 0 | 0 | 0 | 0 | 0
2018-06-02 17:00 | 0 | 0 | 0 | 0 | 0
2018-06-02 18:00 | 0 | 0 | 0 | 0 | 0
2018-06-02 19:00 | 0 | 0 | 0 | 0 | 0
2018-06-02 20:00 | 0 | 0 | 0 | 0 | 0
2018-06-02 21:00 | 0 | 0 | 0 | 0 | 0
2018-06-02 22:00 | 0 | 0 | 0 | 0 | 0
2018-06-02 23:00 | 0 | 0 | 0 | 0 | 0
2018-06-03 | 0 | 0 | 0 | 0 | 0
2018-06-03 01:00 | 0 | 0 | 0 | 7.2 | 150
2018-06-03 02:00 | 0 | 0 | 0 | 7.2 | 150
2018-06-03 03:00 | 0 | 0 | 0 | 7.2 | 150
2018-06-03 04:00 | 0 | 0 | 0 | 7.2 | 150
2018-06-03 05:00 | 0 | 0 | 0 | 7.2 | 150
2018-06-03 06:00 | 0 | 0 | 0 | 7.2 | 150
2018-06-03 07:00 | 0 | 0 | 0 | 0 | 0
2018-06-03 08:00 | 0 | 0 | 0 | 0 | 0
2018-06-03 09:00 | 0 | 0 | 0 | 0 | 0
2018-06-03 10:00 | 0 | 0 | 0 | 0 | 0
2018-06-03 11:00 | 0 | 0 | 0 | 0 | 0
2018-06-03 12:00 | 0 | 0 | 0 | 0 | 0
2018-06-03 13:00 | 0 | 0 | 0 | 0 | 0
2018-06-03 14:00 | 0 | 0 | 0 | 0 | 0
2018-06-03 15:00 | 0 | 0 | 0 | 0 | 0
2018-06-03 16:00 | 0 | 0 | 0 | 0 | 0
2018-06-03 17:00 | 0 | 0 | 0 | 0 | 0
2018-06-03 18:00 | 0 | 0 | 0 | 0 | 0
2018-06-03 19:00 | 0 | 0 | 0 | 0 | 0
2018-06-03 20:00 | 0 | 0 | 0 | 0 | 0
2018-06-03 21:00 | 0 | 0 | 0 | 0 | 0
2018-06-03 22:00 | 0 | 0 | 0 | 0 | 0
2018-06-03 23:00 | 0 | 0 | 0 | 0 | 0
2018-06-04 | 0 | 0 | 0 | 0 | 0
2018-06-04 01:00 | 0 | 0 | 0 | 7.2 | 150
2018-06-04 02:00 | 0 | 0 | 0 | 7.2 | 150
2018-06-04 03:00 | 0 | 0 | 0 | 7.2 | 150
2018-06-04 04:00 | 0 | 0 | 0 | 7.2 | 150
2018-06-04 05:00 | 0 | 0 | 0 | 7.2 | 150
2018-06-04 06:00 | 0 | 0 | 0 | 7.2 | 150
2018-06-04 07:00 | 0 | 0 | 0 | 0 | 0
2018-06-04 08:00 | 0 | 0 | 0 | 0 | 0
2018-06-04 09:00 | 0 | 0 | 0 | 0 | 0
2018-06-04 10:00 | 0 | 0 | 0 | 0 | 0
2018-06-04 11:00 | 0 | 0 | 0 | 0 | 0
2018-06-04 12:00 | 0 | 0 | 0 | 0 | 0
2018-06-04 13:00 | 0 | 0 | 0 | 0 | 0
2018-06-04 14:00 | 0 | 0 | 0 | 0 | 0
2018-06-04 15:00 | 0 | 0 | 0 | 0 | 0
2018-06-04 16:00 | 0 | 0 | 0 | 0 | 0
2018-06-04 17:00 | 0 | 0 | 0 | 0 | 0
2018-06-04 18:00 | 0 | 0 | 0 | 0 | 0
2018-06-04 19:00 | 0 | 0 | 0 | 0 | 0
2018-06-04 20:00 | 0 | 0 | 0 | 0 | 0
2018-06-04 21:00 | 0 | 0 | 0 | 0 | 0
2018-06-04 22:00 | 0 | 0 | 0 | 0 | 0
2018-06-04 23:00 | 0 | 0 | 0 | 0 | 0
2018-06-05 | 0 | 0 | 63.0186 | 0 | 0
2018-06-05 01:00 | 0 | 0 | 228.8999 | 7.2 | 150
2018-06-05 02:00 | 0 | 0 | 257.0932 | 7.2 | 150
2018-06-05 03:00 | 0 | 0 | 267.7726 | 7.2 | 150
2018-06-05 04:00 | 0 | 0 | 244.7466 | 7.2 | 150
2018-06-05 05:00 | 0 | 0 | 234.1097 | 7.2 | 150
2018-06-05 06:00 | 0 | 0 | 252.0781 | 7.2 | 150
2018-06-05 07:00 | 0 | 0 | 267.9314 | 0 | 0
2018-06-05 08:00 | 0 | 0 | 243.4682 | 0 | 0
2018-06-05 09:00 | 0 | 0 | 280.4677 | 0 | 0
2018-06-05 10:00 | 0 | 0 | 265.637 | 0 | 0
2018-06-05 11:00 | 0 | 0 | 254.3118 | 0 | 0
2018-06-05 12:00 | 0 | 0 | 258.2304 | 0 | 0
2018-06-05 13:00 | 0 | 0 | 263.4828 | 0 | 0
2018-06-05 14:00 | 0 | 0 | 249.2334 | 0 | 0
2018-06-05 15:00 | 0 | 0 | 280.6145 | 0 | 0
2018-06-05 16:00 | 0 | 0 | 248.7223 | 0 | 0
2018-06-05 17:00 | 0 | 0 | 259.8997 | 0 | 0
2018-06-05 18:00 | 0 | 0 | 234.8227 | 0 | 0
2018-06-05 19:00 | 0 | 0 | 253.1397 | 0 | 0
2018-06-05 20:00 | 0 | 0 | 268.4526 | 0 | 0
2018-06-05 21:00 | 0 | 0 | 241.7789 | 0 | 0
2018-06-05 22:00 | 0 | 0 | 256.1211 | 0 | 0
2018-06-05 23:00 | 0 | 0 | 235.0532 | 0 | 0
2018-06-06 | 0 | 0 | 256.4649 | 0 | 0
2018-06-06 01:00 | 0 | 0 | 256.2134 | 7.2 | 150
2018-06-06 02:00 | 0 | 0 | 256.5459 | 7.2 | 150
2018-06-06 03:00 | 0 | 0 | 246.7083 | 7.2 | 150
2018-06-06 04:00 | 0 | 0 | 270.1241 | 7.2 | 150
2018-06-06 05:00 | 0 | 0 | 250.2825 | 7.2 | 150
2018-06-06 06:00 | 0 | 0 | 270.0384 | 7.2 | 150
2018-06-06 07:00 | 0 | 0 | 238.7206 | 0 | 0
2018-06-06 08:00 | 0 | 0 | 257.3904 | 0 | 0
2018-06-06 09:00 | 0 | 0 | 270.6373 | 0 | 0
2018-06-06 10:00 | 0 | 0 | 232.0198 | 0 | 0
2018-06-06 11:00 | 0 | 0 | 255.2481 | 0 | 0
2018-06-06 12:00 | 0 | 0 | 243.2268 | 0 | 0
2018-06-06 13:00 | 0 | 0 | 250.929 | 0 | 0
2018-06-06 14:00 | 0 | 0 | 254.5665 | 0 | 0
2018-06-06 15:00 | 0 | 0 | 268.5918 | 0 | 0
2018-06-06 16:00 | 0 | 0 | 243.9987 | 0 | 0
2018-06-06 17:00 | 0 | 0 | 252.5796 | 0 | 0
2018-06-06 18:00 | 0 | 0 | 249.7026 | 0 | 0
2018-06-06 19:00 | 0 | 0 | 247.1728 | 0 | 0
2018-06-06 20:00 | 0 | 0 | 252.6187 | 0 | 0
2018-06-06 21:00 | 0 | 0 | 255.36 | 0 | 0
2018-06-06 22:00 | 0 | 0 | 238.8 | 0 | 0
2018-06-06 23:00 | 0 | 0 | 252.8579 | 0 | 0
2018-06-07 | 0 | 0 | 258.2284 | 0 | 0
2018-06-07 01:00 | 0 | 0 | 268.9521 | 7.2 | 150
2018-06-07 02:00 | 0 | 0 | 261.0244 | 7.2 | 150
2018-06-07 03:00 | 0 | 0 | 255.655 | 7.2 | 150
2018-06-07 04:00 | 0 | 0 | 241.5135 | 7.2 | 150
2018-06-07 05:00 | 0 | 0 | 280.4717 | 7.2 | 150
2018-06-07 06:00 | 0 | 0 | 259.756 | 7.2 | 150
2018-06-07 07:00 | 0 | 0 | 245.5664 | 0 | 0
2018-06-07 08:00 | 0 | 0 | 253.0577 | 0 | 0
2018-06-07 09:00 | 0 | 0 | 242.2775 | 0 | 0
2018-06-07 10:00 | 0 | 0 | 257.5023 | 0 | 0
2018-06-07 11:00 | 0 | 0 | 252.082 | 0 | 0
2018-06-07 12:00 | 0 | 0 | 256.827 | 0 | 0
2018-06-07 13:00 | 0 | 0 | 247.8818 | 0 | 0
2018-06-07 14:00 | 0 | 0 | 246.5745 | 0 | 0
2018-06-07 15:00 | 0 | 0 | 279.8873 | 0 | 0
2018-06-07 16:00 | 0 | 0 | 262.9616 | 0 | 0
2018-06-07 17:00 | 0 | 0 | 265.6372 | 0 | 0
2018-06-07 18:00 | 0 | 0 | 256.4301 | 0 | 0
2018-06-07 19:00 | 0 | 0 | 253.2161 | 0 | 0
2018-06-07 20:00 | 0 | 0 | 234.2771 | 0 | 0
2018-06-07 21:00 | 0 | 0 | 249.0256 | 0 | 0
2018-06-07 22:00 | 0 | 0 | 266.2395 | 0 | 0
2018-06-07 23:00 | 0 | 0 | 233.2492 | 0 | 0
2018-06-08 | 0 | 0 | 244.0578 | 0 | 0
2018-06-08 01:00 | 0 | 0 | 255.9739 | 7.2 | 150
2018-06-08 02:00 | 0 | 0 | 249.2961 | 7.2 | 150
2018-06-08 03:00 | 0 | 0 | 248.5418 | 7.2 | 150
2018-06-08 04:00 | 0 | 0 | 248.1207 | 7.2 | 150
2018-06-08 05:00 | 0 | 0 | 258.9918 | 7.2 | 150
2018-06-08 06:00 | 0 | 0 | 268.0526 | 7.2 | 150
2018-06-08 07:00 | 0 | 0 | 255.3557 | 0 | 0
2018-06-08 08:00 | 0 | 0 | 246.8253 | 0 | 0
2018-06-08 09:00 | 0 | 0 | 233.6477 | 0 | 0
2018-06-08 10:00 | 0 | 0 | 261.8068 | 0 | 0
2018-06-08 11:00 | 0 | 0 | 227.9288 | 0 | 0
2018-06-08 12:00 | 0 | 0 | 263.845 | 0 | 0
2018-06-08 13:00 | 0 | 0 | 246.9843 | 0 | 0
2018-06-08 14:00 | 0 | 0 | 252.7145 | 0 | 0
2018-06-08 15:00 | 0 | 0 | 250.2641 | 0 | 0
2018-06-08 16:00 | 0 | 0 | 255.1942 | 0 | 0
2018-06-08 17:00 | 0 | 0 | 250.3089 | 0 | 0
2018-06-08 18:00 | 0 | 0 | 251.3986 | 0 | 0
2018-06-08 19:00 | 0 | 0 | 259.6003 | 0 | 0
2018-06-08 20:00 | 0 | 0 | 245.1585 | 0 | 0
2018-06-08 21:00 | 0 | 0 | 262.976 | 0 | 0
2018-06-08 22:00 | 0 | 0 | 246.5634 | 0 | 0
2018-06-08 23:00 | 0 | 0 | 271.8626 | 0 | 0
2018-06-09 | 0 | 0 | 245.1107 | 0 | 0
2018-06-09 01:00 | 63.8221 | 0 | 250.0018 | 7.2 | 150
2018-06-09 02:00 | 259.6082 | 0 | 262.9985 | 7.2 | 150
2018-06-09 03:00 | 257.2602 | 0 | 241.2983 | 7.2 | 150
2018-06-09 04:00 | 253.3721 | 0 | 253.3585 | 7.2 | 150
2018-06-09 05:00 | 282.4076 | 0 | 258.1378 | 7.2 | 150
2018-06-09 06:00 | 250.4162 | 0 | 261.3132 | 7.2 | 150
2018-06-09 07:00 | 249.6147 | 0 | 265.9114 | 0 | 0
2018-06-09 08:00 | 261.3489 | 0 | 267.6199 | 0 | 0
2018-06-09 09:00 | 256.4717 | 0 | 260.4641 | 0 | 0
2018-06-09 10:00 | 229.9911 | 0 | 214.9669 | 0 | 0
2018-06-09 11:00 | 246.7125 | 0 | 241.2706 | 0 | 0
2018-06-09 12:00 | 252.043 | 0 | 244.8063 | 0 | 0
2018-06-09 13:00 | 217.6805 | 0 | 245.9431 | 0 | 0
2018-06-09 14:00 | 246.4333 | 0 | 247.2039 | 0 | 0
2018-06-09 15:00 | 259.4211 | 0 | 244.7797 | 0 | 0
2018-06-09 16:00 | 243.791 | 0 | 261.8386 | 0 | 0
2018-06-09 17:00 | 275.0566 | 0 | 259.3198 | 0 | 0
2018-06-09 18:00 | 241.6428 | 0 | 271.3461 | 0 | 0
2018-06-09 19:00 | 241.5058 | 0 | 260.9159 | 0 | 0
2018-06-09 20:00 | 266.0265 | 0 | 260.1226 | 0 | 0
2018-06-09 21:00 | 270.4597 | 0 | 270.0527 | 0 | 0
2018-06-09 22:00 | 244.1197 | 0 | 241.1547 | 0 | 0
2018-06-09 23:00 | 219.9605 | 0 | 272.3657 | 0 | 0
2018-06-10 | 277.034 | 0 | 249.9568 | 0 | 0
2018-06-10 01:00 | 233.897 | 0 | 239.501 | 7.2 | 150
2018-06-10 02:00 | 272.8181 | 0 | 243.2908 | 7.2 | 150
2018-06-10 03:00 | 247.1206 | 0 | 283.907 | 7.2 | 150
2018-06-10 04:00 | 263.2565 | 0 | 262.3312 | 7.2 | 150
2018-06-10 05:00 | 261.2188 | 0 | 243.6584 | 7.2 | 150
2018-06-10 06:00 | 261.3991 | 0 | 257.6183 | 7.2 | 150
2018-06-10 07:00 | 241.3757 | 0 | 267.6384 | 0 | 0
2018-06-10 08:00 | 248.4842 | 0 | 246.4222 | 0 | 0
2018-06-10 09:00 | 262.3699 | 0 | 262.5617 | 0 | 0
2018-06-10 10:00 | 250.9313 | 0 | 259.0798 | 0 | 0
2018-06-10 11:00 | 251.009 | 0 | 269.9048 | 0 | 0
2018-06-10 12:00 | 262.812 | 0 | 275.796 | 0 | 0
2018-06-10 13:00 | 244.0386 | 0 | 262.179 | 0 | 0
2018-06-10 14:00 | 265.593 | 0 | 248.0921 | 0 | 0
2018-06-10 15:00 | 248.0813 | 0 | 236.5342 | 0 | 0
2018-06-10 16:00 | 225.3373 | 0 | 270.3856 | 0 | 0
2018-06-10 17:00 | 264.5414 | 0 | 250.3834 | 0 | 0
2018-06-10 18:00 | 238.2339 | 0 | 248.6242 | 0 | 0
2018-06-10 19:00 | 250.1198 | 0 | 233.7914 | 0 | 0
2018-06-10 20:00 | 250.1082 | 0 | 250.6137 | 0 | 0
2018-06-10 21:00 | 247.565 | 0 | 240.8766 | 0 | 0
2018-06-10 22:00 | 245.0687 | 0 | 257.5585 | 0 | 0
2018-06-10 23:00 | 282.6412 | 0 | 254.8507 | 0 | 0
2018-06-11 | 257.9927 | 0 | 240.1079 | 0 | 0
2018-06-11 01:00 | 255.0714 | 0 | 245.5229 | 7.2 | 150
2018-06-11 02:00 | 255.9871 | 0 | 246.4464 | 7.2 | 150
2018-06-11 03:00 | 269.6409 | 0 | 244.9502 | 7.2 | 150
2018-06-11 04:00 | 249.5099 | 0 | 251.8031 | 7.2 | 150
2018-06-11 05:00 | 266.7259 | 0 | 263.6515 | 7.2 | 150
2018-06-11 06:00 | 237.05 | 0 | 259.5229 | 7.2 | 150
2018-06-11 07:00 | 267.1008 | 0 | 241.1865 | 0 | 0
2018-06-11 08:00 | 246.0663 | 0 | 257.0737 | 0 | 0
2018-06-11 09:00 | 252.4588 | 0 | 243.419 | 0 | 0
2018-06-11 10:00 | 258.0337 | 0 | 248.0875 | 0 | 0
2018-06-11 11:00 | 256.089 | 0 | 247.5594 | 0 | 0
2018-06-11 12:00 | 248.951 | 0 | 270.3043 | 0 | 0
2018-06-11 13:00 | 245.4291 | 0 | 260.3379 | 0 | 0
2018-06-11 14:00 | 234.8633 | 0 | 240.209 | 0 | 0
2018-06-11 15:00 | 265.9304 | 0 | 243.5029 | 0 | 0
2018-06-11 16:00 | 262.1981 | 0 | 254.1523 | 0 | 0
2018-06-11 17:00 | 255.1361 | 0 | 238.2129 | 0 | 0
2018-06-11 18:00 | 254.9859 | 0 | 242.4829 | 0 | 0
2018-06-11 19:00 | 263.3916 | 0 | 264.3809 | 0 | 0
2018-06-11 20:00 | 255.348 | 0 | 247.7363 | 0 | 0
2018-06-11 21:00 | 260.0347 | 0 | 270.9455 | 0 | 0
2018-06-11 22:00 | 276.4351 | 0 | 245.6154 | 0 | 0
2018-06-11 23:00 | 250.0923 | 0 | 245.6048 | 0 | 0
2018-06-12 | 262.5439 | 0 | 248.496 | 0 | 0
2018-06-12 01:00 | 260.5198 | 0 | 249.5646 | 7.2 | 150
2018-06-12 02:00 | 276.3599 | 0 | 255.768 | 7.2 | 150
2018-06-12 03:00 | 265.8943 | 0 | 234.4416 | 7.2 | 150
2018-06-12 04:00 | 240.8642 | 0 | 260.5626 | 7.2 | 150
2018-06-12 05:00 | 249.2182 | 0 | 240.1589 | 7.2 | 150
2018-06-12 06:00 | 250.166 | 0 | 248.9431 | 7.2 | 150
2018-06-12 07:00 | 245.2788 | 0 | 249.892 | 0 | 0
2018-06-12 08:00 | 262.2493 | 0 | 254.6747 | 0 | 0
2018-06-12 09:00 | 251.038 | 0 | 247.4845 | 0 | 0
2018-06-12 10:00 | 269.4268 | 0 | 260.1451 | 0 | 0
2018-06-12 11:00 | 250.4839 | 0 | 265.7259 | 0 | 0
2018-06-12 12:00 | 256.2653 | 0 | 238.6386 | 0 | 0
2018-06-12 13:00 | 231.9525 | 0 | 249.6532 | 0 | 0
2018-06-12 14:00 | 255.8396 | 0 | 235.8678 | 0 | 0
2018-06-12 15:00 | 254.5904 | 0 | 200.1575 | 0 | 0
2018-06-12 16:00 | 253.9942 | 0 | 44.5294 | 0 | 0
2018-06-12 17:00 | 243.8409 | 0 | 0 | 0 | 0
2018-06-12 18:00 | 258.7483 | 0 | 0 | 0 | 0
2018-06-12 19:00 | 244.1386 | 0 | 0 | 0 | 0
2018-06-12 20:00 | 261.127 | 0 | 0 | 0 | 0
2018-06-12 21:00 | 241.8056 | 0 | 0 | 0 | 0
2018-06-12 22:00 | 241.0384 | 0 | 0 | 0 | 0
2018-06-12 23:00 | 253.6565 | 0 | 0 | 0 | 0
2018-06-13 | 270.1783 | 0 | 0 | 0 | 0
2018-06-13 01:00 | 248.111 | 0 | 0 | 7.2 | 150
2018-06-13 02:00 | 255.5558 | 0 | 0 | 7.2 | 150
2018-06-13 03:00 | 245.5367 | 0 | 0 | 7.2 | 150
2018-06-13 04:00 | 260.0666 | 0 | 0 | 7.2 | 150
2018-06-13 05:00 | 257.0823 | 0 | 0 | 7.2 | 150
2018-06-13 06:00 | 274.6149 | 0 | 0 | 7.2 | 150
2018-06-13 07:00 | 260.0374 | 0 | 0 | 0 | 0
2018-06-13 08:00 | 269.1223 | 0 | 0 | 0 | 0
2018-06-13 09:00 | 271.2007 | 0 | 0 | 0 | 0
2018-06-13 10:00 | 241.2812 | 0 | 0 | 0 | 0
2018-06-13 11:00 | 260.4909 | 0 | 0 | 0 | 0
2018-06-13 12:00 | 258.9256 | 0 | 0 | 0 | 0
2018-06-13 13:00 | 277.2068 | 0 | 0 | 0 | 0
2018-06-13 14:00 | 241.6716 | 0 | 0 | 0 | 0
2018-06-13 15:00 | 250.4757 | 0 | 0 | 0 | 0
2018-06-13 16:00 | 220.4556 | 0 | 0 | 0 | 0
2018-06-13 17:00 | 252.1627 | 0 | 0 | 0 | 0
2018-06-13 18:00 | 258.2437 | 0 | 0 | 0 | 0
2018-06-13 19:00 | 258.6953 | 0 | 0 | 0 | 0
2018-06-13 20:00 | 241.8098 | 0 | 0 | 0 | 0
2018-06-13 21:00 | 248.6966 | 0 | 0 | 0 | 0
2018-06-13 22:00 | 235.0908 | 0 | 0 | 0 | 0
2018-06-13 23:00 | 264.6826 | 0 | 0 | 0 | 0
2018-06-14 | 262.8922 | 0 | 0 | 0 | 0
2018-06-14 01:00 | 267.5926 | 0 | 0 | 7.2 | 150
2018-06-14 02:00 | 247.0417 | 0 | 0 | 7.2 | 150
2018-06-14 03:00 | 251.7414 | 0 | 0 | 7.2 | 150
2018-06-14 04:00 | 277.4213 | 0 | 0 | 7.2 | 150
2018-06-14 05:00 | 257.0203 | 0 | 0 | 7.2 | 150
2018-06-14 06:00 | 271.2518 | 0 | 0 | 7.2 | 150
2018-06-14 07:00 | 237.0478 | 0 | 0 | 0 | 0
2018-06-14 08:00 | 262.6316 | 0 | 0 | 0 | 0
2018-06-14 09:00 | 240.9585 | 0 | 0 | 0 | 0
2018-06-14 10:00 | 258.3552 | 0 | 0 | 0 | 0
2018-06-14 11:00 | 260.8142 | 69.4038 | 0 | 0 | 0
2018-06-14 12:00 | 256.2101 | 254.001 | 0 | 0 | 0
2018-06-14 13:00 | 261.869 | 258.8246 | 0 | 0 | 0
2018-06-14 14:00 | 261.2825 | 250.9642 | 0 | 0 | 0
2018-06-14 15:00 | 265.8815 | 270.4083 | 0 | 0 | 0
2018-06-14 16:00 | 238.0573 | 242.5875 | 0 | 0 | 0
2018-06-14 17:00 | 262.8907 | 239.3777 | 0 | 0 | 0
2018-06-14 18:00 | 259.163 | 238.2463 | 0 | 0 | 0
2018-06-14 19:00 | 248.9266 | 247.3035 | 0 | 0 | 0
2018-06-14 20:00 | 266.7015 | 237.2776 | 0 | 0 | 0
2018-06-14 21:00 | 256.2524 | 261.7562 | 0 | 0 | 0
2018-06-14 22:00 | 258.4235 | 269.9853 | 0 | 0 | 0
2018-06-14 23:00 | 253.6948 | 255.4978 | 0 | 0 | 0
2018-06-15 | 250.8608 | 252.553 | 0 | 0 | 0
2018-06-15 01:00 | 246.5236 | 273.9713 | 0 | 7.2 | 150
2018-06-15 02:00 | 238.3886 | 286.2385 | 0 | 7.2 | 150
2018-06-15 03:00 | 275.3161 | 270.0524 | 0 | 7.2 | 150
2018-06-15 04:00 | 269.0311 | 275.0887 | 0 | 7.2 | 150
2018-06-15 05:00 | 243.0892 | 240.0903 | 0 | 7.2 | 150
2018-06-15 06:00 | 244.6332 | 241.956 | 0 | 7.2 | 150
2018-06-15 07:00 | 281.5682 | 240.3567 | 0 | 0 | 0
2018-06-15 08:00 | 254.003 | 256.882 | 0 | 0 | 0
2018-06-15 09:00 | 249.0541 | 255.6656 | 0 | 0 | 0
2018-06-15 10:00 | 256.3372 | 242.3572 | 0 | 0 | 0
2018-06-15 11:00 | 260.0804 | 249.4803 | 0 | 0 | 0
2018-06-15 12:00 | 247.596 | 257.3626 | 0 | 0 | 0
2018-06-15 13:00 | 247.5329 | 241.9971 | 0 | 0 | 0
2018-06-15 14:00 | 230.6595 | 258.0713 | 0 | 0 | 0
2018-06-15 15:00 | 255.2175 | 281.0329 | 0 | 0 | 0
2018-06-15 16:00 | 253.4213 | 239.234 | 0 | 0 | 0
2018-06-15 17:00 | 256.1716 | 256.2696 | 0 | 0 | 0
2018-06-15 18:00 | 243.3204 | 270.0958 | 0 | 0 | 0
2018-06-15 19:00 | 259.94 | 259.3901 | 0 | 0 | 0
2018-06-15 20:00 | 245.5871 | 246.2677 | 0 | 0 | 0
2018-06-15 21:00 | 256.4491 | 249.7222 | 0 | 0 | 0
2018-06-15 22:00 | 240.9383 | 240.7918 | 0 | 0 | 0
2018-06-15 23:00 | 241.5079 | 255.4728 | 0 | 0 | 0
2018-06-16 | 237.4252 | 248.9174 | 0 | 0 | 0
2018-06-16 01:00 | 236.3631 | 227.6699 | 0 | 7.2 | 150
2018-06-16 02:00 | 273.5837 | 258.9495 | 0 | 7.2 | 150
2018-06-16 03:00 | 253.8089 | 266.3198 | 0 | 7.2 | 150
2018-06-16 04:00 | 246.5439 | 260.0216 | 0 | 7.2 | 150
2018-06-16 05:00 | 230.7434 | 257.9639 | 0 | 7.2 | 150
2018-06-16 06:00 | 249.3943 | 263.0456 | 0 | 7.2 | 150
2018-06-16 07:00 | 263.1554 | 251.7515 | 0 | 0 | 0
2018-06-16 08:00 | 268.395 | 261.9421 | 0 | 0 | 0
2018-06-16 09:00 | 276.8032 | 254.5112 | 0 | 0 | 0
2018-06-16 10:00 | 240.6263 | 238.5434 | 0 | 0 | 0
2018-06-16 11:00 | 262.208 | 243.3042 | 0 | 0 | 0
2018-06-16 12:00 | 266.0586 | 266.5374 | 0 | 0 | 0
2018-06-16 13:00 | 240.7978 | 265.6392 | 0 | 0 | 0
2018-06-16 14:00 | 257.3918 | 237.408 | 0 | 0 | 0
2018-06-16 15:00 | 257.5434 | 259.6251 | 0 | 0 | 0
2018-06-16 16:00 | 266.6886 | 239.8608 | 0 | 0 | 0
2018-06-16 17:00 | 256.1265 | 265.2807 | 0 | 0 | 0
2018-06-16 18:00 | 275.6708 | 254.3081 | 0 | 0 | 0
2018-06-16 19:00 | 256.4442 | 259.6723 | 0 | 0 | 0
2018-06-16 20:00 | 235.96 | 237.2503 | 0 | 0 | 0
2018-06-16 21:00 | 252.5176 | 251.2946 | 0 | 0 | 0
2018-06-16 22:00 | 261.7578 | 239.9224 | 0 | 0 | 0
2018-06-16 23:00 | 244.8084 | 220.9257 | 0 | 0 | 0
2018-06-17 | 226.2376 | 263.2674 | 0 | 0 | 0
2018-06-17 01:00 | 247.4085 | 241.5492 | 0 | 7.2 | 150
2018-06-17 02:00 | 232.263 | 225.6662 | 0 | 7.2 | 150
2018-06-17 03:00 | 257.8696 | 274.199 | 0 | 7.2 | 150
2018-06-17 04:00 | 227.8024 | 243.9539 | 0 | 7.2 | 150
2018-06-17 05:00 | 253.1382 | 264.53 | 0 | 7.2 | 150
2018-06-17 06:00 | 269.9952 | 240.9526 | 0 | 7.2 | 150
2018-06-17 07:00 | 245.1257 | 260.0597 | 0 | 0 | 0
2018-06-17 08:00 | 254.1186 | 234.8832 | 0 | 0 | 0
2018-06-17 09:00 | 251.1862 | 258.9907 | 0 | 0 | 0
2018-06-17 10:00 | 265.6765 | 262.7324 | 0 | 0 | 0
2018-06-17 11:00 | 242.1608 | 266.0892 | 0 | 0 | 0
2018-06-17 12:00 | 258.499 | 264.2272 | 0 | 0 | 0
2018-06-17 13:00 | 236.384 | 231.3019 | 0 | 0 | 0
2018-06-17 14:00 | 255.8597 | 262.1221 | 0 | 0 | 0
2018-06-17 15:00 | 266.5295 | 271.8086 | 0 | 0 | 0
2018-06-17 16:00 | 266.7873 | 241.8391 | 0 | 0 | 0
2018-06-17 17:00 | 267.7961 | 263.9913 | 0 | 0 | 0
2018-06-17 18:00 | 241.2405 | 240.6929 | 0 | 0 | 0
2018-06-17 19:00 | 231.6444 | 245.0937 | 0 | 0 | 0
2018-06-17 20:00 | 257.83 | 246.7896 | 0 | 0 | 0
2018-06-17 21:00 | 246.2318 | 257.2772 | 0 | 0 | 0
2018-06-17 22:00 | 147.3401 | 257.7647 | 0 | 0 | 0
2018-06-17 23:00 | 0 | 238.7007 | 0 | 0 | 0
2018-06-18 | 0 | 264.2381 | 0 | 0 | 0
2018-06-18 01:00 | 0 | 269.4962 | 0 | 7.2 | 150
2018-06-18 02:00 | 0 | 255.1432 | 0 | 7.2 | 150
2018-06-18 03:00 | 0 | 250.964 | 0 | 7.2 | 150
2018-06-18 04:00 | 0 | 249.0938 | 0 | 7.2 | 150
2018-06-18 05:00 | 0 | 257.717 | 0 | 7.2 | 150
2018-06-18 06:00 | 0 | 243.9338 | 0 | 7.2 | 150
2018-06-18 07:00 | 0 | 231.1976 | 0 | 0 | 0
2018-06-18 08:00 | 0 | 233.5943 | 0 | 0 | 0
2018-06-18 09:00 | 0 | 250.8985 | 0 | 0 | 0
2018-06-18 10:00 | 0 | 257.2659 | 0 | 0 | 0
2018-06-18 11:00 | 0 | 251.1855 | 0 | 0 | 0
2018-06-18 12:00 | 0 | 261.2127 | 0 | 0 | 0
2018-06-18 13:00 | 0 | 260.5485 | 0 | 0 | 0
2018-06-18 14:00 | 0 | 235.2639 | 0 | 0 | 0
2018-06-18 15:00 | 0 | 265.1578 | 0 | 0 | 0
2018-06-18 16:00 | 0 | 257.0165 | 0 | 0 | 0
2018-06-18 17:00 | 0 | 251.9955 | 0 | 0 | 0
2018-06-18 18:00 | 0 | 273.2265 | 0 | 0 | 0
2018-06-18 19:00 | 0 | 242.698 | 0 | 0 | 0
2018-06-18 20:00 | 0 | 257.6266 | 0 | 0 | 0
2018-06-18 21:00 | 0 | 244.1956 | 0 | 0 | 0
2018-06-18 22:00 | 0 | 241.06 | 0 | 0 | 0
2018-06-18 23:00 | 0 | 249.0769 | 0 | 0 | 0
2018-06-19 | 0 | 264.0113 | 0 | 0 | 0
2018-06-19 01:00 | 0 | 257.5256 | 0 | 7.2 | 150
2018-06-19 02:00 | 0 | 259.8431 | 0 | 7.2 | 150
2018-06-19 03:00 | 0 | 256.2272 | 0 | 7.2 | 150
2018-06-19 04:00 | 0 | 256.666 | 0 | 7.2 | 150
2018-06-19 05:00 | 0 | 253.1486 | 0 | 7.2 | 150
2018-06-19 06:00 | 0 | 227.9505 | 0 | 7.2 | 150
2018-06-19 07:00 | 0 | 248.3389 | 0 | 0 | 0
2018-06-19 08:00 | 0 | 248.0086 | 0 | 0 | 0
2018-06-19 09:00 | 0 | 231.0492 | 0 | 0 | 0
2018-06-19 10:00 | 0 | 245.5747 | 0 | 0 | 0
2018-06-19 11:00 | 0 | 267.3736 | 0 | 0 | 0
2018-06-19 12:00 | 0 | 246.5531 | 0 | 0 | 0
2018-06-19 13:00 | 0 | 257.7839 | 0 | 0 | 0
2018-06-19 14:00 | 0 | 259.0306 | 0 | 0 | 0
2018-06-19 15:00 | 0 | 259.1802 | 0 | 0 | 0
2018-06-19 16:00 | 0 | 252.7194 | 0 | 0 | 0
2018-06-19 17:00 | 0 | 247.0165 | 0 | 0 | 0
2018-06-19 18:00 | 0 | 233.1588 | 0 | 0 | 0
2018-06-19 19:00 | 0 | 240.8075 | 0 | 0 | 0
2018-06-19 20:00 | 0 | 236.0962 | 0 | 0 | 0
2018-06-19 21:00 | 0 | 260.2487 | 0 | 0 | 0
2018-06-19 22:00 | 0 | 244.9742 | 0 | 0 | 0
2018-06-19 23:00 | 0 | 243.2889 | 0 | 0 | 0
2018-06-20 | 0 | 238.9847 | 0 | 0 | 0
2018-06-20 01:00 | 0 | 266.4933 | 0 | 7.2 | 150
2018-06-20 02:00 | 0 | 272.2243 | 0 | 7.2 | 150
2018-06-20 03:00 | 0 | 250.842 | 0 | 7.2 | 150
2018-06-20 04:00 | 0 | 244.3713 | 0 | 7.2 | 150
2018-06-20 05:00 | 0 | 247.2929 | 0 | 7.2 | 150
2018-06-20 06:00 | 0 | 286.7998 | 0 | 7.2 | 150
2018-06-20 07:00 | 0 | 267.7824 | 0 | 0 | 0
2018-06-20 08:00 | 0 | 227.6454 | 0 | 0 | 0
2018-06-20 09:00 | 0 | 261.7582 | 0 | 0 | 0
2018-06-20 10:00 | 0 | 261.7318 | 0 | 0 | 0
2018-06-20 11:00 | 0 | 273.3803 | 0 | 0 | 0
2018-06-20 12:00 | 0 | 252.1526 | 0 | 0 | 0
2018-06-20 13:00 | 0 | 247.3017 | 0 | 0 | 0
2018-06-20 14:00 | 0 | 247.8084 | 0 | 0 | 0
2018-06-20 15:00 | 0 | 284.054 | 0 | 0 | 0
2018-06-20 16:00 | 0 | 238.3686 | 0 | 0 | 0
2018-06-20 17:00 | 0 | 246.6614 | 0 | 0 | 0
2018-06-20 18:00 | 0 | 239.6848 | 0 | 0 | 0
2018-06-20 19:00 | 0 | 249.6769 | 0 | 0 | 0
2018-06-20 20:00 | 0 | 246.0237 | 0 | 0 | 0
2018-06-20 21:00 | 0 | 259.1122 | 0 | 0 | 0
2018-06-20 22:00 | 0 | 259.2939 | 0 | 0 | 0
2018-06-20 23:00 | 0 | 239.8489 | 0 | 0 | 0
2018-06-21 | 0 | 249.0359 | 0 | 0 | 0
2018-06-21 01:00 | 0 | 263.3565 | 0 | 7.2 | 150
2018-06-21 02:00 | 0 | 265.7025 | 0 | 7.2 | 150
2018-06-21 03:00 | 0 | 244.2995 | 0 | 7.2 | 150
2018-06-21 04:00 | 0 | 243.4384 | 0 | 7.2 | 150
2018-06-21 05:00 | 0 | 244.0833 | 0 | 7.2 | 150
2018-06-21 06:00 | 0 | 268.2387 | 0 | 7.2 | 150
2018-06-21 07:00 | 0 | 269.8602 | 0 | 0 | 0
2018-06-21 08:00 | 0 | 243.1712 | 0 | 0 | 0
2018-06-21 09:00 | 0 | 255.651 | 0 | 0 | 0
2018-06-21 10:00 | 0 | 231.7376 | 0 | 0 | 0
2018-06-21 11:00 | 0 | 257.2544 | 0 | 0 | 0
2018-06-21 12:00 | 0 | 263.5194 | 0 | 0 | 0
2018-06-21 13:00 | 0 | 264.2922 | 0 | 0 | 0
2018-06-21 14:00 | 0 | 247.7264 | 0 | 0 | 0
2018-06-21 15:00 | 0 | 241.8807 | 0 | 0 | 0
2018-06-21 16:00 | 0 | 147.3153 | 0 | 0 | 0
2018-06-21 17:00 | 0 | 0 | 0 | 0 | 0
2018-06-21 18:00 | 0 | 0 | 0 | 0 | 0
2018-06-21 19:00 | 0 | 0 | 0 | 0 | 0
2018-06-21 20:00 | 0 | 0 | 0 | 0 | 0
2018-06-21 21:00 | 0 | 0 | 0 | 0 | 0
2018-06-21 22:00 | 0 | 0 | 0 | 0 | 0
2018-06-21 23:00 | 0 | 0 | 0 | 0 | 0
2018-06-22 | 0 | 0 | 0 | 0 | 0
2018-06-22 01:00 | 0 | 0 | 0 | 7.2 | 150
2018-06-22 02:00 | 0 | 0 | 0 | 7.2 | 150
2018-06-22 03:00 | 0 | 0 | 0 | 7.2 | 150
2018-06-22 04:00 | 0 | 0 | 0 | 7.2 | 150
2018-06-22 05:00 | 0 | 0 | 0 | 7.2 | 150
2018-06-22 06:00 | 0 | 0 | 0 | 7.2 | 150
2018-06-22 07:00 | 0 | 0 | 0 | 0 | 0
2018-06-22 08:00 | 0 | 0 | 0 | 0 | 0
2018-06-22 09:00 | 0 | 0 | 0 | 0 | 0
2018-06-22 10:00 | 0 | 0 | 0 | 0 | 0
2018-06-22 11:00 | 0 | 0 | 0 | 0 | 0
2018-06-22 12:00 | 0 | 0 | 0 | 0 | 0
2018-06-22 13:00 | 0 | 0 | 0 | 0 | 0
2018-06-22 14:00 | 0 | 0 | 0 | 0 | 0
2018-06-22 15:00 | 0 | 0 | 0 | 0 | 0
2018-06-22 16:00 | 0 | 0 | 0 | 0 | 0
2018-06-22 17:00 | 0 | 0 | 0 | 0 | 0
2018-06-22 18:00 | 0 | 0 | 0 | 0 | 0
2018-06-22 19:00 | 0 | 0 | 0 | 0 | 0
2018-06-22 20:00 | 0 | 0 | 0 | 0 | 0
2018-06-22 21:00 | 0 | 0 | 0 | 0 | 0
2018-06-22 22:00 | 0 | 0 | 0 | 0 | 0
2018-06-22 23:00 | 0 | 0 | 0 | 0 | 0
2018-06-23 | 0 | 0 | 0 | 0 | 0
2018-06-23 01:00 | 0 | 0 | 0 | 7.2 | 150
2018-06-23 02:00 | 0 | 0 | 0 | 7.2 | 150
2018-06-23 03:00 | 0 | 0 | 0 | 7.2 | 150
2018-06-23 04:00 | 0 | 0 | 0 | 7.2 | 150
2018-06-23 05:00 | 0 | 0 | 0 | 7.2 | 150
2018-06-23 06:00 | 0 | 0 | 0 | 7.2 | 150
2018-06-23 07:00 | 0 | 0 | 0 | 0 | 0
2018-06-23 08:00 | 0 | 0 | 0 | 0 | 0
2018-06-23 09:00 | 0 | 0 | 0 | 0 | 0
2018-06-23 10:00 | 0 | 0 | 0 | 0 | 0
2018-06-23 11:00 | 0 | 0 | 0 | 0 | 0
2018-06-23 12:00 | 0 | 0 | 0 | 0 | 0
2018-06-23 13:00 | 0 | 0 | 0 | 0 | 0
2018-06-23 14:00 | 0 | 0 | 0 | 0 | 0
2018-06-23 15:00 | 0 | 0 | 0 | 0 | 0
2018-06-23 16:00 | 0 | 0 | 0 | 0 | 0
2018-06-23 17:00 | 0 | 0 | 0 | 0 | 0
2018-06-23 18:00 | 0 | 0 | 0 | 0 | 0
2018-06-23 19:00 | 0 | 0 | 0 | 0 | 0
2018-06-23 20:00 | 0 | 0 | 0 | 0 | 0
2018-06-23 21:00 | 0 | 0 | 0 | 0 | 0
2018-06-23 22:00 | 0 | 0 | 0 | 0 | 0
2018-06-23 23:00 | 0 | 0 | 0 | 0 | 0
2018-06-24 | 0 | 0 | 0 | 0 | 0
2018-06-24 01:00 | 0 | 0 | 0 | 7.2 | 150
2018-06-24 02:00 | 0 | 0 | 0 | 7.2 | 150
2018-06-24 03:00 | 0 | 0 | 0 | 7.2 | 150
2018-06-24 04:00 | 0 | 0 | 0 | 7.2 | 150
2018-06-24 05:00 | 0 | 0 | 0 | 7.2 | 150
2018-06-24 06:00 | 0 | 0 | 0 | 7.2 | 150
2018-06-24 07:00 | 0 | 0 | 0 | 0 | 0
2018-06-24 08:00 | 0 | 0 | 0 | 0 | 0
2018-06-24 09:00 | 0 | 0 | 0 | 0 | 0
2018-06-24 10:00 | 0 | 0 | 0 | 0 | 0
2018-06-24 11:00 | 0 | 0 | 0 | 0 | 0
2018-06-24 12:00 | 0 | 0 | 0 | 0 | 0
2018-06-24 13:00 | 0 | 0 | 0 | 0 | 0
2018-06-24 14:00 | 0 | 0 | 0 | 0 | 0
2018-06-24 15:00 | 0 | 0 | 0 | 0 | 0
2018-06-24 16:00 | 0 | 0 | 0 | 0 | 0
2018-06-24 17:00 | 0 | 0 | 0 | 0 | 0
2018-06-24 18:00 | 0 | 0 | 0 | 0 | 0
2018-06-24 19:00 | 0 | 0 | 0 | 0 | 0
2018-06-24 20:00 | 0 | 0 | 0 | 0 | 0
2018-06-24 21:00 | 0 | 0 | 0 | 0 | 0
2018-06-24 22:00 | 0 | 0 | 0 | 0 | 0
2018-06-24 23:00 | 0 | 0 | 0 | 0 | 0
2018-06-25 | 0 | 0 | 0 | 0 | 0
2018-06-25 01:00 | 0 | 0 | 0 | 7.2 | 150
2018-06-25 02:00 | 0 | 0 | 0 | 7.2 | 150
2018-06-25 03:00 | 0 | 0 | 0 | 7.2 | 150
2018-06-25 04:00 | 0 | 0 | 119.334 | 7.2 | 150
2018-06-25 05:00 | 0 | 0 | 258.9059 | 7.2 | 150
2018-06-25 06:00 | 0 | 0 | 239.6975 | 7.2 | 150
2018-06-25 07:00 | 0 | 0 | 251.2095 | 0 | 0
2018-06-25 08:00 | 0 | 0 | 255.6774 | 0 | 0
2018-06-25 09:00 | 0 | 0 | 232.1552 | 0 | 0
2018-06-25 10:00 | 0 | 0 | 266.1376 | 0 | 0
2018-06-25 11:00 | 0 | 0 | 243.2651 | 0 | 0
2018-06-25 12:00 | 0 | 0 | 259.8904 | 0 | 0
2018-06-25 13:00 | 0 | 0 | 245.3313 | 0 | 0
2018-06-25 14:00 | 0 | 0 | 254.4381 | 0 | 0
2018-06-25 15:00 | 0 | 0 | 240.1128 | 0 | 0
2018-06-25 16:00 | 0 | 0 | 266.1296 | 0 | 0
2018-06-25 17:00 | 0 | 0 | 277.9483 | 0 | 0
2018-06-25 18:00 | 0 | 0 | 235.3051 | 0 | 0
2018-06-25 19:00 | 0 | 0 | 239.3884 | 0 | 0
2018-06-25 20:00 | 0 | 0 | 266.4872 | 0 | 0
2018-06-25 21:00 | 0 | 0 | 242.3493 | 0 | 0
2018-06-25 22:00 | 0 | 0 | 256.8828 | 0 | 0
2018-06-25 23:00 | 0 | 0 | 248.9914 | 0 | 0
2018-06-26 | 0 | 0 | 250.9529 | 0 | 0
2018-06-26 01:00 | 0 | 0 | 227.767 | 7.2 | 150
2018-06-26 02:00 | 0 | 0 | 260.5123 | 7.2 | 150
2018-06-26 03:00 | 0 | 0 | 237.8825 | 7.2 | 150
2018-06-26 04:00 | 0 | 0 | 257.4323 | 7.2 | 150
2018-06-26 05:00 | 0 | 0 | 240.8227 | 7.2 | 150
2018-06-26 06:00 | 0 | 0 | 259.5763 | 7.2 | 150
2018-06-26 07:00 | 0 | 0 | 235.7707 | 0 | 0
2018-06-26 08:00 | 0 | 0 | 241.0329 | 0 | 0
2018-06-26 09:00 | 0 | 0 | 239.2895 | 0 | 0
2018-06-26 10:00 | 0 | 0 | 283.9346 | 0 | 0
2018-06-26 11:00 | 0 | 0 | 259.9744 | 0 | 0
2018-06-26 12:00 | 0 | 0 | 233.6506 | 0 | 0
2018-06-26 13:00 | 0 | 0 | 251.2082 | 0 | 0
2018-06-26 14:00 | 0 | 0 | 258.2386 | 0 | 0
2018-06-26 15:00 | 0 | 0 | 239.9199 | 0 | 0
2018-06-26 16:00 | 0 | 0 | 257.5957 | 0 | 0
2018-06-26 17:00 | 0 | 0 | 268.4621 | 0 | 0
2018-06-26 18:00 | 0 | 0 | 232.0854 | 0 | 0
2018-06-26 19:00 | 0 | 0 | 281.9152 | 0 | 0
2018-06-26 20:00 | 0 | 0 | 251.6842 | 0 | 0
2018-06-26 21:00 | 0 | 0 | 251.1549 | 0 | 0
2018-06-26 22:00 | 0 | 0 | 242.3512 | 0 | 0
2018-06-26 23:00 | 0 | 0 | 247.1081 | 0 | 0
2018-06-27 | 0 | 0 | 243.338 | 0 | 0
2018-06-27 01:00 | 0 | 0 | 275.4968 | 7.2 | 150
2018-06-27 02:00 | 0 | 0 | 252.7494 | 7.2 | 150
2018-06-27 03:00 | 0 | 0 | 258.5051 | 7.2 | 150
2018-06-27 04:00 | 0 | 0 | 270.6994 | 7.2 | 150
2018-06-27 05:00 | 0 | 0 | 262.715 | 7.2 | 150
2018-06-27 06:00 | 0 | 0 | 263.5161 | 7.2 | 150
2018-06-27 07:00 | 0 | 0 | 235.8801 | 0 | 0
2018-06-27 08:00 | 0 | 0 | 261.0159 | 0 | 0
2018-06-27 09:00 | 0 | 0 | 260.8453 | 0 | 0
2018-06-27 10:00 | 0 | 0 | 236.84 | 0 | 0
2018-06-27 11:00 | 0 | 0 | 247.6109 | 0 | 0
2018-06-27 12:00 | 0 | 0 | 256.4734 | 0 | 0
2018-06-27 13:00 | 0 | 0 | 257.1538 | 0 | 0
2018-06-27 14:00 | 0 | 0 | 258.608 | 0 | 0
2018-06-27 15:00 | 0 | 0 | 243.5057 | 0 | 0
2018-06-27 16:00 | 0 | 0 | 239.1232 | 0 | 0
2018-06-27 17:00 | 0 | 0 | 260.9726 | 0 | 0
2018-06-27 18:00 | 0 | 0 | 268.0911 | 0 | 0
2018-06-27 19:00 | 0 | 0 | 234.4236 | 0 | 0
2018-06-27 20:00 | 0 | 0 | 258.8172 | 0 | 0
2018-06-27 21:00 | 0 | 0 | 251.4586 | 0 | 0
2018-06-27 22:00 | 0 | 0 | 261.9808 | 0 | 0
2018-06-27 23:00 | 0 | 0 | 252.1295 | 0 | 0
2018-06-28 | 0 | 0 | 269.0736 | 0 | 0
2018-06-28 01:00 | 0 | 0 | 246.8024 | 7.2 | 150
2018-06-28 02:00 | 0 | 0 | 250.5971 | 7.2 | 150
2018-06-28 03:00 | 0 | 0 | 256.9551 | 7.2 | 150
2018-06-28 04:00 | 0 | 0 | 245.4987 | 7.2 | 150
2018-06-28 05:00 | 0 | 0 | 264.3495 | 7.2 | 150
2018-06-28 06:00 | 0 | 0 | 257.5668 | 7.2 | 150
2018-06-28 07:00 | 0 | 0 | 240.1837 | 0 | 0
2018-06-28 08:00 | 0 | 0 | 262.5768 | 0 | 0
2018-06-28 09:00 | 0 | 0 | 265.5102 | 0 | 0
2018-06-28 10:00 | 0 | 0 | 259.709 | 0 | 0
2018-06-28 11:00 | 0 | 0 | 247.8889 | 0 | 0
2018-06-28 12:00 | 0 | 0 | 258.9991 | 0 | 0
2018-06-28 13:00 | 0 | 0 | 278.1654 | 0 | 0
2018-06-28 14:00 | 0 | 0 | 242.5935 | 0 | 0
2018-06-28 15:00 | 0 | 0 | 247.9363 | 0 | 0
2018-06-28 16:00 | 0 | 0 | 270.5625 | 0 | 0
2018-06-28 17:00 | 0 | 0 | 253.5731 | 0 | 0
2018-06-28 18:00 | 0 | 0 | 253.1584 | 0 | 0
2018-06-28 19:00 | 0 | 0 | 246.2656 | 0 | 0
2018-06-28 20:00 | 0 | 0 | 266.1742 | 0 | 0
2018-06-28 21:00 | 0 | 0 | 256.488 | 0 | 0
2018-06-28 22:00 | 0 | 0 | 231.2896 | 0 | 0
2018-06-28 23:00 | 0 | 0 | 257.1982 | 0 | 0
2018-06-29 | 0 | 0 | 264.623 | 0 | 0
2018-06-29 01:00 | 0 | 0 | 242.7016 | 7.2 | 150
2018-06-29 02:00 | 0 | 0 | 243.0385 | 7.2 | 150
2018-06-29 03:00 | 0 | 0 | 272.2432 | 7.2 | 150
2018-06-29 04:00 | 0 | 0 | 258.3895 | 7.2 | 150
2018-06-29 05:00 | 0 | 0 | 232.4559 | 7.2 | 150
2018-06-29 06:00 | 0 | 0 | 247.142 | 7.2 | 150
2018-06-29 07:00 | 0 | 0 | 265.368 | 0 | 0
2018-06-29 08:00 | 0 | 0 | 258.8704 | 0 | 0
2018-06-29 09:00 | 0 | 0 | 258.6218 | 0 | 0
2018-06-29 10:00 | 0 | 0 | 260.3796 | 0 | 0
2018-06-29 11:00 | 0 | 0 | 252.1803 | 0 | 0
2018-06-29 12:00 | 0 | 0 | 229.886 | 0 | 0
2018-06-29 13:00 | 0 | 0 | 255.2389 | 0 | 0
2018-06-29 14:00 | 0 | 0 | 263.1137 | 0 | 0
2018-06-29 15:00 | 0 | 0 | 272.4414 | 0 | 0
2018-06-29 16:00 | 0 | 0 | 250.9806 | 0 | 0
2018-06-29 17:00 | 0 | 0 | 274.646 | 0 | 0
2018-06-29 18:00 | 0 | 197.4869 | 251.5576 | 0 | 0
2018-06-29 19:00 | 0 | 247.3282 | 251.7925 | 0 | 0
2018-06-29 20:00 | 0 | 247.9172 | 259.1334 | 0 | 0
2018-06-29 21:00 | 0 | 248.2786 | 250.9852 | 0 | 0
2018-06-29 22:00 | 0 | 229.2946 | 265.3908 | 0 | 0
2018-06-29 23:00 | 0 | 254.5109 | 255.682 | 0 | 0
2018-06-30 | 0 | 252.0489 | 244.7888 | 0 | 0
2018-06-30 01:00 | 0 | 242.0057 | 260.6927 | 7.2 | 150
2018-06-30 02:00 | 0 | 271.5183 | 255.5334 | 7.2 | 150
2018-06-30 03:00 | 0 | 233.2675 | 254.9073 | 7.2 | 150
2018-06-30 04:00 | 0 | 247.8857 | 236.1392 | 7.2 | 150
2018-06-30 05:00 | 0 | 261.7702 | 247.5868 | 7.2 | 150
2018-06-30 06:00 | 0 | 256.9744 | 284.2825 | 7.2 | 150
2018-06-30 07:00 | 0 | 261.7817 | 250.0523 | 0 | 0
2018-06-30 08:00 | 0 | 266.6162 | 257.6584 | 0 | 0
2018-06-30 09:00 | 0 | 251.6364 | 252.2156 | 0 | 0
2018-06-30 10:00 | 0 | 262.0872 | 251.9293 | 0 | 0
2018-06-30 11:00 | 0 | 260.485 | 251.7626 | 0 | 0
2018-06-30 12:00 | 0 | 263.8787 | 263.5763 | 0 | 0
2018-06-30 13:00 | 0 | 244.2519 | 254.8637 | 0 | 0
2018-06-30 14:00 | 0 | 236.105 | 245.637 | 0 | 0
2018-06-30 15:00 | 0 | 260.4629 | 262.1567 | 0 | 0
2018-06-30 16:00 | 0 | 255.5088 | 240.5139 | 0 | 0
2018-06-30 17:00 | 0 | 245.6913 | 251.0906 | 0 | 0
2018-06-30 18:00 | 0 | 250.537 | 261.1372 | 0 | 0
2018-06-30 19:00 | 0 | 255.032 | 268.8694 | 0 | 0
2018-06-30 20:00 | 0 | 242.8736 | 239.4052 | 0 | 0
2018-06-30 21:00 | 0 | 283.4666 | 238.4783 | 0 | 0
2018-06-30 22:00 | 0 | 255.1133 | 258.4154 | 0 | 0
2018-06-30 23:00 | 0 | 257.2281 | 260.2742 | 0 | 0
2018-07-01 | 0 | 263.5442 | 256.6595 | 0 | 0
2018-07-01 01:00 | 0 | 236.8101 | 249.0547 | 7.2 | 150
2018-07-01 02:00 | 0 | 267.2482 | 277.2795 | 7.2 | 150
2018-07-01 03:00 | 0 | 243.6575 | 240.8214 | 7.2 | 150
2018-07-01 04:00 | 0 | 250.897 | 254.7862 | 7.2 | 150
2018-07-01 05:00 | 0 | 255.3847 | 272.2881 | 7.2 | 150
2018-07-01 06:00 | 0 | 250.555 | 273.7117 | 7.2 | 150
2018-07-01 07:00 | 0 | 256.9505 | 250.828 | 0 | 0
2018-07-01 08:00 | 0 | 235.9406 | 229.0456 | 0 | 0
2018-07-01 09:00 | 0 | 260.1737 | 259.5373 | 0 | 0
2018-07-01 10:00 | 0 | 259.7355 | 265.9835 | 0 | 0
2018-07-01 11:00 | 0 | 284.599 | 227.5924 | 0 | 0
2018-07-01 12:00 | 0 | 259.0616 | 257.633 | 0 | 0
2018-07-01 13:00 | 0 | 235.7671 | 241.7128 | 0 | 0
2018-07-01 14:00 | 0 | 245.8788 | 264.4502 | 0 | 0
2018-07-01 15:00 | 0 | 248.7277 | 230.6611 | 0 | 0
2018-07-01 16:00 | 0 | 242.6199 | 256.0445 | 0 | 0
2018-07-01 17:00 | 0 | 258.9141 | 257.6821 | 0 | 0
2018-07-01 18:00 | 0 | 246.2039 | 253.9313 | 0 | 0
2018-07-01 19:00 | 0 | 251.4648 | 243.5994 | 0 | 0
2018-07-01 20:00 | 0 | 274.054 | 270.1505 | 0 | 0
2018-07-01 21:00 | 0 | 241.9551 | 249.6328 | 0 | 0
2018-07-01 22:00 | 0 | 272.2889 | 243.0009 | 0 | 0
2018-07-01 23:00 | 0 | 248.085 | 259.7765 | 0 | 0
2018-07-02 | 0 | 237.4337 | 265.0526 | 0 | 0
2018-07-02 01:00 | 0 | 258.4984 | 261.9787 | 7.2 | 150
2018-07-02 02:00 | 0 | 267.383 | 247.2607 | 7.2 | 150
2018-07-02 03:00 | 0 | 247.8867 | 255.2735 | 7.2 | 150
2018-07-02 04:00 | 0 | 279.5301 | 225.2346 | 7.2 | 150
2018-07-02 05:00 | 0 | 273.7976 | 236.7739 | 7.2 | 150
2018-07-02 06:00 | 0 | 227.6774 | 275.4898 | 7.2 | 150
2018-07-02 07:00 | 0 | 244.81 | 264.5746 | 0 | 0
2018-07-02 08:00 | 0 | 262.224 | 278.3602 | 0 | 0
2018-07-02 09:00 | 0 | 272.1474 | 246.4317 | 0 | 0
2018-07-02 10:00 | 0 | 245.7681 | 256.0764 | 0 | 0
2018-07-02 11:00 | 0 | 234.6005 | 265.6356 | 0 | 0
2018-07-02 12:00 | 0 | 245.5063 | 266.5359 | 0 | 0
2018-07-02 13:00 | 0 | 262.058 | 227.9162 | 0 | 0
2018-07-02 14:00 | 0 | 227.3268 | 263.967 | 0 | 0
2018-07-02 15:00 | 0 | 267.4608 | 257.1562 | 0 | 0
2018-07-02 16:00 | 0 | 235.8961 | 251.2721 | 0 | 0
2018-07-02 17:00 | 0 | 244.3675 | 261.2521 | 0 | 0
2018-07-02 18:00 | 0 | 235.5946 | 245.9961 | 0 | 0
2018-07-02 19:00 | 0 | 252.3919 | 249.4894 | 0 | 0
2018-07-02 20:00 | 0 | 262.1435 | 163.5148 | 0 | 0
2018-07-02 21:00 | 0 | 263.4891 | 0 | 0 | 0
2018-07-02 22:00 | 0 | 249.0558 | 0 | 0 | 0
2018-07-02 23:00 | 0 | 251.4738 | 0 | 0 | 0
2018-07-03 | 0 | 260.2418 | 0 | 0 | 0
2018-07-03 01:00 | 0 | 270.3791 | 0 | 7.2 | 150
2018-07-03 02:00 | 0 | 248.4417 | 0 | 7.2 | 150
2018-07-03 03:00 | 0 | 261.6702 | 0 | 7.2 | 150
2018-07-03 04:00 | 0 | 257.7543 | 0 | 7.2 | 150
2018-07-03 05:00 | 0 | 258.5356 | 0 | 7.2 | 150
2018-07-03 06:00 | 0 | 233.5624 | 0 | 7.2 | 150
2018-07-03 07:00 | 0 | 247.0626 | 0 | 0 | 0
2018-07-03 08:00 | 0 | 253.1907 | 0 | 0 | 0
2018-07-03 09:00 | 0 | 277.4904 | 0 | 0 | 0
2018-07-03 10:00 | 0 | 285.8546 | 0 | 0 | 0
2018-07-03 11:00 | 0 | 267.2576 | 0 | 0 | 0
2018-07-03 12:00 | 0 | 245.5955 | 0 | 0 | 0
2018-07-03 13:00 | 0 | 260.6023 | 0 | 0 | 0
2018-07-03 14:00 | 0 | 251.169 | 0 | 0 | 0
2018-07-03 15:00 | 0 | 253.6242 | 0 | 0 | 0
2018-07-03 16:00 | 0 | 222.6194 | 0 | 0 | 0
2018-07-03 17:00 | 0 | 240.8834 | 0 | 0 | 0
2018-07-03 18:00 | 0 | 263.1887 | 0 | 0 | 0
2018-07-03 19:00 | 0 | 258.0214 | 0 | 0 | 0
2018-07-03 20:00 | 0 | 244.0941 | 0 | 0 | 0
2018-07-03 21:00 | 0 | 265.7445 | 0 | 0 | 0
2018-07-03 22:00 | 0 | 262.9753 | 0 | 0 | 0
2018-07-03 23:00 | 0 | 257.3806 | 0 | 0 | 0
2018-07-04 | 0 | 241.2515 | 0 | 0 | 0
2018-07-04 01:00 | 0 | 254.4841 | 0 | 7.2 | 150
2018-07-04 02:00 | 0 | 271.6737 | 0 | 7.2 | 150
2018-07-04 03:00 | 0 | 252.5063 | 0 | 7.2 | 150
2018-07-04 04:00 | 0 | 264.8122 | 0 | 7.2 | 150
2018-07-04 05:00 | 0 | 243.4724 | 0 | 7.2 | 150
2018-07-04 06:00 | 0 | 255.9444 | 0 | 7.2 | 150
2018-07-04 07:00 | 0 | 258.7877 | 204.4674 | 0 | 0
2018-07-04 08:00 | 0 | 265.2113 | 248.405 | 0 | 0
2018-07-04 09:00 | 0 | 240.3597 | 231.4362 | 0 | 0
2018-07-04 10:00 | 0 | 256.0828 | 222.7714 | 0 | 0
2018-07-04 11:00 | 0 | 255.2607 | 263.4528 | 0 | 0
2018-07-04 12:00 | 0 | 252.0563 | 238.8388 | 0 | 0
2018-07-04 13:00 | 0 | 272.6493 | 293.4732 | 0 | 0
2018-07-04 14:00 | 0 | 259.783 | 228.8439 | 0 | 0
2018-07-04 15:00 | 0 | 256.2066 | 271.3996 | 0 | 0
2018-07-04 16:00 | 0 | 242.5519 | 246.2994 | 0 | 0
2018-07-04 17:00 | 0 | 252.548 | 248.7325 | 0 | 0
2018-07-04 18:00 | 0 | 265.8259 | 258.0552 | 0 | 0
2018-07-04 19:00 | 0 | 268.2235 | 247.6038 | 0 | 0
2018-07-04 20:00 | 0 | 254.8067 | 242.2279 | 0 | 0
2018-07-04 21:00 | 0 | 238.1135 | 270.7053 | 0 | 0
2018-07-04 22:00 | 0 | 256.8967 | 254.0343 | 0 | 0
2018-07-04 23:00 | 0 | 239.6021 | 227.5741 | 0 | 0
2018-07-05 | 0 | 261.6764 | 239.9288 | 0 | 0
2018-07-05 01:00 | 0 | 258.1223 | 239.6098 | 7.2 | 150
2018-07-05 02:00 | 0 | 244.9418 | 258.458 | 7.2 | 150
2018-07-05 03:00 | 0 | 241.698 | 248.6076 | 7.2 | 150
2018-07-05 04:00 | 0 | 265.4365 | 245.4081 | 7.2 | 150
2018-07-05 05:00 | 0 | 270.5057 | 255.1483 | 7.2 | 150
2018-07-05 06:00 | 0 | 219.4511 | 234.6734 | 7.2 | 150
2018-07-05 07:00 | 0 | 246.0778 | 250.0527 | 0 | 0
2018-07-05 08:00 | 0 | 260.2555 | 249.5656 | 0 | 0
2018-07-05 09:00 | 0 | 254.069 | 247.8206 | 0 | 0
2018-07-05 10:00 | 0 | 234.3213 | 248.4041 | 0 | 0
2018-07-05 11:00 | 0 | 262.1063 | 251.8975 | 0 | 0
2018-07-05 12:00 | 0 | 259.1077 | 250.026 | 0 | 0
2018-07-05 13:00 | 0 | 269.0605 | 259.8344 | 0 | 0
2018-07-05 14:00 | 0 | 258.9185 | 256.7057 | 0 | 0
2018-07-05 15:00 | 0 | 252.0908 | 239.4884 | 0 | 0
2018-07-05 16:00 | 0 | 253.0881 | 245.6965 | 0 | 0
2018-07-05 17:00 | 0 | 258.3053 | 254.7626 | 0 | 0
2018-07-05 18:00 | 0 | 259.4567 | 263.2189 | 0 | 0
2018-07-05 19:00 | 0 | 212.342 | 229.4694 | 0 | 0
2018-07-05 20:00 | 0 | 257.8651 | 266.2695 | 0 | 0
2018-07-05 21:00 | 0 | 237.4532 | 243.6529 | 0 | 0
2018-07-05 22:00 | 0 | 272.8471 | 231.4845 | 0 | 0
2018-07-05 23:00 | 0 | 271.9 | 238.4621 | 0 | 0
2018-07-06 | 0 | 244.6458 | 250.3882 | 0 | 0
2018-07-06 01:00 | 0 | 256.8524 | 275.4153 | 7.2 | 150
2018-07-06 02:00 | 0 | 259.0807 | 251.294 | 7.2 | 150
2018-07-06 03:00 | 0 | 263.5608 | 262.9434 | 7.2 | 150
2018-07-06 04:00 | 0 | 248.9089 | 255.1522 | 7.2 | 150
2018-07-06 05:00 | 0 | 259.8984 | 253.9935 | 7.2 | 150
2018-07-06 06:00 | 0 | 270.3266 | 255.9055 | 7.2 | 150
2018-07-06 07:00 | 0 | 265.4069 | 278.3828 | 0 | 0
2018-07-06 08:00 | 0 | 253.6427 | 259.0647 | 0 | 0
2018-07-06 09:00 | 0 | 242.3445 | 247.9685 | 0 | 0
2018-07-06 10:00 | 0 | 265.53 | 249.6055 | 0 | 0
2018-07-06 11:00 | 0 | 267.121 | 246.6537 | 0 | 0
2018-07-06 12:00 | 0 | 245.2863 | 263.8885 | 0 | 0
2018-07-06 13:00 | 0 | 244.6 | 266.3419 | 0 | 0
2018-07-06 14:00 | 0 | 242.8938 | 267.5651 | 0 | 0
2018-07-06 15:00 | 0 | 234.347 | 265.6213 | 0 | 0
2018-07-06 16:00 | 0 | 281.3155 | 271.6251 | 0 | 0
2018-07-06 17:00 | 0 | 240.6509 | 242.7133 | 0 | 0
2018-07-06 18:00 | 0 | 234.8263 | 250.1484 | 0 | 0
2018-07-06 19:00 | 0 | 273.7193 | 261.8001 | 0 | 0
2018-07-06 20:00 | 0 | 249.3896 | 240.5956 | 0 | 0
2018-07-06 21:00 | 0 | 245.5552 | 232.0631 | 0 | 0
2018-07-06 22:00 | 0 | 243.7004 | 261.172 | 0 | 0
2018-07-06 23:00 | 0 | 256.1036 | 251.6399 | 0 | 0
2018-07-07 | 0 | 237.679 | 236.4209 | 0 | 0
2018-07-07 01:00 | 0 | 256.9788 | 267.6848 | 7.2 | 150
2018-07-07 02:00 | 0 | 254.5966 | 286.5672 | 7.2 | 150
2018-07-07 03:00 | 0 | 259.6333 | 231.5679 | 7.2 | 150
2018-07-07 04:00 | 0 | 254.5004 | 253.4089 | 7.2 | 150
2018-07-07 05:00 | 0 | 263.1673 | 263.51 | 7.2 | 150
2018-07-07 06:00 | 0 | 249.2423 | 256.4358 | 7.2 | 150
2018-07-07 07:00 | 0 | 244.1279 | 232.7929 | 0 | 0
2018-07-07 08:00 | 0 | 227.1369 | 232.7576 | 0 | 0
2018-07-07 09:00 | 0 | 259.5547 | 255.7625 | 0 | 0
2018-07-07 10:00 | 0 | 248.6005 | 267.7448 | 0 | 0
2018-07-07 11:00 | 0 | 226.2316 | 259.1372 | 0 | 0
2018-07-07 12:00 | 0 | 258.3303 | 264.5651 | 0 | 0
2018-07-07 13:00 | 0 | 246.9841 | 253.5812 | 0 | 0
2018-07-07 14:00 | 0 | 261.5302 | 245.5277 | 0 | 0
2018-07-07 15:00 | 0 | 242.8972 | 254.3774 | 0 | 0
2018-07-07 16:00 | 0 | 266.3979 | 254.9427 | 0 | 0
2018-07-07 17:00 | 0 | 263.7817 | 226.4685 | 0 | 0
2018-07-07 18:00 | 0 | 236.3276 | 245.2881 | 0 | 0
2018-07-07 19:00 | 0 | 224.6141 | 263.7491 | 0 | 0
2018-07-07 20:00 | 0 | 259.6829 | 252.7895 | 0 | 0
2018-07-07 21:00 | 0 | 250.4581 | 256.3627 | 0 | 0
2018-07-07 22:00 | 0 | 234.67 | 251.8892 | 0 | 0
2018-07-07 23:00 | 0 | 262.8159 | 262.6169 | 0 | 0
2018-07-08 | 0 | 254.3829 | 275.1357 | 0 | 0
2018-07-08 01:00 | 0 | 246.3795 | 258.5361 | 7.2 | 150
2018-07-08 02:00 | 0 | 259.6159 | 233.1696 | 7.2 | 150
2018-07-08 03:00 | 0 | 244.5718 | 243.5824 | 7.2 | 150
2018-07-08 04:00 | 0 | 251.3993 | 246.6635 | 7.2 | 150
2018-07-08 05:00 | 0 | 251.9155 | 262.3197 | 7.2 | 150
2018-07-08 06:00 | 0 | 265.0217 | 250.618 | 7.2 | 150
2018-07-08 07:00 | 0 | 268.6407 | 258.1578 | 0 | 0
2018-07-08 08:00 | 0 | 252.541 | 256.2522 | 0 | 0
2018-07-08 09:00 | 0 | 243.3523 | 243.0827 | 0 | 0
2018-07-08 10:00 | 0 | 252.3693 | 255.6267 | 0 | 0
2018-07-08 11:00 | 0 | 261.4994 | 256.157 | 0 | 0
2018-07-08 12:00 | 0 | 281.6207 | 273.962 | 0 | 0
2018-07-08 13:00 | 0 | 239.6465 | 264.732 | 0 | 0
2018-07-08 14:00 | 0 | 239.6616 | 271.0847 | 0 | 0
2018-07-08 15:00 | 0 | 258.1297 | 279.6174 | 0 | 0
2018-07-08 16:00 | 0 | 264.4903 | 276.0154 | 0 | 0
2018-07-08 17:00 | 0 | 255.8345 | 255.7015 | 0 | 0
2018-07-08 18:00 | 0 | 150.607 | 234.814 | 0 | 0
2018-07-08 19:00 | 0 | 22.6416 | 270.2368 | 0 | 0
2018-07-08 20:00 | 0 | 0 | 264.7641 | 0 | 0
2018-07-08 21:00 | 0 | 0 | 239.3676 | 0 | 0
2018-07-08 22:00 | 0 | 0 | 258.8128 | 0 | 0
2018-07-08 23:00 | 0 | 0 | 253.4883 | 0 | 0
2018-07-09 | 0 | 0 | 246.9372 | 0 | 0
2018-07-09 01:00 | 0 | 0 | 251.4906 | 7.2 | 150
2018-07-09 02:00 | 0 | 0 | 262.0349 | 7.2 | 150
2018-07-09 03:00 | 0 | 0 | 250.9826 | 7.2 | 150
2018-07-09 04:00 | 0 | 0 | 248.7686 | 7.2 | 150
2018-07-09 05:00 | 0 | 0 | 248.1736 | 7.2 | 150
2018-07-09 06:00 | 0 | 0 | 239.1155 | 7.2 | 150
2018-07-09 07:00 | 0 | 0 | 255.8862 | 0 | 0
2018-07-09 08:00 | 0 | 0 | 269.537 | 0 | 0
2018-07-09 09:00 | 0 | 0 | 265.4081 | 0 | 0
2018-07-09 10:00 | 0 | 0 | 261.3415 | 0 | 0
2018-07-09 11:00 | 0 | 0 | 252.5196 | 0 | 0
2018-07-09 12:00 | 0 | 0 | 247.8351 | 0 | 0
2018-07-09 13:00 | 0 | 0 | 266.546 | 0 | 0
2018-07-09 14:00 | 0 | 0 | 255.0293 | 0 | 0
2018-07-09 15:00 | 0 | 0 | 252.2058 | 0 | 0
2018-07-09 16:00 | 0 | 0 | 242.6292 | 0 | 0
2018-07-09 17:00 | 0 | 0 | 236.5495 | 0 | 0
2018-07-09 18:00 | 0 | 0 | 247.0761 | 0 | 0
2018-07-09 19:00 | 0 | 0 | 253.4244 | 0 | 0
2018-07-09 20:00 | 0 | 0 | 266.8151 | 0 | 0
2018-07-09 21:00 | 0 | 0 | 263.728 | 0 | 0
2018-07-09 22:00 | 0 | 0 | 248.4399 | 0 | 0
2018-07-09 23:00 | 0 | 0 | 238.7768 | 0 | 0
2018-07-10 | 0 | 0 | 241.051 | 0 | 0
2018-07-10 01:00 | 0 | 0 | 242.4901 | 7.2 | 150
2018-07-10 02:00 | 0 | 0 | 257.2254 | 7.2 | 150
2018-07-10 03:00 | 0 | 0 | 231.6387 | 7.2 | 150
2018-07-10 04:00 | 0 | 0 | 275.9609 | 7.2 | 150
2018-07-10 05:00 | 0 | 0 | 268.2527 | 7.2 | 150
2018-07-10 06:00 | 0 | 0 | 264.9966 | 7.2 | 150
2018-07-10 07:00 | 0 | 0 | 269.4878 | 0 | 0
2018-07-10 08:00 | 0 | 0 | 255.904 | 0 | 0
2018-07-10 09:00 | 0 | 0 | 243.6833 | 0 | 0
2018-07-10 10:00 | 0 | 0 | 242.1787 | 0 | 0
2018-07-10 11:00 | 0 | 0 | 250.4557 | 0 | 0
2018-07-10 12:00 | 0 | 0 | 234.2608 | 0 | 0
2018-07-10 13:00 | 0 | 0 | 244.7276 | 0 | 0
2018-07-10 14:00 | 0 | 0 | 261.8761 | 0 | 0
2018-07-10 15:00 | 0 | 0 | 252.5141 | 0 | 0
2018-07-10 16:00 | 0 | 0 | 248.3279 | 0 | 0
2018-07-10 17:00 | 0 | 0 | 243.4635 | 0 | 0
2018-07-10 18:00 | 0 | 0 | 250.8014 | 0 | 0
2018-07-10 19:00 | 0 | 0 | 255.7091 | 0 | 0
2018-07-10 20:00 | 0 | 0 | 255.079 | 0 | 0
2018-07-10 21:00 | 0 | 0 | 250.3818 | 0 | 0
2018-07-10 22:00 | 0 | 0 | 261.6421 | 0 | 0
2018-07-10 23:00 | 0 | 0 | 243.3321 | 0 | 0
2018-07-11 | 0 | 0 | 238.7658 | 0 | 0
2018-07-11 01:00 | 0 | 0 | 282.7475 | 7.2 | 150
2018-07-11 02:00 | 0 | 0 | 254.5573 | 7.2 | 150
2018-07-11 03:00 | 0 | 0 | 248.777 | 7.2 | 150
2018-07-11 04:00 | 0 | 0 | 235.246 | 7.2 | 150
2018-07-11 05:00 | 0 | 0 | 265.5015 | 7.2 | 150
2018-07-11 06:00 | 0 | 0 | 270.0913 | 7.2 | 150
2018-07-11 07:00 | 0 | 0 | 265.8134 | 0 | 0
2018-07-11 08:00 | 0 | 0 | 263.9666 | 0 | 0
2018-07-11 09:00 | 0 | 0 | 245.2352 | 0 | 0
2018-07-11 10:00 | 0 | 0 | 261.4272 | 0 | 0
2018-07-11 11:00 | 0 | 0 | 238.306 | 0 | 0
2018-07-11 12:00 | 0 | 0 | 248.7499 | 0 | 0
2018-07-11 13:00 | 0 | 0 | 268.5227 | 0 | 0
2018-07-11 14:00 | 0 | 0 | 246.3001 | 0 | 0
2018-07-11 15:00 | 0 | 0 | 252.9161 | 0 | 0
2018-07-11 16:00 | 0 | 0 | 267.8907 | 0 | 0
2018-07-11 17:00 | 0 | 0 | 255.5499 | 0 | 0
2018-07-11 18:00 | 0 | 0 | 266.3029 | 0 | 0
2018-07-11 19:00 | 0 | 0 | 278.8927 | 0 | 0
2018-07-11 20:00 | 0 | 0 | 248.9567 | 0 | 0
2018-07-11 21:00 | 0 | 0 | 246.3856 | 0 | 0
2018-07-11 22:00 | 0 | 0 | 256.9288 | 0 | 0
2018-07-11 23:00 | 0 | 0 | 254.0637 | 0 | 0
2018-07-12 | 0 | 0 | 261.8612 | 0 | 0
2018-07-12 01:00 | 0 | 0 | 251.9917 | 7.2 | 150
2018-07-12 02:00 | 0 | 0 | 242.4106 | 7.2 | 150
2018-07-12 03:00 | 0 | 0 | 263.4081 | 7.2 | 150
2018-07-12 04:00 | 0 | 0 | 246.3547 | 7.2 | 150
2018-07-12 05:00 | 0 | 0 | 254.9973 | 7.2 | 150
2018-07-12 06:00 | 0 | 0 | 257.9917 | 7.2 | 150
2018-07-12 07:00 | 0 | 0 | 241.8955 | 0 | 0
2018-07-12 08:00 | 0 | 0 | 235.9189 | 0 | 0
2018-07-12 09:00 | 0 | 0 | 250.1334 | 0 | 0
2018-07-12 10:00 | 0 | 0 | 254.4328 | 0 | 0
2018-07-12 11:00 | 0 | 0 | 245.7003 | 0 | 0
2018-07-12 12:00 | 0 | 0 | 262.1968 | 0 | 0
2018-07-12 13:00 | 0 | 0 | 242.145 | 0 | 0
2018-07-12 14:00 | 0 | 0 | 249.021 | 0 | 0
2018-07-12 15:00 | 0 | 0 | 277.348 | 0 | 0
2018-07-12 16:00 | 0 | 0 | 264.9805 | 0 | 0
2018-07-12 17:00 | 0 | 0 | 255.3299 | 0 | 0
2018-07-12 18:00 | 0 | 0 | 239.2742 | 0 | 0
2018-07-12 19:00 | 0 | 0 | 254.5255 | 0 | 0
2018-07-12 20:00 | 0 | 0 | 236.2339 | 0 | 0
2018-07-12 21:00 | 0 | 0 | 253.1748 | 0 | 0
2018-07-12 22:00 | 0 | 0 | 265.3665 | 0 | 0
2018-07-12 23:00 | 0 | 0 | 233.461 | 0 | 0
2018-07-13 | 0 | 0 | 251.4126 | 0 | 0
2018-07-13 01:00 | 0 | 0 | 274.5323 | 7.2 | 150
2018-07-13 02:00 | 0 | 0 | 255.5906 | 7.2 | 150
2018-07-13 03:00 | 0 | 0 | 246.5838 | 7.2 | 150
2018-07-13 04:00 | 0 | 0 | 249.7832 | 7.2 | 150
2018-07-13 05:00 | 0 | 0 | 268.2406 | 7.2 | 150
2018-07-13 06:00 | 0 | 0 | 251.9089 | 7.2 | 150
2018-07-13 07:00 | 0 | 0 | 251.4917 | 0 | 0
2018-07-13 08:00 | 0 | 0 | 266.6515 | 0 | 0
2018-07-13 09:00 | 0 | 0 | 250.7163 | 0 | 0
2018-07-13 10:00 | 0 | 0 | 249.5203 | 0 | 0
2018-07-13 11:00 | 0 | 0 | 243.9885 | 0 | 0
2018-07-13 12:00 | 0 | 0 | 245.0205 | 0 | 0
2018-07-13 13:00 | 0 | 0 | 122.6013 | 0 | 0
2018-07-13 14:00 | 0 | 0 | 0 | 0 | 0
2018-07-13 15:00 | 0 | 0 | 0 | 0 | 0
2018-07-13 16:00 | 0 | 0 | 0 | 0 | 0
2018-07-13 17:00 | 0 | 0 | 0 | 0 | 0
2018-07-13 18:00 | 0 | 0 | 0 | 0 | 0
2018-07-13 19:00 | 0 | 0 | 0 | 0 | 0
2018-07-13 20:00 | 0 | 0 | 0 | 0 | 0
2018-07-13 21:00 | 0 | 0 | 0 | 0 | 0
2018-07-13 22:00 | 0 | 0 | 0 | 0 | 0
2018-07-13 23:00 | 0 | 0 | 0 | 0 | 0
2018-07-14 | 0 | 0 | 0 | 0 | 0
2018-07-14 01:00 | 0 | 0 | 0 | 7.2 | 150
2018-07-14 02:00 | 0 | 0 | 0 | 7.2 | 150
2018-07-14 03:00 | 0 | 0 | 0 | 7.2 | 150
2018-07-14 04:00 | 0 | 0 | 0 | 7.2 | 150
2018-07-14 05:00 | 0 | 0 | 0 | 7.2 | 150
2018-07-14 06:00 | 0 | 0 | 0 | 7.2 | 150
2018-07-14 07:00 | 0 | 0 | 0 | 0 | 0
2018-07-14 08:00 | 0 | 0 | 0 | 0 | 0
2018-07-14 09:00 | 0 | 0 | 0 | 0 | 0
2018-07-14 10:00 | 0 | 0 | 0 | 0 | 0
2018-07-14 11:00 | 0 | 0 | 0 | 0 | 0
2018-07-14 12:00 | 0 | 0 | 0 | 0 | 0
2018-07-14 13:00 | 0 | 0 | 0 | 0 | 0
2018-07-14 14:00 | 0 | 0 | 0 | 0 | 0
2018-07-14 15:00 | 0 | 0 | 0 | 0 | 0
2018-07-14 16:00 | 0 | 0 | 0 | 0 | 0
2018-07-14 17:00 | 0 | 0 | 0 | 0 | 0
2018-07-14 18:00 | 0 | 0 | 0 | 0 | 0
2018-07-14 19:00 | 0 | 0 | 0 | 0 | 0
2018-07-14 20:00 | 0 | 0 | 0 | 0 | 0
2018-07-14 21:00 | 0 | 0 | 0 | 0 | 0
2018-07-14 22:00 | 0 | 0 | 0 | 0 | 0
2018-07-14 23:00 | 0 | 0 | 0 | 0 | 0
2018-07-15 | 0 | 0 | 0 | 0 | 0
2018-07-15 01:00 | 0 | 0 | 0 | 7.2 | 150
2018-07-15 02:00 | 0 | 0 | 0 | 7.2 | 150
2018-07-15 03:00 | 0 | 0 | 0 | 7.2 | 150
2018-07-15 04:00 | 0 | 0 | 0 | 7.2 | 150
2018-07-15 05:00 | 0 | 0 | 0 | 7.2 | 150
2018-07-15 06:00 | 0 | 0 | 0 | 7.2 | 150
2018-07-15 07:00 | 0 | 0 | 0 | 0 | 0
2018-07-15 08:00 | 0 | 0 | 0 | 0 | 0
2018-07-15 09:00 | 0 | 0 | 0 | 0 | 0
2018-07-15 10:00 | 0 | 0 | 0 | 0 | 0
2018-07-15 11:00 | 0 | 0 | 0 | 0 | 0
2018-07-15 12:00 | 0 | 0 | 0 | 0 | 0
2018-07-15 13:00 | 0 | 0 | 0 | 0 | 0
2018-07-15 14:00 | 0 | 0 | 0 | 0 | 0
2018-07-15 15:00 | 0 | 0 | 0 | 0 | 0
2018-07-15 16:00 | 0 | 0 | 0 | 0 | 0
2018-07-15 17:00 | 0 | 0 | 0 | 0 | 0
2018-07-15 18:00 | 0 | 0 | 0 | 0 | 0
2018-07-15 19:00 | 0 | 0 | 0 | 0 | 0
2018-07-15 20:00 | 0 | 0 | 0 | 0 | 0
2018-07-15 21:00 | 0 | 0 | 0 | 0 | 0
2018-07-15 22:00 | 0 | 0 | 0 | 0 | 0
2018-07-15 23:00 | 0 | 0 | 0 | 0 | 0
2018-07-16 | 0 | 0 | 0 | 0 | 0
2018-07-16 01:00 | 0 | 0 | 0 | 7.2 | 150
2018-07-16 02:00 | 0 | 0 | 0 | 7.2 | 150
2018-07-16 03:00 | 0 | 0 | 0 | 7.2 | 150
2018-07-16 04:00 | 0 | 0 | 0 | 7.2 | 150
2018-07-16 05:00 | 0 | 0 | 0 | 7.2 | 150
2018-07-16 06:00 | 0 | 0 | 0 | 7.2 | 150
2018-07-16 07:00 | 0 | 0 | 0 | 0 | 0
2018-07-16 08:00 | 0 | 0 | 0 | 0 | 0
2018-07-16 09:00 | 0 | 0 | 0 | 0 | 0
2018-07-16 10:00 | 0 | 0 | 0 | 0 | 0
2018-07-16 11:00 | 0 | 0 | 0 | 0 | 0
2018-07-16 12:00 | 0 | 0 | 0 | 0 | 0
2018-07-16 13:00 | 0 | 0 | 0 | 0 | 0
2018-07-16 14:00 | 0 | 0 | 0 | 0 | 0
2018-07-16 15:00 | 0 | 0 | 0 | 0 | 0
2018-07-16 16:00 | 0 | 0 | 0 | 0 | 0
2018-07-16 17:00 | 0 | 0 | 0 | 0 | 0
2018-07-16 18:00 | 0 | 0 | 0 | 0 | 0
2018-07-16 19:00 | 0 | 0 | 0 | 0 | 0
2018-07-16 20:00 | 0 | 0 | 0 | 0 | 0
2018-07-16 21:00 | 0 | 0 | 0 | 0 | 0
2018-07-16 22:00 | 0 | 0 | 0 | 0 | 0
2018-07-16 23:00 | 0 | 0 | 0 | 0 | 0
2018-07-17 | 0 | 0 | 0 | 0 | 0
2018-07-17 01:00 | 0 | 0 | 0 | 7.2 | 150
2018-07-17 02:00 | 0 | 0 | 0 | 7.2 | 150
2018-07-17 03:00 | 0 | 0 | 0 | 7.2 | 150
2018-07-17 04:00 | 0 | 0 | 0 | 7.2 | 150
2018-07-17 05:00 | 0 | 0 | 0 | 7.2 | 150
2018-07-17 06:00 | 0 | 0 | 0 | 7.2 | 150
2018-07-17 07:00 | 0 | 0 | 0 | 0 | 0
2018-07-17 08:00 | 0 | 0 | 0 | 0 | 0
2018-07-17 09:00 | 0 | 0 | 0 | 0 | 0
2018-07-17 10:00 | 0 | 0 | 0 | 0 | 0
2018-07-17 11:00 | 0 | 0 | 0 | 0 | 0
2018-07-17 12:00 | 0 | 0 | 0 | 0 | 0
2018-07-17 13:00 | 0 | 0 | 0 | 0 | 0
2018-07-17 14:00 | 0 | 0 | 0 | 0 | 0
2018-07-17 15:00 | 0 | 0 | 0 | 0 | 0
2018-07-17 16:00 | 0 | 0 | 0 | 0 | 0
2018-07-17 17:00 | 0 | 0 | 0 | 0 | 0
2018-07-17 18:00 | 0 | 0 | 0 | 0 | 0
2018-07-17 19:00 | 0 | 0 | 0 | 0 | 0
2018-07-17 20:00 | 0 | 0 | 0 | 0 | 0
2018-07-17 21:00 | 0 | 0 | 0 | 0 | 0
2018-07-17 22:00 | 0 | 0 | 0 | 0 | 0
2018-07-17 23:00 | 0 | 0 | 0 | 0 | 0
2018-07-18 | 0 | 0 | 0 | 0 | 0
2018-07-18 01:00 | 0 | 0 | 0 | 7.2 | 150
2018-07-18 02:00 | 0 | 0 | 0 | 7.2 | 150
2018-07-18 03:00 | 0 | 0 | 0 | 7.2 | 150
2018-07-18 04:00 | 0 | 0 | 0 | 7.2 | 150
2018-07-18 05:00 | 0 | 0 | 0 | 7.2 | 150
2018-07-18 06:00 | 0 | 0 | 0 | 7.2 | 150
2018-07-18 07:00 | 0 | 0 | 0 | 0 | 0
2018-07-18 08:00 | 0 | 0 | 0 | 0 | 0
2018-07-18 09:00 | 0 | 0 | 0 | 0 | 0
2018-07-18 10:00 | 0 | 0 | 0 | 0 | 0
2018-07-18 11:00 | 0 | 0 | 0 | 0 | 0
2018-07-18 12:00 | 0 | 0 | 0 | 0 | 0
2018-07-18 13:00 | 0 | 0 | 0 | 0 | 0
2018-07-18 14:00 | 0 | 0 | 0 | 0 | 0
2018-07-18 15:00 | 0 | 0 | 0 | 0 | 0
2018-07-18 16:00 | 0 | 0 | 0 | 0 | 0
2018-07-18 17:00 | 0 | 0 | 0 | 0 | 0
2018-07-18 18:00 | 0 | 0 | 0 | 0 | 0
2018-07-18 19:00 | 0 | 0 | 0 | 0 | 0
2018-07-18 20:00 | 0 | 0 | 0 | 0 | 0
2018-07-18 21:00 | 0 | 0 | 0 | 0 | 0
2018-07-18 22:00 | 0 | 0 | 0 | 0 | 0
2018-07-18 23:00 | 0 | 0 | 0 | 0 | 0
2018-07-19 | 0 | 0 | 0 | 0 | 0
2018-07-19 01:00 | 0 | 0 | 0 | 7.2 | 150
2018-07-19 02:00 | 0 | 0 | 0 | 7.2 | 150
2018-07-19 03:00 | 0 | 0 | 0 | 7.2 | 150
2018-07-19 04:00 | 0 | 0 | 0 | 7.2 | 150
2018-07-19 05:00 | 0 | 0 | 0 | 7.2 | 150
2018-07-19 06:00 | 0 | 0 | 0 | 7.2 | 150
2018-07-19 07:00 | 0 | 0 | 0 | 0 | 0
2018-07-19 08:00 | 0 | 0 | 0 | 0 | 0
2018-07-19 09:00 | 0 | 0 | 0 | 0 | 0
2018-07-19 10:00 | 0 | 0 | 0 | 0 | 0
2018-07-19 11:00 | 0 | 0 | 0 | 0 | 0
2018-07-19 12:00 | 0 | 0 | 0 | 0 | 0
2018-07-19 13:00 | 0 | 0 | 0 | 0 | 0
2018-07-19 14:00 | 0 | 0 | 0 | 0 | 0
2018-07-19 15:00 | 0 | 0 | 0 | 0 | 0
2018-07-19 16:00 | 0 | 0 | 0 | 0 | 0
2018-07-19 17:00 | 0 | 0 | 0 | 0 | 0
2018-07-19 18:00 | 0 | 0 | 0 | 0 | 0
2018-07-19 19:00 | 0 | 0 | 0 | 0 | 0
2018-07-19 20:00 | 0 | 0 | 0 | 0 | 0
2018-07-19 21:00 | 0 | 0 | 0 | 0 | 0
2018-07-19 22:00 | 0 | 0 | 0 | 0 | 0
2018-07-19 23:00 | 0 | 0 | 0 | 0 | 0
2018-07-20 | 0 | 0 | 0 | 0 | 0
2018-07-20 01:00 | 0 | 0 | 0 | 7.2 | 150
2018-07-20 02:00 | 0 | 0 | 0 | 7.2 | 150
2018-07-20 03:00 | 0 | 0 | 0 | 7.2 | 150
2018-07-20 04:00 | 0 | 0 | 0 | 7.2 | 150
2018-07-20 05:00 | 0 | 0 | 0 | 7.2 | 150
2018-07-20 06:00 | 0 | 0 | 0 | 7.2 | 150
2018-07-20 07:00 | 0 | 0 | 0 | 0 | 0
2018-07-20 08:00 | 0 | 0 | 0 | 0 | 0
2018-07-20 09:00 | 0 | 0 | 0 | 0 | 0
2018-07-20 10:00 | 0 | 0 | 0 | 0 | 0
2018-07-20 11:00 | 0 | 0 | 0 | 0 | 0
2018-07-20 12:00 | 0 | 0 | 0 | 0 | 0
2018-07-20 13:00 | 0 | 0 | 0 | 0 | 0
2018-07-20 14:00 | 0 | 0 | 0 | 0 | 0
2018-07-20 15:00 | 0 | 0 | 0 | 0 | 0
2018-07-20 16:00 | 0 | 0 | 0 | 0 | 0
2018-07-20 17:00 | 0 | 0 | 0 | 0 | 0
2018-07-20 18:00 | 0 | 0 | 0 | 0 | 0
2018-07-20 19:00 | 0 | 0 | 0 | 0 | 0
2018-07-20 20:00 | 0 | 0 | 0 | 0 | 0
2018-07-20 21:00 | 0 | 0 | 0 | 0 | 0
2018-07-20 22:00 | 0 | 0 | 0 | 0 | 0
2018-07-20 23:00 | 0 | 0 | 0 | 0 | 0
2018-07-21 | 0 | 0 | 0 | 0 | 0
2018-07-21 01:00 | 0 | 0 | 0 | 7.2 | 150
2018-07-21 02:00 | 0 | 0 | 0 | 7.2 | 150
2018-07-21 03:00 | 0 | 0 | 0 | 7.2 | 150
2018-07-21 04:00 | 0 | 0 | 0 | 7.2 | 150
2018-07-21 05:00 | 0 | 0 | 0 | 7.2 | 150
2018-07-21 06:00 | 0 | 0 | 0 | 7.2 | 150
2018-07-21 07:00 | 0 | 0 | 0 | 0 | 0
2018-07-21 08:00 | 0 | 0 | 0 | 0 | 0
2018-07-21 09:00 | 0 | 0 | 0 | 0 | 0
2018-07-21 10:00 | 0 | 0 | 0 | 0 | 0
2018-07-21 11:00 | 0 | 0 | 0 | 0 | 0
2018-07-21 12:00 | 0 | 0 | 0 | 0 | 0
2018-07-21 13:00 | 0 | 0 | 0 | 0 | 0
2018-07-21 14:00 | 0 | 0 | 0 | 0 | 0
2018-07-21 15:00 | 0 | 0 | 0 | 0 | 0
2018-07-21 16:00 | 0 | 0 | 0 | 0 | 0
2018-07-21 17:00 | 0 | 0 | 0 | 0 | 0
2018-07-21 18:00 | 0 | 0 | 0 | 0 | 0
2018-07-21 19:00 | 0 | 0 | 0 | 0 | 0
2018-07-21 20:00 | 0 | 0 | 0 | 0 | 0
2018-07-21 21:00 | 0 | 0 | 0 | 0 | 0
2018-07-21 22:00 | 0 | 0 | 0 | 0 | 0
2018-07-21 23:00 | 0 | 0 | 0 | 0 | 0
2018-07-22 | 0 | 0 | 0 | 0 | 0
2018-07-22 01:00 | 0 | 0 | 0 | 7.2 | 150
2018-07-22 02:00 | 0 | 0 | 0 | 7.2 | 150
2018-07-22 03:00 | 0 | 0 | 0 | 7.2 | 150
2018-07-22 04:00 | 0 | 0 | 0 | 7.2 | 150
2018-07-22 05:00 | 0 | 0 | 0 | 7.2 | 150
2018-07-22 06:00 | 0 | 0 | 0 | 7.2 | 150
2018-07-22 07:00 | 0 | 0 | 0 | 0 | 0
2018-07-22 08:00 | 0 | 0 | 0 | 0 | 0
2018-07-22 09:00 | 0 | 0 | 0 | 0 | 0
2018-07-22 10:00 | 0 | 0 | 0 | 0 | 0
2018-07-22 11:00 | 0 | 0 | 0 | 0 | 0
2018-07-22 12:00 | 0 | 0 | 0 | 0 | 0
2018-07-22 13:00 | 0 | 0 | 0 | 0 | 0
2018-07-22 14:00 | 0 | 0 | 0 | 0 | 0
2018-07-22 15:00 | 0 | 0 | 0 | 0 | 0
2018-07-22 16:00 | 0 | 0 | 0 | 0 | 0
2018-07-22 17:00 | 0 | 0 | 0 | 0 | 0
2018-07-22 18:00 | 0 | 0 | 0 | 0 | 0
2018-07-22 19:00 | 0 | 0 | 0 | 0 | 0
2018-07-22 20:00 | 0 | 0 | 0 | 0 | 0
2018-07-22 21:00 | 0 | 0 | 0 | 0 | 0
2018-07-22 22:00 | 0 | 0 | 0 | 0 | 0
2018-07-22 23:00 | 0 | 0 | 0 | 0 | 0
2018-07-23 | 0 | 0 | 0 | 0 | 0
2018-07-23 01:00 | 0 | 0 | 0 | 7.2 | 150
2018-07-23 02:00 | 0 | 0 | 0 | 7.2 | 150
2018-07-23 03:00 | 0 | 0 | 0 | 7.2 | 150
2018-07-23 04:00 | 0 | 0 | 0 | 7.2 | 150
2018-07-23 05:00 | 0 | 0 | 0 | 7.2 | 150
2018-07-23 06:00 | 0 | 0 | 0 | 7.2 | 150
2018-07-23 07:00 | 0 | 0 | 0 | 0 | 0
2018-07-23 08:00 | 0 | 0 | 0 | 0 | 0
2018-07-23 09:00 | 0 | 0 | 0 | 0 | 0
2018-07-23 10:00 | 0 | 0 | 0 | 0 | 0
2018-07-23 11:00 | 0 | 0 | 0 | 0 | 0
2018-07-23 12:00 | 0 | 0 | 0 | 0 | 0
2018-07-23 13:00 | 0 | 0 | 0 | 0 | 0
2018-07-23 14:00 | 0 | 0 | 0 | 0 | 0
2018-07-23 15:00 | 0 | 0 | 0 | 0 | 0
2018-07-23 16:00 | 0 | 0 | 0 | 0 | 0
2018-07-23 17:00 | 0 | 0 | 0 | 0 | 0
2018-07-23 18:00 | 0 | 0 | 0 | 0 | 0
2018-07-23 19:00 | 0 | 0 | 0 | 0 | 0
2018-07-23 20:00 | 0 | 0 | 0 | 0 | 0
2018-07-23 21:00 | 0 | 0 | 0 | 0 | 0
2018-07-23 22:00 | 0 | 0 | 0 | 0 | 0
2018-07-23 23:00 | 0 | 0 | 0 | 0 | 0
2018-07-24 | 0 | 0 | 0 | 0 | 0
2018-07-24 01:00 | 0 | 0 | 0 | 7.2 | 150
2018-07-24 02:00 | 0 | 0 | 0 | 7.2 | 150
2018-07-24 03:00 | 0 | 0 | 0 | 7.2 | 150
2018-07-24 04:00 | 0 | 0 | 0 | 7.2 | 150
2018-07-24 05:00 | 0 | 0 | 0 | 7.2 | 150
2018-07-24 06:00 | 0 | 0 | 0 | 7.2 | 150
2018-07-24 07:00 | 0 | 0 | 0 | 0 | 0
2018-07-24 08:00 | 0 | 0 | 0 | 0 | 0
2018-07-24 09:00 | 0 | 0 | 0 | 0 | 0
2018-07-24 10:00 | 0 | 0 | 0 | 0 | 0
2018-07-24 11:00 | 0 | 0 | 0 | 0 | 0
2018-07-24 12:00 | 0 | 0 | 0 | 0 | 0
2018-07-24 13:00 | 0 | 0 | 0 | 0 | 0
2018-07-24 14:00 | 0 | 0 | 0 | 0 | 0
2018-07-24 15:00 | 0 | 0 | 0 | 0 | 0
2018-07-24 16:00 | 0 | 0 | 0 | 0 | 0
2018-07-24 17:00 | 0 | 0 | 0 | 0 | 0
2018-07-24 18:00 | 0 | 0 | 0 | 0 | 0
2018-07-24 19:00 | 0 | 0 | 0 | 0 | 0
2018-07-24 20:00 | 0 | 0 | 0 | 0 | 0
2018-07-24 21:00 | 0 | 0 | 0 | 0 | 0
2018-07-24 22:00 | 0 | 0 | 0 | 0 | 0
2018-07-24 23:00 | 0 | 0 | 0 | 0 | 0
2018-07-25 | 0 | 0 | 0 | 0 | 0
2018-07-25 01:00 | 0 | 0 | 0 | 7.2 | 150
2018-07-25 02:00 | 0 | 0 | 0 | 7.2 | 150
2018-07-25 03:00 | 0 | 0 | 0 | 7.2 | 150
2018-07-25 04:00 | 0 | 0 | 0 | 7.2 | 150
2018-07-25 05:00 | 0 | 0 | 0 | 7.2 | 150
2018-07-25 06:00 | 0 | 0 | 0 | 7.2 | 150
2018-07-25 07:00 | 0 | 0 | 0 | 0 | 0
2018-07-25 08:00 | 0 | 0 | 0 | 0 | 0
2018-07-25 09:00 | 0 | 0 | 0 | 0 | 0
2018-07-25 10:00 | 0 | 0 | 0 | 0 | 0
2018-07-25 11:00 | 0 | 0 | 0 | 0 | 0
2018-07-25 12:00 | 0 | 0 | 0 | 0 | 0
2018-07-25 13:00 | 0 | 0 | 0 | 0 | 0
2018-07-25 14:00 | 0 | 0 | 0 | 0 | 0
2018-07-25 15:00 | 0 | 0 | 0 | 0 | 0
2018-07-25 16:00 | 0 | 0 | 0 | 0 | 0
2018-07-25 17:00 | 0 | 0 | 0 | 0 | 0
2018-07-25 18:00 | 0 | 0 | 0 | 0 | 0
2018-07-25 19:00 | 0 | 0 | 0 | 0 | 0
2018-07-25 20:00 | 0 | 0 | 0 | 0 | 0
2018-07-25 21:00 | 0 | 0 | 0 | 0 | 0
2018-07-25 22:00 | 0 | 0 | 0 | 0 | 0
2018-07-25 23:00 | 0 | 0 | 0 | 0 | 0
2018-07-26 | 0 | 0 | 0 | 0 | 0
2018-07-26 01:00 | 0 | 0 | 0 | 7.2 | 150
2018-07-26 02:00 | 0 | 0 | 0 | 7.2 | 150
2018-07-26 03:00 | 0 | 0 | 0 | 7.2 | 150
2018-07-26 04:00 | 0 | 0 | 0 | 7.2 | 150
2018-07-26 05:00 | 0 | 0 | 0 | 7.2 | 150
2018-07-26 06:00 | 0 | 0 | 0 | 7.2 | 150
2018-07-26 07:00 | 0 | 0 | 0 | 0 | 0
2018-07-26 08:00 | 0 | 0 | 0 | 0 | 0
2018-07-26 09:00 | 0 | 0 | 0 | 0 | 0
2018-07-26 10:00 | 0 | 0 | 0 | 0 | 0
2018-07-26 11:00 | 0 | 0 | 0 | 0 | 0
2018-07-26 12:00 | 0 | 0 | 0 | 0 | 0
2018-07-26 13:00 | 0 | 0 | 0 | 0 | 0
2018-07-26 14:00 | 0 | 0 | 0 | 0 | 0
2018-07-26 15:00 | 0 | 0 | 0 | 0 | 0
2018-07-26 16:00 | 58.7464 | 0 | 0 | 0 | 0
2018-07-26 17:00 | 251.1142 | 0 | 0 | 0 | 0
2018-07-26 18:00 | 222.426 | 0 | 0 | 0 | 0
2018-07-26 19:00 | 245.4867 | 0 | 0 | 0 | 0
2018-07-26 20:00 | 229.2441 | 0 | 0 | 0 | 0
2018-07-26 21:00 | 255.6622 | 0 | 0 | 0 | 0
2018-07-26 22:00 | 254.4957 | 0 | 0 | 0 | 0
2018-07-26 23:00 | 251.5415 | 0 | 0 | 0 | 0
2018-07-27 | 257.9737 | 0 | 0 | 0 | 0
2018-07-27 01:00 | 248.9605 | 0 | 0 | 7.2 | 150
2018-07-27 02:00 | 227.3613 | 0 | 0 | 7.2 | 150
2018-07-27 03:00 | 257.9122 | 0 | 0 | 7.2 | 150
2018-07-27 04:00 | 271.5304 | 0 | 0 | 7.2 | 150
2018-07-27 05:00 | 255.2293 | 0 | 0 | 7.2 | 150
2018-07-27 06:00 | 252.7348 | 0 | 0 | 7.2 | 150
2018-07-27 07:00 | 263.5146 | 0 | 0 | 0 | 0
2018-07-27 08:00 | 249.3834 | 0 | 0 | 0 | 0
2018-07-27 09:00 | 253.3698 | 0 | 0 | 0 | 0
2018-07-27 10:00 | 249.1401 | 0 | 0 | 0 | 0
2018-07-27 11:00 | 244.0591 | 0 | 0 | 0 | 0
2018-07-27 12:00 | 256.7695 | 0 | 0 | 0 | 0
2018-07-27 13:00 | 260.8904 | 0 | 0 | 0 | 0
2018-07-27 14:00 | 265.041 | 0 | 0 | 0 | 0
2018-07-27 15:00 | 267.7075 | 0 | 0 | 0 | 0
2018-07-27 16:00 | 255.404 | 0 | 0 | 0 | 0
2018-07-27 17:00 | 258.7754 | 0 | 0 | 0 | 0
2018-07-27 18:00 | 267.97 | 0 | 0 | 0 | 0
2018-07-27 19:00 | 267.9453 | 0 | 0 | 0 | 0
2018-07-27 20:00 | 262.149 | 0 | 0 | 0 | 0
2018-07-27 21:00 | 245.6375 | 0 | 0 | 0 | 0
2018-07-27 22:00 | 285.5981 | 0 | 0 | 0 | 0
2018-07-27 23:00 | 261.7952 | 0 | 0 | 0 | 0
2018-07-28 | 248.0836 | 0 | 0 | 0 | 0
2018-07-28 01:00 | 246.3678 | 0 | 0 | 7.2 | 150
2018-07-28 02:00 | 245.2648 | 0 | 0 | 7.2 | 150
2018-07-28 03:00 | 247.1095 | 0 | 0 | 7.2 | 150
2018-07-28 04:00 | 247.7613 | 0 | 0 | 7.2 | 150
2018-07-28 05:00 | 257.8482 | 0 | 0 | 7.2 | 150
2018-07-28 06:00 | 254.0394 | 0 | 0 | 7.2 | 150
2018-07-28 07:00 | 248.2174 | 0 | 0 | 0 | 0
2018-07-28 08:00 | 255.5465 | 0 | 0 | 0 | 0
2018-07-28 09:00 | 255.6443 | 0 | 0 | 0 | 0
2018-07-28 10:00 | 248.3603 | 0 | 0 | 0 | 0
2018-07-28 11:00 | 280.5033 | 0 | 0 | 0 | 0
2018-07-28 12:00 | 259.8791 | 0 | 0 | 0 | 0
2018-07-28 13:00 | 279.6341 | 0 | 0 | 0 | 0
2018-07-28 14:00 | 248.4285 | 0 | 0 | 0 | 0
2018-07-28 15:00 | 261.3922 | 0 | 0 | 0 | 0
2018-07-28 16:00 | 258.1567 | 0 | 0 | 0 | 0
2018-07-28 17:00 | 263.3402 | 0 | 0 | 0 | 0
2018-07-28 18:00 | 248.3266 | 0 | 0 | 0 | 0
2018-07-28 19:00 | 247.6985 | 0 | 0 | 0 | 0
2018-07-28 20:00 | 241.1623 | 0 | 0 | 0 | 0
2018-07-28 21:00 | 275.9641 | 0 | 0 | 0 | 0
2018-07-28 22:00 | 250.1666 | 0 | 0 | 0 | 0
2018-07-28 23:00 | 239.4253 | 0 | 0 | 0 | 0
2018-07-29 | 247.4402 | 0 | 0 | 0 | 0
2018-07-29 01:00 | 239.8915 | 0 | 0 | 7.2 | 150
2018-07-29 02:00 | 241.2632 | 0 | 0 | 7.2 | 150
2018-07-29 03:00 | 269.9085 | 0 | 0 | 7.2 | 150
2018-07-29 04:00 | 230.0166 | 0 | 0 | 7.2 | 150
2018-07-29 05:00 | 257.1538 | 0 | 0 | 7.2 | 150
2018-07-29 06:00 | 261.2914 | 0 | 0 | 7.2 | 150
2018-07-29 07:00 | 234.0501 | 0 | 0 | 0 | 0
2018-07-29 08:00 | 258.6006 | 0 | 0 | 0 | 0
2018-07-29 09:00 | 267.8869 | 0 | 0 | 0 | 0
2018-07-29 10:00 | 253.2274 | 0 | 0 | 0 | 0
2018-07-29 11:00 | 223.2793 | 0 | 0 | 0 | 0
2018-07-29 12:00 | 255.709 | 0 | 0 | 0 | 0
2018-07-29 13:00 | 267.1255 | 0 | 0 | 0 | 0
2018-07-29 14:00 | 254.7739 | 0 | 0 | 0 | 0
2018-07-29 15:00 | 240.3227 | 0 | 0 | 0 | 0
2018-07-29 16:00 | 266.2928 | 0 | 0 | 0 | 0
2018-07-29 17:00 | 251.9932 | 0 | 0 | 0 | 0
2018-07-29 18:00 | 264.9197 | 0 | 0 | 0 | 0
2018-07-29 19:00 | 240.941 | 0 | 0 | 0 | 0
2018-07-29 20:00 | 244.0703 | 0 | 0 | 0 | 0
2018-07-29 21:00 | 232.8775 | 0 | 0 | 0 | 0
2018-07-29 22:00 | 241.2885 | 0 | 0 | 0 | 0
2018-07-29 23:00 | 249.0195 | 0 | 0 | 0 | 0
2018-07-30 | 239.7735 | 0 | 0 | 0 | 0
2018-07-30 01:00 | 241.5916 | 0 | 0 | 7.2 | 150
2018-07-30 02:00 | 266.0986 | 0 | 0 | 7.2 | 150
2018-07-30 03:00 | 265.4751 | 0 | 0 | 7.2 | 150
2018-07-30 04:00 | 226.7026 | 0 | 0 | 7.2 | 150
2018-07-30 05:00 | 242.0874 | 0 | 0 | 7.2 | 150
2018-07-30 06:00 | 261.511 | 0 | 0 | 7.2 | 150
2018-07-30 07:00 | 253.5942 | 0 | 0 | 0 | 0
2018-07-30 08:00 | 251.476 | 0 | 0 | 0 | 0
2018-07-30 09:00 | 254.0289 | 0 | 0 | 0 | 0
2018-07-30 10:00 | 260.8526 | 0 | 0 | 0 | 0
2018-07-30 11:00 | 253.1286 | 0 | 0 | 0 | 0
2018-07-30 12:00 | 270.7028 | 0 | 0 | 0 | 0
2018-07-30 13:00 | 257.3389 | 0 | 0 | 0 | 0
2018-07-30 14:00 | 274.4954 | 0 | 0 | 0 | 0
2018-07-30 15:00 | 241.1373 | 0 | 0 | 0 | 0
2018-07-30 16:00 | 260.5684 | 0 | 0 | 0 | 0
2018-07-30 17:00 | 237.7135 | 0 | 0 | 0 | 0
2018-07-30 18:00 | 256.3339 | 0 | 0 | 0 | 0
2018-07-30 19:00 | 247.4269 | 0 | 0 | 0 | 0
2018-07-30 20:00 | 231.9537 | 0 | 0 | 0 | 0
2018-07-30 21:00 | 274.701 | 0 | 0 | 0 | 0
2018-07-30 22:00 | 249.742 | 0 | 0 | 0 | 0
2018-07-30 23:00 | 264.9696 | 0 | 0 | 0 | 0
2018-07-31 | 262.406 | 0 | 0 | 0 | 0
2018-07-31 01:00 | 253.6818 | 0 | 0 | 7.2 | 150
2018-07-31 02:00 | 245.8683 | 0 | 0 | 7.2 | 150
2018-07-31 03:00 | 245.4384 | 0 | 0 | 7.2 | 150
2018-07-31 04:00 | 243.6761 | 0 | 0 | 7.2 | 150
2018-07-31 05:00 | 248.9095 | 0 | 0 | 7.2 | 150
2018-07-31 06:00 | 269.126 | 0 | 0 | 7.2 | 150
2018-07-31 07:00 | 251.7769 | 0 | 0 | 0 | 0
2018-07-31 08:00 | 261.233 | 0 | 0 | 0 | 0
2018-07-31 09:00 | 244.8928 | 0 | 0 | 0 | 0
2018-07-31 10:00 | 265.5904 | 0 | 0 | 0 | 0
2018-07-31 11:00 | 236.9316 | 0 | 0 | 0 | 0
2018-07-31 12:00 | 257.6208 | 0 | 0 | 0 | 0
2018-07-31 13:00 | 247.9675 | 0 | 0 | 0 | 0
2018-07-31 14:00 | 243.2786 | 0 | 0 | 0 | 0
2018-07-31 15:00 | 269.5241 | 0 | 0 | 0 | 0
2018-07-31 16:00 | 240.0394 | 0 | 0 | 0 | 0
2018-07-31 17:00 | 261.2459 | 0 | 0 | 0 | 0
2018-07-31 18:00 | 217.3312 | 0 | 0 | 0 | 0
2018-07-31 19:00 | 272.7308 | 0 | 0 | 0 | 0
2018-07-31 20:00 | 266.9502 | 0 | 0 | 0 | 0
2018-07-31 21:00 | 261.8599 | 0 | 0 | 0 | 0
2018-07-31 22:00 | 241.8492 | 0 | 0 | 0 | 0
2018-07-31 23:00 | 255.7361 | 0 | 0 | 0 | 0
2018-08-01 | 226.4514 | 0 | 0 | 0 | 0
2018-08-01 01:00 | 262.938 | 0 | 0 | 7.2 | 150
2018-08-01 02:00 | 247.3788 | 0 | 0 | 7.2 | 150
2018-08-01 03:00 | 276.3693 | 0 | 0 | 7.2 | 150
2018-08-01 04:00 | 269.1383 | 0 | 142.448 | 7.2 | 150
2018-08-01 05:00 | 253.2853 | 0 | 255.9666 | 7.2 | 150
2018-08-01 06:00 | 253.2441 | 0 | 246.258 | 7.2 | 150
2018-08-01 07:00 | 228.6071 | 0 | 265.5095 | 0 | 0
2018-08-01 08:00 | 234.9296 | 0 | 236.2367 | 0 | 0
2018-08-01 09:00 | 256.2083 | 0 | 260.098 | 0 | 0
2018-08-01 10:00 | 247.5101 | 0 | 260.9126 | 0 | 0
2018-08-01 11:00 | 239.938 | 0 | 241.4105 | 0 | 0
2018-08-01 12:00 | 249.9423 | 0 | 253.8514 | 0 | 0
2018-08-01 13:00 | 282.0056 | 0 | 246.2981 | 0 | 0
2018-08-01 14:00 | 226.6062 | 0 | 277.5568 | 0 | 0
2018-08-01 15:00 | 241.8444 | 0 | 268.3189 | 0 | 0
2018-08-01 16:00 | 263.8635 | 0 | 265.1234 | 0 | 0
2018-08-01 17:00 | 258.6722 | 0 | 254.5377 | 0 | 0
2018-08-01 18:00 | 254.1998 | 0 | 243.4062 | 0 | 0
2018-08-01 19:00 | 261.5303 | 0 | 225.6741 | 0 | 0
2018-08-01 20:00 | 243.2569 | 0 | 250.0729 | 0 | 0
2018-08-01 21:00 | 249.6365 | 0 | 263.722 | 0 | 0
2018-08-01 22:00 | 268.9124 | 0 | 250.3717 | 0 | 0
2018-08-01 23:00 | 267.4257 | 0 | 245.3871 | 0 | 0
2018-08-02 | 251.055 | 0 | 250.3726 | 0 | 0
2018-08-02 01:00 | 246.5572 | 0 | 232.7957 | 7.2 | 150
2018-08-02 02:00 | 267.2746 | 0 | 236.7665 | 7.2 | 150
2018-08-02 03:00 | 238.0351 | 0 | 253.042 | 7.2 | 150
2018-08-02 04:00 | 233.726 | 0 | 240.9257 | 7.2 | 150
2018-08-02 05:00 | 254.3282 | 0 | 259.8002 | 7.2 | 150
2018-08-02 06:00 | 242.5181 | 0 | 245.7151 | 7.2 | 150
2018-08-02 07:00 | 253.1687 | 0 | 257.9661 | 0 | 0
2018-08-02 08:00 | 236.052 | 0 | 245.4411 | 0 | 0
2018-08-02 09:00 | 256.9015 | 0 | 261.9456 | 0 | 0
2018-08-02 10:00 | 233.299 | 0 | 266.7278 | 0 | 0
2018-08-02 11:00 | 223.6586 | 0 | 277.3863 | 0 | 0
2018-08-02 12:00 | 241.5096 | 0 | 248.2281 | 0 | 0
2018-08-02 13:00 | 230.1182 | 0 | 243.4869 | 0 | 0
2018-08-02 14:00 | 250.6479 | 0 | 262.7207 | 0 | 0
2018-08-02 15:00 | 281.0209 | 0 | 256.6997 | 0 | 0
2018-08-02 16:00 | 241.5263 | 0 | 253.2009 | 0 | 0
2018-08-02 17:00 | 258.8036 | 0 | 276.678 | 0 | 0
2018-08-02 18:00 | 249.3041 | 0 | 259.3903 | 0 | 0
2018-08-02 19:00 | 255.158 | 0 | 265.7851 | 0 | 0
2018-08-02 20:00 | 252.4019 | 0 | 253.4385 | 0 | 0
2018-08-02 21:00 | 258.6197 | 0 | 247.7576 | 0 | 0
2018-08-02 22:00 | 256.4373 | 0 | 245.3406 | 0 | 0
2018-08-02 23:00 | 256.2991 | 0 | 248.0092 | 0 | 0
2018-08-03 | 239.6481 | 0 | 248.5249 | 0 | 0
2018-08-03 01:00 | 263.186 | 0 | 252.5393 | 7.2 | 150
2018-08-03 02:00 | 248.5282 | 0 | 255.6309 | 7.2 | 150
2018-08-03 03:00 | 274.5056 | 0 | 256.0645 | 7.2 | 150
2018-08-03 04:00 | 258.8925 | 0 | 258.8827 | 7.2 | 150
2018-08-03 05:00 | 255.9001 | 0 | 252.5276 | 7.2 | 150
2018-08-03 06:00 | 249.5132 | 0 | 248.9248 | 7.2 | 150
2018-08-03 07:00 | 264.4055 | 0 | 250.6739 | 0 | 0
2018-08-03 08:00 | 243.9961 | 0 | 248.8853 | 0 | 0
2018-08-03 09:00 | 241.3594 | 0 | 269.7875 | 0 | 0
2018-08-03 10:00 | 249.7472 | 0 | 235.8565 | 0 | 0
2018-08-03 11:00 | 256.3112 | 0 | 275.2571 | 0 | 0
2018-08-03 12:00 | 233.7304 | 0 | 247.8116 | 0 | 0
2018-08-03 13:00 | 259.5639 | 0 | 248.6818 | 0 | 0
2018-08-03 14:00 | 268.6583 | 0 | 260.8673 | 0 | 0
2018-08-03 15:00 | 105.3075 | 0 | 265.0359 | 0 | 0
2018-08-03 16:00 | 0 | 0 | 278.2115 | 0 | 0
2018-08-03 17:00 | 0 | 0 | 260.3366 | 0 | 0
2018-08-03 18:00 | 0 | 0 | 225.2371 | 0 | 0
2018-08-03 19:00 | 0 | 0 | 235.5096 | 0 | 0
2018-08-03 20:00 | 0 | 0 | 245.4543 | 0 | 0
2018-08-03 21:00 | 0 | 0 | 265.4982 | 0 | 0
2018-08-03 22:00 | 0 | 0 | 264.6599 | 0 | 0
2018-08-03 23:00 | 0 | 0 | 267.5291 | 0 | 0
2018-08-04 | 0 | 0 | 249.3273 | 0 | 0
2018-08-04 01:00 | 0 | 0 | 271.9777 | 7.2 | 150
2018-08-04 02:00 | 0 | 0 | 259.3011 | 7.2 | 150
2018-08-04 03:00 | 0 | 0 | 272.4999 | 7.2 | 150
2018-08-04 04:00 | 0 | 0 | 249.2957 | 7.2 | 150
2018-08-04 05:00 | 0 | 0 | 260.2935 | 7.2 | 150
2018-08-04 06:00 | 0 | 0 | 258.124 | 7.2 | 150
2018-08-04 07:00 | 0 | 0 | 266.754 | 0 | 0
2018-08-04 08:00 | 0 | 0 | 256.8492 | 0 | 0
2018-08-04 09:00 | 0 | 0 | 251.6722 | 0 | 0
2018-08-04 10:00 | 0 | 0 | 225.1517 | 0 | 0
2018-08-04 11:00 | 0 | 0 | 264.5261 | 0 | 0
2018-08-04 12:00 | 0 | 0 | 264.2712 | 0 | 0
2018-08-04 13:00 | 0 | 0 | 251.6095 | 0 | 0
2018-08-04 14:00 | 0 | 0 | 240.6965 | 0 | 0
2018-08-04 15:00 | 0 | 0 | 273.0184 | 0 | 0
2018-08-04 16:00 | 0 | 0 | 255.7955 | 0 | 0
2018-08-04 17:00 | 0 | 0 | 245.6866 | 0 | 0
2018-08-04 18:00 | 0 | 0 | 260.5605 | 0 | 0
2018-08-04 19:00 | 0 | 0 | 278.1728 | 0 | 0
2018-08-04 20:00 | 0 | 0 | 266.0276 | 0 | 0
2018-08-04 21:00 | 0 | 0 | 258.1246 | 0 | 0
2018-08-04 22:00 | 0 | 0 | 259.0419 | 0 | 0
2018-08-04 23:00 | 0 | 0 | 226.7001 | 0 | 0
2018-08-05 | 0 | 0 | 232.3695 | 0 | 0
2018-08-05 01:00 | 0 | 0 | 247.4627 | 7.2 | 150
2018-08-05 02:00 | 0 | 0 | 259.5765 | 7.2 | 150
2018-08-05 03:00 | 0 | 0 | 266.5865 | 7.2 | 150
2018-08-05 04:00 | 0 | 0 | 248.4769 | 7.2 | 150
2018-08-05 05:00 | 0 | 0 | 277.4156 | 7.2 | 150
2018-08-05 06:00 | 0 | 0 | 263.5409 | 7.2 | 150
2018-08-05 07:00 | 0 | 0 | 240.3921 | 0 | 0
2018-08-05 08:00 | 0 | 0 | 221.2412 | 0 | 0
2018-08-05 09:00 | 0 | 0 | 252.5908 | 0 | 0
2018-08-05 10:00 | 0 | 0 | 273.5865 | 0 | 0
2018-08-05 11:00 | 0 | 0 | 250.5801 | 0 | 0
2018-08-05 12:00 | 0 | 0 | 259.0212 | 0 | 0
2018-08-05 13:00 | 0 | 0 | 262.8072 | 0 | 0
2018-08-05 14:00 | 0 | 0 | 244.5142 | 0 | 0
2018-08-05 15:00 | 0 | 0 | 275.5105 | 0 | 0
2018-08-05 16:00 | 0 | 0 | 252.883 | 0 | 0
2018-08-05 17:00 | 0 | 0 | 259.4638 | 0 | 0
2018-08-05 18:00 | 0 | 0 | 267.429 | 0 | 0
2018-08-05 19:00 | 0 | 0 | 265.5396 | 0 | 0
2018-08-05 20:00 | 0 | 0 | 231.2837 | 0 | 0
2018-08-05 21:00 | 0 | 0 | 250.6087 | 0 | 0
2018-08-05 22:00 | 0 | 0 | 263.5102 | 0 | 0
2018-08-05 23:00 | 0 | 0 | 254.5753 | 0 | 0
2018-08-06 | 0 | 0 | 267.2379 | 0 | 0
2018-08-06 01:00 | 0 | 0 | 249.1658 | 7.2 | 150
2018-08-06 02:00 | 0 | 0 | 272.6877 | 7.2 | 150
2018-08-06 03:00 | 0 | 0 | 260.8039 | 7.2 | 150
2018-08-06 04:00 | 0 | 0 | 243.9992 | 7.2 | 150
2018-08-06 05:00 | 0 | 0 | 245.7545 | 7.2 | 150
2018-08-06 06:00 | 0 | 0 | 249.1617 | 7.2 | 150
2018-08-06 07:00 | 0 | 0 | 243.435 | 0 | 0
2018-08-06 08:00 | 0 | 0 | 254.3699 | 0 | 0
2018-08-06 09:00 | 0 | 0 | 269.1896 | 0 | 0
2018-08-06 10:00 | 0 | 0 | 249.6754 | 0 | 0
2018-08-06 11:00 | 0 | 0 | 263.9672 | 0 | 0
2018-08-06 12:00 | 0 | 0 | 250.373 | 0 | 0
2018-08-06 13:00 | 0 | 0 | 256.6758 | 0 | 0
2018-08-06 14:00 | 0 | 0 | 225.3179 | 0 | 0
2018-08-06 15:00 | 0 | 0 | 260.4333 | 0 | 0
2018-08-06 16:00 | 0 | 0 | 243.8914 | 0 | 0
2018-08-06 17:00 | 0 | 0 | 244.6755 | 0 | 0
2018-08-06 18:00 | 0 | 0 | 249.6361 | 0 | 0
2018-08-06 19:00 | 0 | 0 | 252.2698 | 0 | 0
2018-08-06 20:00 | 0 | 0 | 258.1336 | 0 | 0
2018-08-06 21:00 | 0 | 0 | 278.8422 | 0 | 0
2018-08-06 22:00 | 0 | 0 | 250.2375 | 0 | 0
2018-08-06 23:00 | 0 | 0 | 265.2823 | 0 | 0
2018-08-07 | 0 | 0 | 231.9628 | 0 | 0
2018-08-07 01:00 | 0 | 0 | 264.6511 | 7.2 | 150
2018-08-07 02:00 | 0 | 0 | 252.2083 | 7.2 | 150
2018-08-07 03:00 | 0 | 0 | 242.7302 | 7.2 | 150
2018-08-07 04:00 | 0 | 0 | 230.9249 | 7.2 | 150
2018-08-07 05:00 | 0 | 0 | 239.7994 | 7.2 | 150
2018-08-07 06:00 | 0 | 0 | 254.73 | 7.2 | 150
2018-08-07 07:00 | 0 | 0 | 274.141 | 0 | 0
2018-08-07 08:00 | 0 | 201.352 | 223.4243 | 0 | 0
2018-08-07 09:00 | 0 | 272.5914 | 249.1799 | 0 | 0
2018-08-07 10:00 | 0 | 262.6445 | 253.6851 | 0 | 0
2018-08-07 11:00 | 0 | 243.1989 | 273.8007 | 0 | 0
2018-08-07 12:00 | 0 | 233.4546 | 243.1658 | 0 | 0
2018-08-07 13:00 | 0 | 259.4797 | 248.5786 | 0 | 0
2018-08-07 14:00 | 0 | 251.3258 | 254.1147 | 0 | 0
2018-08-07 15:00 | 0 | 268.0213 | 259.4778 | 0 | 0
2018-08-07 16:00 | 0 | 261.4756 | 244.8781 | 0 | 0
2018-08-07 17:00 | 0 | 278.6703 | 241.3647 | 0 | 0
2018-08-07 18:00 | 0 | 242.2586 | 250.7891 | 0 | 0
2018-08-07 19:00 | 0 | 252.7095 | 251.5355 | 0 | 0
2018-08-07 20:00 | 0 | 251.2502 | 249.4619 | 0 | 0
2018-08-07 21:00 | 0 | 246.066 | 233.4545 | 0 | 0
2018-08-07 22:00 | 0 | 229.4565 | 257.6175 | 0 | 0
2018-08-07 23:00 | 0 | 261.3748 | 247.5538 | 0 | 0
2018-08-08 | 0 | 276.6059 | 266.0815 | 0 | 0
2018-08-08 01:00 | 0 | 252.0875 | 509.4799 | 7.2 | 150
2018-08-08 02:00 | 0 | 241.6207 | 513.2311 | 7.2 | 150
2018-08-08 03:00 | 0 | 264.6066 | 513.7477 | 7.2 | 150
2018-08-08 04:00 | 0 | 272.5974 | 523.3229 | 7.2 | 150
2018-08-08 05:00 | 0 | 257.652 | 487.1784 | 7.2 | 150
2018-08-08 06:00 | 0 | 235.6233 | 524.2277 | 7.2 | 150
2018-08-08 07:00 | 0 | 251.1376 | 508.1284 | 0 | 0
2018-08-08 08:00 | 0 | 247.8788 | 512.3475 | 0 | 0
2018-08-08 09:00 | 0 | 246.1664 | 510.2555 | 0 | 0
2018-08-08 10:00 | 0 | 265.9869 | 518.4167 | 0 | 0
2018-08-08 11:00 | 0 | 250.856 | 494.4909 | 0 | 0
2018-08-08 12:00 | 0 | 263.4542 | 525.6298 | 0 | 0
2018-08-08 13:00 | 0 | 244.7957 | 489.9706 | 0 | 0
2018-08-08 14:00 | 0 | 244.9542 | 498.9228 | 0 | 0
2018-08-08 15:00 | 0 | 250.3176 | 498.1068 | 0 | 0
2018-08-08 16:00 | 0 | 241.554 | 516.0875 | 0 | 0
2018-08-08 17:00 | 0 | 247.7535 | 492.4127 | 0 | 0
2018-08-08 18:00 | 0 | 228.2079 | 515.1995 | 0 | 0
2018-08-08 19:00 | 0 | 266.5891 | 533.1139 | 0 | 0
2018-08-08 20:00 | 0 | 248.8619 | 526.1147 | 0 | 0
2018-08-08 21:00 | 0 | 248.8499 | 531.2291 | 0 | 0
2018-08-08 22:00 | 0 | 253.1678 | 494.2076 | 0 | 0
2018-08-08 23:00 | 0 | 247.5113 | 536.1856 | 0 | 0
2018-08-09 | 0 | 248.0911 | 496.3198 | 0 | 0
2018-08-09 01:00 | 0 | 254.1162 | 503.4253 | 7.2 | 150
2018-08-09 02:00 | 0 | 242.7062 | 544.0371 | 7.2 | 150
2018-08-09 03:00 | 0 | 266.8674 | 500.975 | 7.2 | 150
2018-08-09 04:00 | 0 | 249.7915 | 520.8441 | 7.2 | 150
2018-08-09 05:00 | 0 | 268.2278 | 512.0049 | 7.2 | 150
2018-08-09 06:00 | 0 | 240.6513 | 501.9971 | 7.2 | 150
2018-08-09 07:00 | 0 | 258.4922 | 498.0767 | 0 | 0
2018-08-09 08:00 | 0 | 250.515 | 488.5615 | 0 | 0
2018-08-09 09:00 | 0 | 283.5006 | 524.7943 | 0 | 0
2018-08-09 10:00 | 0 | 265.2826 | 486.3723 | 0 | 0
2018-08-09 11:00 | 0 | 257.1107 | 518.6741 | 0 | 0
2018-08-09 12:00 | 0 | 230.2366 | 351.5698 | 0 | 0
2018-08-09 13:00 | 0 | 249.4474 | 277.0274 | 0 | 0
2018-08-09 14:00 | 0 | 263.4899 | 255.5831 | 0 | 0
2018-08-09 15:00 | 0 | 258.5092 | 248.5407 | 0 | 0
2018-08-09 16:00 | 0 | 266.353 | 268.5362 | 0 | 0
2018-08-09 17:00 | 0 | 266.5557 | 258.2518 | 0 | 0
2018-08-09 18:00 | 0 | 244.9002 | 238.0131 | 0 | 0
2018-08-09 19:00 | 0 | 267.9162 | 258.1284 | 0 | 0
2018-08-09 20:00 | 0 | 241.6475 | 273.885 | 0 | 0
2018-08-09 21:00 | 0 | 253.9435 | 243.2531 | 0 | 0
2018-08-09 22:00 | 0 | 263.3278 | 245.1118 | 0 | 0
2018-08-09 23:00 | 0 | 252.925 | 262.9503 | 0 | 0
2018-08-10 | 0 | 250.6266 | 248.3758 | 0 | 0
2018-08-10 01:00 | 0 | 259.155 | 233.4354 | 7.2 | 150
2018-08-10 02:00 | 0 | 250.2753 | 229.2834 | 7.2 | 150
2018-08-10 03:00 | 0 | 258.4884 | 228.98 | 7.2 | 150
2018-08-10 04:00 | 0 | 275.3044 | 250.7579 | 7.2 | 150
2018-08-10 05:00 | 0 | 255.4689 | 232.2892 | 7.2 | 150
2018-08-10 06:00 | 0 | 256.1475 | 231.8922 | 7.2 | 150
2018-08-10 07:00 | 0 | 242.1704 | 241.1854 | 0 | 0
2018-08-10 08:00 | 0 | 255.399 | 246.0193 | 0 | 0
2018-08-10 09:00 | 0 | 275.4867 | 232.3513 | 0 | 0
2018-08-10 10:00 | 0 | 273.0119 | 258.005 | 0 | 0
2018-08-10 11:00 | 0 | 232.8977 | 272.9522 | 0 | 0
2018-08-10 12:00 | 0 | 267.2609 | 255.7231 | 0 | 0
2018-08-10 13:00 | 0 | 241.1683 | 242.0349 | 0 | 0
2018-08-10 14:00 | 0 | 257.1708 | 280.1302 | 0 | 0
2018-08-10 15:00 | 0 | 266.5063 | 245.855 | 0 | 0
2018-08-10 16:00 | 0 | 264.754 | 259.1402 | 0 | 0
2018-08-10 17:00 | 0 | 266.6338 | 244.4683 | 0 | 0
2018-08-10 18:00 | 0 | 260.2552 | 246.513 | 0 | 0
2018-08-10 19:00 | 0 | 241.4065 | 242.772 | 0 | 0
2018-08-10 20:00 | 0 | 262.4131 | 254.3117 | 0 | 0
2018-08-10 21:00 | 0 | 270.9224 | 257.8241 | 0 | 0
2018-08-10 22:00 | 0 | 248.6425 | 252.0679 | 0 | 0
2018-08-10 23:00 | 0 | 247.7102 | 260.04 | 0 | 0
2018-08-11 | 0 | 271.2418 | 262.3346 | 0 | 0
2018-08-11 01:00 | 0 | 261.2426 | 259.7795 | 7.2 | 150
2018-08-11 02:00 | 0 | 274.1727 | 242.7071 | 7.2 | 150
2018-08-11 03:00 | 0 | 265.0924 | 252.2727 | 7.2 | 150
2018-08-11 04:00 | 0 | 254.837 | 264.4061 | 7.2 | 150
2018-08-11 05:00 | 0 | 267.7093 | 243.7655 | 7.2 | 150
2018-08-11 06:00 | 0 | 271.7746 | 246.678 | 7.2 | 150
2018-08-11 07:00 | 0 | 254.2853 | 257.3234 | 0 | 0
2018-08-11 08:00 | 0 | 250.8779 | 254.3791 | 0 | 0
2018-08-11 09:00 | 0 | 253.0548 | 259.8997 | 0 | 0
2018-08-11 10:00 | 0 | 244.462 | 270.3346 | 0 | 0
2018-08-11 11:00 | 0 | 262.1049 | 245.8934 | 0 | 0
2018-08-11 12:00 | 0 | 252.9617 | 245.95 | 0 | 0
2018-08-11 13:00 | 0 | 281.1035 | 242.2739 | 0 | 0
2018-08-11 14:00 | 0 | 266.2023 | 269.8774 | 0 | 0
2018-08-11 15:00 | 0 | 257.1945 | 239.8608 | 0 | 0
2018-08-11 16:00 | 0 | 238.2915 | 251.2713 | 0 | 0
2018-08-11 17:00 | 0 | 252.8968 | 227.4037 | 0 | 0
2018-08-11 18:00 | 0 | 269.8497 | 243.4957 | 0 | 0
2018-08-11 19:00 | 0 | 246.2387 | 249.3902 | 0 | 0
2018-08-11 20:00 | 0 | 233.0957 | 252.1298 | 0 | 0
2018-08-11 21:00 | 0 | 246.1858 | 252.9179 | 0 | 0
2018-08-11 22:00 | 0 | 308.6124 | 277.618 | 0 | 0
2018-08-11 23:00 | 0 | 523.1368 | 227.8864 | 0 | 0
2018-08-12 | 0 | 504.9026 | 255.0827 | 0 | 0
2018-08-12 01:00 | 0 | 492.9603 | 269.1952 | 7.2 | 150
2018-08-12 02:00 | 0 | 493.7861 | 247.6294 | 7.2 | 150
2018-08-12 03:00 | 0 | 507.3213 | 260.4025 | 7.2 | 150
2018-08-12 04:00 | 0 | 487.2149 | 271.3332 | 7.2 | 150
2018-08-12 05:00 | 0 | 522.4263 | 238.2796 | 7.2 | 150
2018-08-12 06:00 | 0 | 489.6006 | 244.8301 | 7.2 | 150
2018-08-12 07:00 | 0 | 521.0644 | 242.1087 | 0 | 0
2018-08-12 08:00 | 0 | 513.9325 | 252.2199 | 0 | 0
2018-08-12 09:00 | 0 | 505.5773 | 269.932 | 0 | 0
2018-08-12 10:00 | 0 | 518.4636 | 241.7209 | 0 | 0
2018-08-12 11:00 | 0 | 477.9596 | 242.3648 | 0 | 0
2018-08-12 12:00 | 0 | 512.2841 | 252.9845 | 0 | 0
2018-08-12 13:00 | 0 | 524.0103 | 257.7746 | 0 | 0
2018-08-12 14:00 | 0 | 489.8621 | 260.2643 | 0 | 0
2018-08-12 15:00 | 0 | 507.0548 | 262.2401 | 0 | 0
2018-08-12 16:00 | 0 | 488.9784 | 250.4242 | 0 | 0
2018-08-12 17:00 | 0 | 518.0126 | 223.5523 | 0 | 0
2018-08-12 18:00 | 0 | 502.6027 | 246.495 | 0 | 0
2018-08-12 19:00 | 0 | 507.3658 | 272.8092 | 0 | 0
2018-08-12 20:00 | 0 | 505.2923 | 258.527 | 0 | 0
2018-08-12 21:00 | 0 | 493.5779 | 250.2473 | 0 | 0
2018-08-12 22:00 | 0 | 511.3214 | 267.889 | 0 | 0
2018-08-12 23:00 | 0 | 518.9094 | 269.1193 | 0 | 0
2018-08-13 | 0 | 498.809 | 261.2319 | 0 | 0
2018-08-13 01:00 | 0 | 514.1825 | 233.8917 | 7.2 | 150
2018-08-13 02:00 | 0 | 511.1825 | 242.543 | 7.2 | 150
2018-08-13 03:00 | 0 | 531.5559 | 250.3404 | 7.2 | 150
2018-08-13 04:00 | 0 | 474.4535 | 233.8689 | 7.2 | 150
2018-08-13 05:00 | 0 | 526.4615 | 270.0729 | 7.2 | 150
2018-08-13 06:00 | 0 | 519.4169 | 254.8166 | 7.2 | 150
2018-08-13 07:00 | 0 | 516.5347 | 252.1822 | 0 | 0
2018-08-13 08:00 | 0 | 539.0071 | 246.0614 | 0 | 0
2018-08-13 09:00 | 0 | 513.7469 | 287.5352 | 0 | 0
2018-08-13 10:00 | 0 | 499.0702 | 259.6014 | 0 | 0
2018-08-13 11:00 | 0 | 511.2101 | 260.7003 | 0 | 0
2018-08-13 12:00 | 0 | 507.7151 | 244.6965 | 0 | 0
2018-08-13 13:00 | 0 | 489.303 | 282.2399 | 0 | 0
2018-08-13 14:00 | 0 | 497.3364 | 258.5161 | 0 | 0
2018-08-13 15:00 | 0 | 488.0115 | 244.7876 | 0 | 0
2018-08-13 16:00 | 0 | 539.0076 | 251.0063 | 0 | 0
2018-08-13 17:00 | 0 | 526.3575 | 254.0548 | 0 | 0
2018-08-13 18:00 | 0 | 512.9711 | 253.3101 | 0 | 0
2018-08-13 19:00 | 0 | 521.7882 | 273.7865 | 0 | 0
2018-08-13 20:00 | 0 | 485.7781 | 227.7659 | 0 | 0
2018-08-13 21:00 | 0 | 528.2382 | 243.5969 | 0 | 0
2018-08-13 22:00 | 0 | 499.7302 | 265.5252 | 0 | 0
2018-08-13 23:00 | 0 | 515.6337 | 245.0035 | 0 | 0
2018-08-14 | 0 | 489.165 | 254.4703 | 0 | 0
2018-08-14 01:00 | 0 | 496.0738 | 274.2642 | 7.2 | 150
2018-08-14 02:00 | 0 | 473.6396 | 266.7534 | 7.2 | 150
2018-08-14 03:00 | 0 | 509.6431 | 257.0015 | 7.2 | 150
2018-08-14 04:00 | 0 | 520.2485 | 267.1878 | 7.2 | 150
2018-08-14 05:00 | 0 | 506.1298 | 253.1288 | 7.2 | 150
2018-08-14 06:00 | 0 | 489.5129 | 257.4008 | 7.2 | 150
2018-08-14 07:00 | 0 | 524.8178 | 250.9648 | 0 | 0
2018-08-14 08:00 | 0 | 532.1622 | 276.495 | 0 | 0
2018-08-14 09:00 | 0 | 482.4324 | 253.4737 | 0 | 0
2018-08-14 10:00 | 0 | 499.8771 | 260.6931 | 0 | 0
2018-08-14 11:00 | 0 | 511.7673 | 252.8985 | 0 | 0
2018-08-14 12:00 | 0 | 503.4252 | 267.5947 | 0 | 0
2018-08-14 13:00 | 0 | 518.9321 | 254.7796 | 0 | 0
2018-08-14 14:00 | 0 | 493.4348 | 225.6322 | 0 | 0
2018-08-14 15:00 | 0 | 494.7755 | 261.7862 | 0 | 0
2018-08-14 16:00 | 0 | 500.8211 | 260.8519 | 0 | 0
2018-08-14 17:00 | 0 | 524.868 | 248.3137 | 0 | 0
2018-08-14 18:00 | 0 | 503.2775 | 242.5079 | 0 | 0
2018-08-14 19:00 | 0 | 504.7662 | 264.5393 | 0 | 0
2018-08-14 20:00 | 0 | 484.8628 | 239.667 | 0 | 0
2018-08-14 21:00 | 0 | 527.9008 | 274.8752 | 0 | 0
2018-08-14 22:00 | 0 | 481.6057 | 238.5992 | 0 | 0
2018-08-14 23:00 | 0 | 492.1176 | 231.1399 | 0 | 0
2018-08-15 | 0 | 474.779 | 273.4787 | 0 | 0
2018-08-15 01:00 | 0 | 505.8447 | 268.304 | 7.2 | 150
2018-08-15 02:00 | 0 | 505.8932 | 259.2313 | 7.2 | 150
2018-08-15 03:00 | 0 | 511.1071 | 248.4697 | 7.2 | 150
2018-08-15 04:00 | 0 | 507.0055 | 283.9814 | 7.2 | 150
2018-08-15 05:00 | 0 | 529.6559 | 254.0612 | 7.2 | 150
2018-08-15 06:00 | 0 | 494.1667 | 265.3636 | 7.2 | 150
2018-08-15 07:00 | 0 | 516.0182 | 251.6849 | 0 | 0
2018-08-15 08:00 | 0 | 518.5665 | 254.0614 | 0 | 0
2018-08-15 09:00 | 0 | 499.2112 | 258.2131 | 0 | 0
2018-08-15 10:00 | 0 | 498.9341 | 244.4094 | 0 | 0
2018-08-15 11:00 | 0 | 514.8997 | 265.5234 | 0 | 0
2018-08-15 12:00 | 0 | 497.6022 | 256.2254 | 0 | 0
2018-08-15 13:00 | 0 | 509.8513 | 269.3038 | 0 | 0
2018-08-15 14:00 | 0 | 503.1384 | 267.487 | 0 | 0
2018-08-15 15:00 | 0 | 559.7724 | 238.1738 | 0 | 0
2018-08-15 16:00 | 0 | 515.657 | 251.9013 | 0 | 0
2018-08-15 17:00 | 0 | 525.1182 | 262.5114 | 0 | 0
2018-08-15 18:00 | 0 | 454.8306 | 251.3974 | 0 | 0
2018-08-15 19:00 | 0 | 508.593 | 247.2618 | 0 | 0
2018-08-15 20:00 | 0 | 510.5195 | 267.9696 | 0 | 0
2018-08-15 21:00 | 0 | 483.5754 | 254.491 | 0 | 0
2018-08-15 22:00 | 0 | 532.6055 | 36.9185 | 0 | 0
2018-08-15 23:00 | 0 | 533.1378 | 0 | 0 | 0
2018-08-16 | 0 | 503.9796 | 0 | 0 | 0
2018-08-16 01:00 | 0 | 506.2779 | 0 | 7.2 | 150
2018-08-16 02:00 | 0 | 491.3354 | 0 | 7.2 | 150
2018-08-16 03:00 | 0 | 506.0985 | 0 | 7.2 | 150
2018-08-16 04:00 | 0 | 483.5833 | 0 | 7.2 | 150
2018-08-16 05:00 | 0 | 515.846 | 0 | 7.2 | 150
2018-08-16 06:00 | 0 | 486.0081 | 0 | 7.2 | 150
2018-08-16 07:00 | 0 | 520.9262 | 0 | 0 | 0
2018-08-16 08:00 | 0 | 493.506 | 0 | 0 | 0
2018-08-16 09:00 | 0 | 495.6128 | 0 | 0 | 0
2018-08-16 10:00 | 0 | 495.795 | 0 | 0 | 0
2018-08-16 11:00 | 0 | 523.9039 | 0 | 0 | 0
2018-08-16 12:00 | 0 | 532.6289 | 0 | 0 | 0
2018-08-16 13:00 | 0 | 504.4113 | 0 | 0 | 0
2018-08-16 14:00 | 0 | 506.3867 | 0 | 0 | 0
2018-08-16 15:00 | 0 | 365.9862 | 0 | 0 | 0
2018-08-16 16:00 | 0 | 222.0464 | 0 | 0 | 0
2018-08-16 17:00 | 0 | 256.2664 | 0 | 0 | 0
2018-08-16 18:00 | 0 | 263.8155 | 0 | 0 | 0
2018-08-16 19:00 | 0 | 260.5718 | 0 | 0 | 0
2018-08-16 20:00 | 0 | 248.9432 | 0 | 0 | 0
2018-08-16 21:00 | 0 | 242.2576 | 0 | 0 | 0
2018-08-16 22:00 | 0 | 259.9032 | 0 | 0 | 0
2018-08-16 23:00 | 0 | 244.3707 | 0 | 0 | 0
2018-08-17 | 0 | 220.6404 | 0 | 0 | 0
2018-08-17 01:00 | 0 | 263.3217 | 0 | 7.2 | 150
2018-08-17 02:00 | 0 | 218.4265 | 0 | 7.2 | 150
2018-08-17 03:00 | 0 | 258.0344 | 0 | 7.2 | 150
2018-08-17 04:00 | 0 | 252.1574 | 0 | 7.2 | 150
2018-08-17 05:00 | 0 | 242.0165 | 0 | 7.2 | 150
2018-08-17 06:00 | 0 | 267.0927 | 0 | 7.2 | 150
2018-08-17 07:00 | 0 | 259.2067 | 0 | 0 | 0
2018-08-17 08:00 | 0 | 232.7664 | 0 | 0 | 0
2018-08-17 09:00 | 0 | 240.5593 | 0 | 0 | 0
2018-08-17 10:00 | 0 | 248.266 | 0 | 0 | 0
2018-08-17 11:00 | 0 | 250.2993 | 0 | 0 | 0
2018-08-17 12:00 | 0 | 274.9922 | 0 | 0 | 0
2018-08-17 13:00 | 0 | 243.107 | 0 | 0 | 0
2018-08-17 14:00 | 0 | 239.6009 | 0 | 0 | 0
2018-08-17 15:00 | 0 | 265.8527 | 0 | 0 | 0
2018-08-17 16:00 | 0 | 253.9251 | 0 | 0 | 0
2018-08-17 17:00 | 0 | 278.4235 | 0 | 0 | 0
2018-08-17 18:00 | 0 | 240.498 | 0 | 0 | 0
2018-08-17 19:00 | 0 | 255.6848 | 0 | 0 | 0
2018-08-17 20:00 | 0 | 234.8668 | 0 | 0 | 0
2018-08-17 21:00 | 0 | 245.0709 | 0 | 0 | 0
2018-08-17 22:00 | 0 | 265.7842 | 0 | 0 | 0
2018-08-17 23:00 | 0 | 245.7299 | 0 | 0 | 0
2018-08-18 | 0 | 244.4366 | 0 | 0 | 0
2018-08-18 01:00 | 0 | 263.1891 | 0 | 7.2 | 150
2018-08-18 02:00 | 0 | 247.5805 | 0 | 7.2 | 150
2018-08-18 03:00 | 0 | 240.9977 | 0 | 7.2 | 150
2018-08-18 04:00 | 0 | 240.5851 | 0 | 7.2 | 150
2018-08-18 05:00 | 0 | 253.1623 | 0 | 7.2 | 150
2018-08-18 06:00 | 0 | 271.3358 | 0 | 7.2 | 150
2018-08-18 07:00 | 0 | 246.2596 | 0 | 0 | 0
2018-08-18 08:00 | 0 | 241.2705 | 0 | 0 | 0
2018-08-18 09:00 | 0 | 236.6057 | 0 | 0 | 0
2018-08-18 10:00 | 0 | 254.3511 | 0 | 0 | 0
2018-08-18 11:00 | 0 | 272.0682 | 0 | 0 | 0
2018-08-18 12:00 | 0 | 262.8663 | 0 | 0 | 0
2018-08-18 13:00 | 0 | 250.5353 | 0 | 0 | 0
2018-08-18 14:00 | 0 | 243.1545 | 0 | 0 | 0
2018-08-18 15:00 | 0 | 266.1194 | 0 | 0 | 0
2018-08-18 16:00 | 0 | 247.2551 | 0 | 0 | 0
2018-08-18 17:00 | 0 | 254.9871 | 0 | 0 | 0
2018-08-18 18:00 | 0 | 236.4933 | 0 | 0 | 0
2018-08-18 19:00 | 0 | 250.5763 | 0 | 0 | 0
2018-08-18 20:00 | 0 | 257.7236 | 0 | 0 | 0
2018-08-18 21:00 | 0 | 268.2793 | 0 | 0 | 0
2018-08-18 22:00 | 0 | 277.5248 | 0 | 0 | 0
2018-08-18 23:00 | 0 | 234.7535 | 0 | 0 | 0
2018-08-19 | 0 | 267.0365 | 0 | 0 | 0
2018-08-19 01:00 | 0 | 250.425 | 0 | 7.2 | 150
2018-08-19 02:00 | 0 | 239.4698 | 0 | 7.2 | 150
2018-08-19 03:00 | 0 | 255.0621 | 0 | 7.2 | 150
2018-08-19 04:00 | 0 | 239.4716 | 0 | 7.2 | 150
2018-08-19 05:00 | 0 | 261.0795 | 0 | 7.2 | 150
2018-08-19 06:00 | 0 | 283.8854 | 0 | 7.2 | 150
2018-08-19 07:00 | 0 | 248.7261 | 0 | 0 | 0
2018-08-19 08:00 | 0 | 263.3348 | 0 | 0 | 0
2018-08-19 09:00 | 0 | 249.529 | 0 | 0 | 0
2018-08-19 10:00 | 0 | 232.0373 | 0 | 0 | 0
2018-08-19 11:00 | 0 | 253.3484 | 0 | 0 | 0
2018-08-19 12:00 | 0 | 255.1217 | 0 | 0 | 0
2018-08-19 13:00 | 0 | 254.8037 | 0 | 0 | 0
2018-08-19 14:00 | 0 | 252.6462 | 0 | 0 | 0
2018-08-19 15:00 | 0 | 260.0677 | 0 | 0 | 0
2018-08-19 16:00 | 0 | 250.5197 | 0 | 0 | 0
2018-08-19 17:00 | 0 | 256.9363 | 0 | 0 | 0
2018-08-19 18:00 | 0 | 250.6893 | 0 | 0 | 0
2018-08-19 19:00 | 0 | 262.0126 | 0 | 0 | 0
2018-08-19 20:00 | 0 | 266.1406 | 0 | 0 | 0
2018-08-19 21:00 | 0 | 254.1227 | 0 | 0 | 0
2018-08-19 22:00 | 0 | 261.6747 | 0 | 0 | 0
2018-08-19 23:00 | 0 | 256.4553 | 0 | 0 | 0
2018-08-20 | 0 | 278.6682 | 0 | 0 | 0
2018-08-20 01:00 | 0 | 257.297 | 0 | 7.2 | 150
2018-08-20 02:00 | 0 | 201.0842 | 0 | 7.2 | 150
2018-08-20 03:00 | 0 | 20.6911 | 0 | 7.2 | 150
2018-08-20 04:00 | 0 | 0 | 0 | 7.2 | 150
2018-08-20 05:00 | 0 | 0 | 0 | 7.2 | 150
2018-08-20 06:00 | 0 | 0 | 0 | 7.2 | 150
2018-08-20 07:00 | 0 | 0 | 0 | 0 | 0
2018-08-20 08:00 | 0 | 0 | 0 | 0 | 0
2018-08-20 09:00 | 0 | 0 | 0 | 0 | 0
2018-08-20 10:00 | 0 | 0 | 0 | 0 | 0
2018-08-20 11:00 | 0 | 0 | 0 | 0 | 0
2018-08-20 12:00 | 0 | 0 | 0 | 0 | 0
2018-08-20 13:00 | 0 | 0 | 0 | 0 | 0
2018-08-20 14:00 | 0 | 0 | 0 | 0 | 0
2018-08-20 15:00 | 0 | 0 | 0 | 0 | 0
2018-08-20 16:00 | 0 | 0 | 0 | 0 | 0
2018-08-20 17:00 | 0 | 0 | 0 | 0 | 0
2018-08-20 18:00 | 0 | 0 | 0 | 0 | 0
2018-08-20 19:00 | 0 | 0 | 0 | 0 | 0
2018-08-20 20:00 | 0 | 0 | 0 | 0 | 0
2018-08-20 21:00 | 0 | 0 | 0 | 0 | 0
2018-08-20 22:00 | 0 | 0 | 0 | 0 | 0
2018-08-20 23:00 | 0 | 0 | 0 | 0 | 0
2018-08-21 | 0 | 0 | 0 | 0 | 0
2018-08-21 01:00 | 0 | 0 | 0 | 7.2 | 150
2018-08-21 02:00 | 0 | 0 | 0 | 7.2 | 150
2018-08-21 03:00 | 0 | 0 | 0 | 7.2 | 150
2018-08-21 04:00 | 0 | 0 | 0 | 7.2 | 150
2018-08-21 05:00 | 0 | 0 | 0 | 7.2 | 150
2018-08-21 06:00 | 0 | 0 | 0 | 7.2 | 150
2018-08-21 07:00 | 0 | 0 | 0 | 0 | 0
2018-08-21 08:00 | 0 | 0 | 0 | 0 | 0
2018-08-21 09:00 | 0 | 0 | 0 | 0 | 0
2018-08-21 10:00 | 0 | 0 | 0 | 0 | 0
2018-08-21 11:00 | 0 | 0 | 0 | 0 | 0
2018-08-21 12:00 | 0 | 0 | 0 | 0 | 0
2018-08-21 13:00 | 0 | 0 | 0 | 0 | 0
2018-08-21 14:00 | 0 | 0 | 0 | 0 | 0
2018-08-21 15:00 | 0 | 0 | 0 | 0 | 0
2018-08-21 16:00 | 0 | 0 | 0 | 0 | 0
2018-08-21 17:00 | 0 | 0 | 0 | 0 | 0
2018-08-21 18:00 | 0 | 0 | 0 | 0 | 0
2018-08-21 19:00 | 0 | 0 | 0 | 0 | 0
2018-08-21 20:00 | 0 | 0 | 0 | 0 | 0
2018-08-21 21:00 | 0 | 0 | 0 | 0 | 0
2018-08-21 22:00 | 0 | 0 | 0 | 0 | 0
2018-08-21 23:00 | 0 | 0 | 0 | 0 | 0
2018-08-22 | 0 | 0 | 0 | 0 | 0
2018-08-22 01:00 | 0 | 0 | 0 | 7.2 | 150
2018-08-22 02:00 | 0 | 0 | 0 | 7.2 | 150
2018-08-22 03:00 | 0 | 0 | 0 | 7.2 | 150
2018-08-22 04:00 | 0 | 0 | 0 | 7.2 | 150
2018-08-22 05:00 | 0 | 0 | 0 | 7.2 | 150
2018-08-22 06:00 | 0 | 0 | 0 | 7.2 | 150
2018-08-22 07:00 | 0 | 0 | 0 | 0 | 0
2018-08-22 08:00 | 0 | 0 | 0 | 0 | 0
2018-08-22 09:00 | 0 | 0 | 0 | 0 | 0
2018-08-22 10:00 | 0 | 0 | 0 | 0 | 0
2018-08-22 11:00 | 0 | 0 | 0 | 0 | 0
2018-08-22 12:00 | 0 | 0 | 0 | 0 | 0
2018-08-22 13:00 | 0 | 0 | 0 | 0 | 0
2018-08-22 14:00 | 0 | 0 | 0 | 0 | 0
2018-08-22 15:00 | 0 | 0 | 0 | 0 | 0
2018-08-22 16:00 | 0 | 0 | 0 | 0 | 0
2018-08-22 17:00 | 0 | 0 | 0 | 0 | 0
2018-08-22 18:00 | 0 | 0 | 0 | 0 | 0
2018-08-22 19:00 | 0 | 0 | 194.9352 | 0 | 0
2018-08-22 20:00 | 0 | 0 | 258.8653 | 0 | 0
2018-08-22 21:00 | 0 | 0 | 253.3622 | 0 | 0
2018-08-22 22:00 | 0 | 0 | 264.0848 | 0 | 0
2018-08-22 23:00 | 0 | 0 | 252.0836 | 0 | 0
2018-08-23 | 0 | 0 | 255.3346 | 0 | 0
2018-08-23 01:00 | 0 | 0 | 245.0452 | 7.2 | 150
2018-08-23 02:00 | 0 | 0 | 272.8807 | 7.2 | 150
2018-08-23 03:00 | 0 | 0 | 250.8414 | 7.2 | 150
2018-08-23 04:00 | 0 | 0 | 259.8928 | 7.2 | 150
2018-08-23 05:00 | 0 | 0 | 253.0039 | 7.2 | 150
2018-08-23 06:00 | 0 | 0 | 268.5977 | 7.2 | 150
2018-08-23 07:00 | 0 | 0 | 247.1614 | 0 | 0
2018-08-23 08:00 | 0 | 0 | 249.1893 | 0 | 0
2018-08-23 09:00 | 0 | 0 | 252.8826 | 0 | 0
2018-08-23 10:00 | 0 | 0 | 264.2677 | 0 | 0
2018-08-23 11:00 | 0 | 0 | 272.36 | 0 | 0
2018-08-23 12:00 | 0 | 0 | 260.9166 | 0 | 0
2018-08-23 13:00 | 0 | 0 | 239.9083 | 0 | 0
2018-08-23 14:00 | 0 | 0 | 248.0796 | 0 | 0
2018-08-23 15:00 | 0 | 0 | 259.9994 | 0 | 0
2018-08-23 16:00 | 0 | 0 | 254.6044 | 0 | 0
2018-08-23 17:00 | 0 | 0 | 269.4345 | 0 | 0
2018-08-23 18:00 | 0 | 0 | 251.2066 | 0 | 0
2018-08-23 19:00 | 0 | 0 | 236.455 | 0 | 0
2018-08-23 20:00 | 0 | 0 | 261.7872 | 0 | 0
2018-08-23 21:00 | 0 | 0 | 258.5357 | 0 | 0
2018-08-23 22:00 | 0 | 0 | 254.5774 | 0 | 0
2018-08-23 23:00 | 0 | 0 | 264.203 | 0 | 0
2018-08-24 | 0 | 0 | 245.2596 | 0 | 0
2018-08-24 01:00 | 0 | 0 | 261.983 | 7.2 | 150
2018-08-24 02:00 | 0 | 0 | 235.9512 | 7.2 | 150
2018-08-24 03:00 | 0 | 0 | 247.5241 | 7.2 | 150
2018-08-24 04:00 | 0 | 0 | 247.0226 | 7.2 | 150
2018-08-24 05:00 | 0 | 0 | 252.5444 | 7.2 | 150
2018-08-24 06:00 | 0 | 0 | 244.8084 | 7.2 | 150
2018-08-24 07:00 | 0 | 0 | 258.4367 | 0 | 0
2018-08-24 08:00 | 0 | 0 | 260.6185 | 0 | 0
2018-08-24 09:00 | 0 | 0 | 264.7442 | 0 | 0
2018-08-24 10:00 | 0 | 0 | 258.1673 | 0 | 0
2018-08-24 11:00 | 0 | 0 | 276.4158 | 0 | 0
2018-08-24 12:00 | 0 | 0 | 286.5576 | 0 | 0
2018-08-24 13:00 | 0 | 0 | 261.4918 | 0 | 0
2018-08-24 14:00 | 0 | 0 | 249.3498 | 0 | 0
2018-08-24 15:00 | 0 | 0 | 243.2459 | 0 | 0
2018-08-24 16:00 | 0 | 0 | 261.8525 | 0 | 0
2018-08-24 17:00 | 0 | 0 | 271.4017 | 0 | 0
2018-08-24 18:00 | 0 | 0 | 220.335 | 0 | 0
2018-08-24 19:00 | 0 | 0 | 250.816 | 0 | 0
2018-08-24 20:00 | 0 | 0 | 274.6182 | 0 | 0
2018-08-24 21:00 | 0 | 0 | 237.2613 | 0 | 0
2018-08-24 22:00 | 0 | 0 | 240.8465 | 0 | 0
2018-08-24 23:00 | 0 | 0 | 245.421 | 0 | 0
2018-08-25 | 0 | 0 | 233.9947 | 0 | 0
2018-08-25 01:00 | 0 | 0 | 229.6781 | 7.2 | 150
2018-08-25 02:00 | 0 | 0 | 249.6173 | 7.2 | 150
2018-08-25 03:00 | 0 | 0 | 268.4735 | 7.2 | 150
2018-08-25 04:00 | 0 | 0 | 229.1338 | 7.2 | 150
2018-08-25 05:00 | 0 | 0 | 269.1157 | 7.2 | 150
2018-08-25 06:00 | 0 | 0 | 278.7334 | 7.2 | 150
2018-08-25 07:00 | 0 | 0 | 265.8202 | 0 | 0
2018-08-25 08:00 | 0 | 0 | 238.7823 | 0 | 0
2018-08-25 09:00 | 0 | 0 | 262.0536 | 0 | 0
2018-08-25 10:00 | 0 | 0 | 249.1308 | 0 | 0
2018-08-25 11:00 | 0 | 0 | 262.4362 | 0 | 0
2018-08-25 12:00 | 0 | 0 | 265.7496 | 0 | 0
2018-08-25 13:00 | 0 | 0 | 250.0858 | 0 | 0
2018-08-25 14:00 | 0 | 0 | 250.663 | 0 | 0
2018-08-25 15:00 | 0 | 0 | 233.759 | 0 | 0
2018-08-25 16:00 | 0 | 0 | 271.433 | 0 | 0
2018-08-25 17:00 | 0 | 0 | 233.3384 | 0 | 0
2018-08-25 18:00 | 0 | 0 | 252.2058 | 0 | 0
2018-08-25 19:00 | 0 | 0 | 245.4759 | 0 | 0
2018-08-25 20:00 | 0 | 0 | 262.4474 | 0 | 0
2018-08-25 21:00 | 0 | 0 | 256.8376 | 0 | 0
2018-08-25 22:00 | 0 | 0 | 266.8997 | 0 | 0
2018-08-25 23:00 | 0 | 0 | 266.4294 | 0 | 0
2018-08-26 | 0 | 0 | 246.5238 | 0 | 0
2018-08-26 01:00 | 0 | 0 | 260.6042 | 7.2 | 150
2018-08-26 02:00 | 0 | 0 | 242.0185 | 7.2 | 150
2018-08-26 03:00 | 0 | 0 | 259.4147 | 7.2 | 150
2018-08-26 04:00 | 0 | 0 | 247.59 | 7.2 | 150
2018-08-26 05:00 | 0 | 0 | 264.6956 | 7.2 | 150
2018-08-26 06:00 | 0 | 0 | 229.8346 | 7.2 | 150
2018-08-26 07:00 | 0 | 0 | 234.3462 | 0 | 0
2018-08-26 08:00 | 0 | 0 | 251.081 | 0 | 0
2018-08-26 09:00 | 0 | 0 | 243.4456 | 0 | 0
2018-08-26 10:00 | 0 | 0 | 274.3567 | 0 | 0
2018-08-26 11:00 | 0 | 0 | 272.7444 | 0 | 0
2018-08-26 12:00 | 0 | 0 | 249.8595 | 0 | 0
2018-08-26 13:00 | 0 | 0 | 254.479 | 0 | 0
2018-08-26 14:00 | 0 | 0 | 240.7873 | 0 | 0
2018-08-26 15:00 | 0 | 0 | 278.5009 | 0 | 0
2018-08-26 16:00 | 0 | 0 | 263.6366 | 0 | 0
2018-08-26 17:00 | 0 | 0 | 245.0981 | 0 | 0
2018-08-26 18:00 | 0 | 0 | 244.4564 | 0 | 0
2018-08-26 19:00 | 0 | 0 | 261.5289 | 0 | 0
2018-08-26 20:00 | 0 | 0 | 245.5546 | 0 | 0
2018-08-26 21:00 | 0 | 0 | 258.0207 | 0 | 0
2018-08-26 22:00 | 0 | 0 | 260.2017 | 0 | 0
2018-08-26 23:00 | 0 | 0 | 259.355 | 0 | 0
2018-08-27 | 0 | 0 | 256.1714 | 0 | 0
2018-08-27 01:00 | 0 | 0 | 259.3879 | 7.2 | 150
2018-08-27 02:00 | 0 | 0 | 242.2254 | 7.2 | 150
2018-08-27 03:00 | 0 | 0 | 253.199 | 7.2 | 150
2018-08-27 04:00 | 0 | 0 | 253.2676 | 7.2 | 150
2018-08-27 05:00 | 0 | 0 | 252.0215 | 7.2 | 150
2018-08-27 06:00 | 0 | 0 | 272.4428 | 7.2 | 150
2018-08-27 07:00 | 0 | 0 | 241.8122 | 0 | 0
2018-08-27 08:00 | 0 | 0 | 283.1342 | 0 | 0
2018-08-27 09:00 | 0 | 0 | 258.1451 | 0 | 0
2018-08-27 10:00 | 0 | 0 | 256.7921 | 0 | 0
2018-08-27 11:00 | 0 | 0 | 246.2118 | 0 | 0
2018-08-27 12:00 | 0 | 0 | 246.7121 | 0 | 0
2018-08-27 13:00 | 0 | 0 | 252.497 | 0 | 0
2018-08-27 14:00 | 0 | 0 | 246.1767 | 0 | 0
2018-08-27 15:00 | 0 | 0 | 269.8427 | 0 | 0
2018-08-27 16:00 | 0 | 0 | 245.8428 | 0 | 0
2018-08-27 17:00 | 0 | 0 | 248.4989 | 0 | 0
2018-08-27 18:00 | 0 | 0 | 240.6564 | 0 | 0
2018-08-27 19:00 | 0 | 0 | 261.3797 | 0 | 0
2018-08-27 20:00 | 0 | 0 | 256.8637 | 0 | 0
2018-08-27 21:00 | 0 | 0 | 266.2151 | 0 | 0
2018-08-27 22:00 | 0 | 0 | 251.9168 | 0 | 0
2018-08-27 23:00 | 0 | 0 | 250.4407 | 0 | 0
2018-08-28 | 0 | 0 | 245.4859 | 0 | 0
2018-08-28 01:00 | 0 | 0 | 276.0669 | 7.2 | 150
2018-08-28 02:00 | 0 | 0 | 251.3753 | 7.2 | 150
2018-08-28 03:00 | 0 | 0 | 260.8186 | 7.2 | 150
2018-08-28 04:00 | 0 | 0 | 249.0197 | 7.2 | 150
2018-08-28 05:00 | 0 | 0 | 258.8524 | 7.2 | 150
2018-08-28 06:00 | 0 | 0 | 256.0685 | 7.2 | 150
2018-08-28 07:00 | 0 | 0 | 256.0116 | 0 | 0
2018-08-28 08:00 | 0 | 0 | 256.234 | 0 | 0
2018-08-28 09:00 | 0 | 0 | 253.4144 | 0 | 0
2018-08-28 10:00 | 0 | 0 | 245.0384 | 0 | 0
2018-08-28 11:00 | 0 | 0 | 257.0176 | 0 | 0
2018-08-28 12:00 | 0 | 0 | 249.4767 | 0 | 0
2018-08-28 13:00 | 0 | 0 | 234.5706 | 0 | 0
2018-08-28 14:00 | 0 | 0 | 255.4156 | 0 | 0
2018-08-28 15:00 | 0 | 0 | 250.3655 | 0 | 0
2018-08-28 16:00 | 0 | 0 | 251.4344 | 0 | 0
2018-08-28 17:00 | 0 | 0 | 254.1812 | 0 | 0
2018-08-28 18:00 | 0 | 0 | 254.0046 | 0 | 0
2018-08-28 19:00 | 0 | 0 | 259.9839 | 0 | 0
2018-08-28 20:00 | 0 | 0 | 249.4748 | 0 | 0
2018-08-28 21:00 | 0 | 0 | 257.5255 | 0 | 0
2018-08-28 22:00 | 0 | 0 | 251.5141 | 0 | 0
2018-08-28 23:00 | 0 | 0 | 289.9661 | 0 | 0
2018-08-29 | 0 | 0 | 234.1945 | 0 | 0
2018-08-29 01:00 | 0 | 0 | 263.9529 | 7.2 | 150
2018-08-29 02:00 | 0 | 0 | 263.8909 | 7.2 | 150
2018-08-29 03:00 | 0 | 0 | 242.5874 | 7.2 | 150
2018-08-29 04:00 | 0 | 0 | 260.1719 | 7.2 | 150
2018-08-29 05:00 | 0 | 0 | 265.918 | 7.2 | 150
2018-08-29 06:00 | 0 | 0 | 244.2124 | 7.2 | 150
2018-08-29 07:00 | 0 | 0 | 260.2335 | 0 | 0
2018-08-29 08:00 | 0 | 0 | 284.6618 | 0 | 0
2018-08-29 09:00 | 0 | 0 | 258.0927 | 0 | 0
2018-08-29 10:00 | 0 | 0 | 241.2382 | 0 | 0
2018-08-29 11:00 | 0 | 0 | 263.567 | 0 | 0
2018-08-29 12:00 | 0 | 0 | 258.6804 | 0 | 0
2018-08-29 13:00 | 0 | 0 | 264.3418 | 0 | 0
2018-08-29 14:00 | 0 | 0 | 243.173 | 0 | 0
2018-08-29 15:00 | 0 | 0 | 239.1498 | 0 | 0
2018-08-29 16:00 | 0 | 0 | 253.9842 | 0 | 0
2018-08-29 17:00 | 0 | 0 | 256.1062 | 0 | 0
2018-08-29 18:00 | 0 | 0 | 264.8108 | 0 | 0
2018-08-29 19:00 | 0 | 0 | 273.8436 | 0 | 0
2018-08-29 20:00 | 0 | 0 | 252.9578 | 0 | 0
2018-08-29 21:00 | 0 | 0 | 219.969 | 0 | 0
2018-08-29 22:00 | 0 | 0 | 272.6806 | 0 | 0
2018-08-29 23:00 | 0 | 0 | 251.2947 | 0 | 0
2018-08-30 | 0 | 0 | 254.9054 | 0 | 0
2018-08-30 01:00 | 0 | 0 | 253.9574 | 7.2 | 150
2018-08-30 02:00 | 0 | 0 | 228.6891 | 7.2 | 150
2018-08-30 03:00 | 0 | 0 | 276.115 | 7.2 | 150
2018-08-30 04:00 | 0 | 0 | 243.1102 | 7.2 | 150
2018-08-30 05:00 | 0 | 0 | 271.8635 | 7.2 | 150
2018-08-30 06:00 | 0 | 0 | 247.8189 | 7.2 | 150
2018-08-30 07:00 | 0 | 0 | 250.9593 | 0 | 0
2018-08-30 08:00 | 0 | 0 | 244.1615 | 0 | 0
2018-08-30 09:00 | 0 | 0 | 224.3922 | 0 | 0
2018-08-30 10:00 | 0 | 0 | 269.7497 | 0 | 0
2018-08-30 11:00 | 0 | 0 | 249.7849 | 0 | 0
2018-08-30 12:00 | 0 | 0 | 251.151 | 0 | 0
2018-08-30 13:00 | 0 | 0 | 270.8375 | 0 | 0
2018-08-30 14:00 | 0 | 0 | 250.7664 | 0 | 0
2018-08-30 15:00 | 0 | 0 | 260.4994 | 0 | 0
2018-08-30 16:00 | 0 | 0 | 254.8927 | 0 | 0
2018-08-30 17:00 | 0 | 0 | 250.3327 | 0 | 0
2018-08-30 18:00 | 0 | 0 | 270.3961 | 0 | 0
2018-08-30 19:00 | 0 | 0 | 252.5271 | 0 | 0
2018-08-30 20:00 | 0 | 0 | 241.7441 | 0 | 0
2018-08-30 21:00 | 0 | 0 | 261.9918 | 0 | 0
2018-08-30 22:00 | 0 | 0 | 268.7166 | 0 | 0
2018-08-30 23:00 | 0 | 0 | 249.1578 | 0 | 0
2018-08-31 | 0 | 0 | 234.0171 | 0 | 0
2018-08-31 01:00 | 0 | 0 | 261.8967 | 7.2 | 150
2018-08-31 02:00 | 0 | 0 | 254.0199 | 7.2 | 150
2018-08-31 03:00 | 0 | 0 | 244.0722 | 7.2 | 150
2018-08-31 04:00 | 0 | 0 | 270.2751 | 7.2 | 150
2018-08-31 05:00 | 0 | 0 | 209.7789 | 7.2 | 150
2018-08-31 06:00 | 0 | 0 | 21.0148 | 7.2 | 150
2018-08-31 07:00 | 0 | 0 | 0 | 0 | 0
2018-08-31 08:00 | 0 | 0 | 0 | 0 | 0
2018-08-31 09:00 | 0 | 0 | 0 | 0 | 0
2018-08-31 10:00 | 0 | 0 | 0 | 0 | 0
2018-08-31 11:00 | 0 | 0 | 0 | 0 | 0
2018-08-31 12:00 | 0 | 0 | 0 | 0 | 0
2018-08-31 13:00 | 0 | 0 | 0 | 0 | 0
2018-08-31 14:00 | 0 | 0 | 0 | 0 | 0
2018-08-31 15:00 | 0 | 0 | 0 | 0 | 0
2018-08-31 16:00 | 0 | 0 | 0 | 0 | 0
2018-08-31 17:00 | 0 | 0 | 0 | 0 | 0
2018-08-31 18:00 | 0 | 0 | 0 | 0 | 0
2018-08-31 19:00 | 0 | 0 | 0 | 0 | 0
2018-08-31 20:00 | 0 | 0 | 0 | 0 | 0
2018-08-31 21:00 | 0 | 0 | 0 | 0 | 0
2018-08-31 22:00 | 0 | 0 | 0 | 0 | 0
2018-08-31 23:00 | 0 | 0 | 0 | 0 | 0
2018-09-01 | 0 | 0 | 0 | 0 | 0
2018-09-01 01:00 | 0 | 0 | 0 | 7.2 | 150
2018-09-01 02:00 | 0 | 0 | 0 | 7.2 | 150
2018-09-01 03:00 | 0 | 0 | 0 | 7.2 | 150
2018-09-01 04:00 | 0 | 0 | 0 | 7.2 | 150
2018-09-01 05:00 | 0 | 0 | 0 | 7.2 | 150
2018-09-01 06:00 | 0 | 0 | 0 | 7.2 | 150
2018-09-01 07:00 | 0 | 0 | 0 | 0 | 0
2018-09-01 08:00 | 0 | 0 | 0 | 0 | 0
2018-09-01 09:00 | 0 | 0 | 0 | 0 | 0
2018-09-01 10:00 | 0 | 0 | 0 | 0 | 0
2018-09-01 11:00 | 0 | 0 | 0 | 0 | 0
2018-09-01 12:00 | 0 | 0 | 0 | 0 | 0
2018-09-01 13:00 | 0 | 0 | 0 | 0 | 0
2018-09-01 14:00 | 0 | 0 | 0 | 0 | 0
2018-09-01 15:00 | 0 | 0 | 0 | 0 | 0
2018-09-01 16:00 | 0 | 0 | 0 | 0 | 0
2018-09-01 17:00 | 0 | 0 | 0 | 0 | 0
2018-09-01 18:00 | 0 | 0 | 0 | 0 | 0
2018-09-01 19:00 | 0 | 0 | 0 | 0 | 0
2018-09-01 20:00 | 0 | 0 | 0 | 0 | 0
2018-09-01 21:00 | 0 | 0 | 0 | 0 | 0
2018-09-01 22:00 | 0 | 0 | 0 | 0 | 0
2018-09-01 23:00 | 0 | 0 | 0 | 0 | 0
2018-09-02 | 0 | 0 | 0 | 0 | 0
2018-09-02 01:00 | 0 | 0 | 0 | 7.2 | 150
2018-09-02 02:00 | 0 | 0 | 0 | 7.2 | 150
2018-09-02 03:00 | 0 | 0 | 0 | 7.2 | 150
2018-09-02 04:00 | 0 | 0 | 0 | 7.2 | 150
2018-09-02 05:00 | 0 | 0 | 0 | 7.2 | 150
2018-09-02 06:00 | 0 | 0 | 0 | 7.2 | 150
2018-09-02 07:00 | 0 | 0 | 0 | 0 | 0
2018-09-02 08:00 | 0 | 0 | 0 | 0 | 0
2018-09-02 09:00 | 0 | 0 | 0 | 0 | 0
2018-09-02 10:00 | 0 | 0 | 0 | 0 | 0
2018-09-02 11:00 | 0 | 0 | 0 | 0 | 0
2018-09-02 12:00 | 0 | 0 | 0 | 0 | 0
2018-09-02 13:00 | 0 | 0 | 0 | 0 | 0
2018-09-02 14:00 | 0 | 0 | 0 | 0 | 0
2018-09-02 15:00 | 0 | 0 | 0 | 0 | 0
2018-09-02 16:00 | 0 | 0 | 0 | 0 | 0
2018-09-02 17:00 | 0 | 0 | 0 | 0 | 0
2018-09-02 18:00 | 0 | 0 | 0 | 0 | 0
2018-09-02 19:00 | 0 | 0 | 0 | 0 | 0
2018-09-02 20:00 | 0 | 0 | 0 | 0 | 0
2018-09-02 21:00 | 0 | 0 | 0 | 0 | 0
2018-09-02 22:00 | 0 | 0 | 0 | 0 | 0
2018-09-02 23:00 | 0 | 0 | 0 | 0 | 0
2018-09-03 | 0 | 0 | 0 | 0 | 0
2018-09-03 01:00 | 0 | 0 | 0 | 7.2 | 150
2018-09-03 02:00 | 0 | 0 | 0 | 7.2 | 150
2018-09-03 03:00 | 0 | 0 | 0 | 7.2 | 150
2018-09-03 04:00 | 0 | 0 | 0 | 7.2 | 150
2018-09-03 05:00 | 0 | 0 | 0 | 7.2 | 150
2018-09-03 06:00 | 0 | 0 | 0 | 7.2 | 150
2018-09-03 07:00 | 0 | 0 | 0 | 0 | 0
2018-09-03 08:00 | 0 | 0 | 0 | 0 | 0
2018-09-03 09:00 | 0 | 0 | 0 | 0 | 0
2018-09-03 10:00 | 0 | 0 | 0 | 0 | 0
2018-09-03 11:00 | 0 | 0 | 0 | 0 | 0
2018-09-03 12:00 | 0 | 0 | 0 | 0 | 0
2018-09-03 13:00 | 0 | 0 | 0 | 0 | 0
2018-09-03 14:00 | 0 | 0 | 0 | 0 | 0
2018-09-03 15:00 | 0 | 0 | 0 | 0 | 0
2018-09-03 16:00 | 0 | 0 | 0 | 0 | 0
2018-09-03 17:00 | 0 | 0 | 0 | 0 | 0
2018-09-03 18:00 | 0 | 0 | 0 | 0 | 0
2018-09-03 19:00 | 0 | 0 | 0 | 0 | 0
2018-09-03 20:00 | 0 | 0 | 0 | 0 | 0
2018-09-03 21:00 | 0 | 0 | 0 | 0 | 0
2018-09-03 22:00 | 0 | 0 | 0 | 0 | 0
2018-09-03 23:00 | 0 | 0 | 0 | 0 | 0
2018-09-04 | 0 | 0 | 0 | 0 | 0
2018-09-04 01:00 | 0 | 0 | 0 | 7.2 | 150
2018-09-04 02:00 | 0 | 0 | 0 | 7.2 | 150
2018-09-04 03:00 | 0 | 0 | 0 | 7.2 | 150
2018-09-04 04:00 | 0 | 0 | 0 | 7.2 | 150
2018-09-04 05:00 | 0 | 0 | 0 | 7.2 | 150
2018-09-04 06:00 | 0 | 0 | 0 | 7.2 | 150
2018-09-04 07:00 | 0 | 0 | 0 | 0 | 0
2018-09-04 08:00 | 0 | 0 | 0 | 0 | 0
2018-09-04 09:00 | 0 | 0 | 0 | 0 | 0
2018-09-04 10:00 | 0 | 0 | 0 | 0 | 0
2018-09-04 11:00 | 0 | 0 | 0 | 0 | 0
2018-09-04 12:00 | 0 | 0 | 0 | 0 | 0
2018-09-04 13:00 | 0 | 0 | 0 | 0 | 0
2018-09-04 14:00 | 0 | 0 | 0 | 0 | 0
2018-09-04 15:00 | 0 | 0 | 0 | 0 | 0
2018-09-04 16:00 | 0 | 0 | 0 | 0 | 0
2018-09-04 17:00 | 0 | 0 | 0 | 0 | 0
2018-09-04 18:00 | 0 | 0 | 0 | 0 | 0
2018-09-04 19:00 | 0 | 0 | 0 | 0 | 0
2018-09-04 20:00 | 0 | 0 | 0 | 0 | 0
2018-09-04 21:00 | 0 | 0 | 0 | 0 | 0
2018-09-04 22:00 | 0 | 0 | 0 | 0 | 0
2018-09-04 23:00 | 0 | 0 | 0 | 0 | 0
2018-09-05 | 0 | 0 | 0 | 0 | 0
2018-09-05 01:00 | 0 | 0 | 0 | 7.2 | 150
2018-09-05 02:00 | 0 | 0 | 0 | 7.2 | 150
2018-09-05 03:00 | 0 | 0 | 0 | 7.2 | 150
2018-09-05 04:00 | 0 | 0 | 0 | 7.2 | 150
2018-09-05 05:00 | 0 | 0 | 0 | 7.2 | 150
2018-09-05 06:00 | 0 | 0 | 0 | 7.2 | 150
2018-09-05 07:00 | 0 | 0 | 0 | 0 | 0
2018-09-05 08:00 | 0 | 0 | 0 | 0 | 0
2018-09-05 09:00 | 0 | 0 | 0 | 0 | 0
2018-09-05 10:00 | 0 | 0 | 0 | 0 | 0
2018-09-05 11:00 | 0 | 0 | 0 | 0 | 0
2018-09-05 12:00 | 0 | 0 | 0 | 0 | 0
2018-09-05 13:00 | 0 | 0 | 0 | 0 | 0
2018-09-05 14:00 | 0 | 0 | 0 | 0 | 0
2018-09-05 15:00 | 0 | 0 | 0 | 0 | 0
2018-09-05 16:00 | 0 | 0 | 0 | 0 | 0
2018-09-05 17:00 | 0 | 0 | 0 | 0 | 0
2018-09-05 18:00 | 0 | 0 | 0 | 0 | 0
2018-09-05 19:00 | 0 | 0 | 0 | 0 | 0
2018-09-05 20:00 | 0 | 0 | 0 | 0 | 0
2018-09-05 21:00 | 0 | 0 | 0 | 0 | 0
2018-09-05 22:00 | 0 | 0 | 0 | 0 | 0
2018-09-05 23:00 | 0 | 0 | 0 | 0 | 0
2018-09-06 | 0 | 0 | 0 | 0 | 0
2018-09-06 01:00 | 0 | 0 | 0 | 7.2 | 150
2018-09-06 02:00 | 0 | 0 | 0 | 7.2 | 150
2018-09-06 03:00 | 0 | 0 | 0 | 7.2 | 150
2018-09-06 04:00 | 0 | 0 | 0 | 7.2 | 150
2018-09-06 05:00 | 0 | 0 | 0 | 7.2 | 150
2018-09-06 06:00 | 0 | 0 | 0 | 7.2 | 150
2018-09-06 07:00 | 0 | 0 | 0 | 0 | 0
2018-09-06 08:00 | 0 | 0 | 0 | 0 | 0
2018-09-06 09:00 | 0 | 0 | 0 | 0 | 0
2018-09-06 10:00 | 0 | 0 | 0 | 0 | 0
2018-09-06 11:00 | 0 | 0 | 0 | 0 | 0
2018-09-06 12:00 | 0 | 0 | 0 | 0 | 0
2018-09-06 13:00 | 0 | 0 | 0 | 0 | 0
2018-09-06 14:00 | 0 | 0 | 0 | 0 | 0
2018-09-06 15:00 | 0 | 0 | 0 | 0 | 0
2018-09-06 16:00 | 0 | 0 | 0 | 0 | 0
2018-09-06 17:00 | 0 | 0 | 0 | 0 | 0
2018-09-06 18:00 | 0 | 0 | 0 | 0 | 0
2018-09-06 19:00 | 0 | 0 | 0 | 0 | 0
2018-09-06 20:00 | 0 | 0 | 0 | 0 | 0
2018-09-06 21:00 | 0 | 0 | 0 | 0 | 0
2018-09-06 22:00 | 0 | 0 | 0 | 0 | 0
2018-09-06 23:00 | 0 | 0 | 0 | 0 | 0
2018-09-07 | 0 | 0 | 0 | 0 | 0
2018-09-07 01:00 | 0 | 0 | 0 | 7.2 | 150
2018-09-07 02:00 | 0 | 0 | 0 | 7.2 | 150
2018-09-07 03:00 | 0 | 0 | 0 | 7.2 | 150
2018-09-07 04:00 | 0 | 0 | 0 | 7.2 | 150
2018-09-07 05:00 | 0 | 0 | 0 | 7.2 | 150
2018-09-07 06:00 | 0 | 0 | 0 | 7.2 | 150
2018-09-07 07:00 | 0 | 0 | 0 | 0 | 0
2018-09-07 08:00 | 0 | 0 | 0 | 0 | 0
2018-09-07 09:00 | 0 | 0 | 0 | 0 | 0
2018-09-07 10:00 | 0 | 0 | 0 | 0 | 0
2018-09-07 11:00 | 0 | 0 | 0 | 0 | 0
2018-09-07 12:00 | 0 | 0 | 0 | 0 | 0
2018-09-07 13:00 | 0 | 0 | 0 | 0 | 0
2018-09-07 14:00 | 0 | 0 | 0 | 0 | 0
2018-09-07 15:00 | 0 | 0 | 0 | 0 | 0
2018-09-07 16:00 | 0 | 0 | 0 | 0 | 0
2018-09-07 17:00 | 0 | 0 | 0 | 0 | 0
2018-09-07 18:00 | 0 | 0 | 0 | 0 | 0
2018-09-07 19:00 | 0 | 0 | 0 | 0 | 0
2018-09-07 20:00 | 0 | 0 | 0 | 0 | 0
2018-09-07 21:00 | 0 | 0 | 0 | 0 | 0
2018-09-07 22:00 | 0 | 0 | 0 | 0 | 0
2018-09-07 23:00 | 0 | 0 | 0 | 0 | 0
2018-09-08 | 0 | 0 | 0 | 0 | 0
2018-09-08 01:00 | 0 | 0 | 0 | 7.2 | 150
2018-09-08 02:00 | 0 | 0 | 0 | 7.2 | 150
2018-09-08 03:00 | 0 | 0 | 0 | 7.2 | 150
2018-09-08 04:00 | 0 | 0 | 0 | 7.2 | 150
2018-09-08 05:00 | 0 | 0 | 0 | 7.2 | 150
2018-09-08 06:00 | 0 | 0 | 0 | 7.2 | 150
2018-09-08 07:00 | 0 | 0 | 0 | 0 | 0
2018-09-08 08:00 | 0 | 0 | 0 | 0 | 0
2018-09-08 09:00 | 0 | 0 | 0 | 0 | 0
2018-09-08 10:00 | 0 | 0 | 0 | 0 | 0
2018-09-08 11:00 | 0 | 0 | 0 | 0 | 0
2018-09-08 12:00 | 0 | 0 | 0 | 0 | 0
2018-09-08 13:00 | 0 | 0 | 0 | 0 | 0
2018-09-08 14:00 | 0 | 0 | 0 | 0 | 0
2018-09-08 15:00 | 0 | 0 | 0 | 0 | 0
2018-09-08 16:00 | 0 | 0 | 0 | 0 | 0
2018-09-08 17:00 | 0 | 0 | 0 | 0 | 0
2018-09-08 18:00 | 0 | 0 | 0 | 0 | 0
2018-09-08 19:00 | 0 | 0 | 0 | 0 | 0
2018-09-08 20:00 | 0 | 0 | 0 | 0 | 0
2018-09-08 21:00 | 0 | 0 | 0 | 0 | 0
2018-09-08 22:00 | 0 | 0 | 0 | 0 | 0
2018-09-08 23:00 | 0 | 0 | 0 | 0 | 0
2018-09-09 | 0 | 0 | 0 | 0 | 0
2018-09-09 01:00 | 0 | 0 | 0 | 7.2 | 150
2018-09-09 02:00 | 0 | 0 | 0 | 7.2 | 150
2018-09-09 03:00 | 0 | 0 | 0 | 7.2 | 150
2018-09-09 04:00 | 0 | 0 | 0 | 7.2 | 150
2018-09-09 05:00 | 0 | 0 | 0 | 7.2 | 150
2018-09-09 06:00 | 0 | 0 | 0 | 7.2 | 150
2018-09-09 07:00 | 0 | 0 | 0 | 0 | 0
2018-09-09 08:00 | 0 | 0 | 0 | 0 | 0
2018-09-09 09:00 | 0 | 0 | 0 | 0 | 0
2018-09-09 10:00 | 0 | 0 | 0 | 0 | 0
2018-09-09 11:00 | 0 | 0 | 0 | 0 | 0
2018-09-09 12:00 | 0 | 0 | 0 | 0 | 0
2018-09-09 13:00 | 0 | 0 | 0 | 0 | 0
2018-09-09 14:00 | 0 | 0 | 0 | 0 | 0
2018-09-09 15:00 | 0 | 0 | 0 | 0 | 0
2018-09-09 16:00 | 0 | 0 | 0 | 0 | 0
2018-09-09 17:00 | 0 | 0 | 0 | 0 | 0
2018-09-09 18:00 | 0 | 0 | 0 | 0 | 0
2018-09-09 19:00 | 0 | 0 | 0 | 0 | 0
2018-09-09 20:00 | 0 | 0 | 0 | 0 | 0
2018-09-09 21:00 | 0 | 0 | 0 | 0 | 0
2018-09-09 22:00 | 0 | 0 | 0 | 0 | 0
2018-09-09 23:00 | 0 | 0 | 0 | 0 | 0
2018-09-10 | 0 | 0 | 0 | 0 | 0
2018-09-10 01:00 | 0 | 0 | 0 | 7.2 | 150
2018-09-10 02:00 | 0 | 0 | 0 | 7.2 | 150
2018-09-10 03:00 | 0 | 0 | 0 | 7.2 | 150
2018-09-10 04:00 | 0 | 0 | 0 | 7.2 | 150
2018-09-10 05:00 | 0 | 0 | 0 | 7.2 | 150
2018-09-10 06:00 | 0 | 0 | 0 | 7.2 | 150
2018-09-10 07:00 | 0 | 0 | 0 | 0 | 0
2018-09-10 08:00 | 0 | 0 | 0 | 0 | 0
2018-09-10 09:00 | 0 | 0 | 0 | 0 | 0
2018-09-10 10:00 | 0 | 0 | 0 | 0 | 0
2018-09-10 11:00 | 0 | 0 | 0 | 0 | 0
2018-09-10 12:00 | 0 | 0 | 0 | 0 | 0
2018-09-10 13:00 | 0 | 0 | 0 | 0 | 0
2018-09-10 14:00 | 0 | 0 | 0 | 0 | 0
2018-09-10 15:00 | 0 | 0 | 0 | 0 | 0
2018-09-10 16:00 | 0 | 0 | 0 | 0 | 0
2018-09-10 17:00 | 0 | 0 | 0 | 0 | 0
2018-09-10 18:00 | 0 | 0 | 0 | 0 | 0
2018-09-10 19:00 | 0 | 0 | 0 | 0 | 0
2018-09-10 20:00 | 0 | 0 | 0 | 0 | 0
2018-09-10 21:00 | 0 | 0 | 0 | 0 | 0
2018-09-10 22:00 | 0 | 0 | 0 | 0 | 0
2018-09-10 23:00 | 0 | 0 | 0 | 0 | 0
2018-09-11 | 0 | 0 | 0 | 0 | 0
2018-09-11 01:00 | 0 | 0 | 0 | 7.2 | 150
2018-09-11 02:00 | 0 | 0 | 0 | 7.2 | 150
2018-09-11 03:00 | 0 | 0 | 0 | 7.2 | 150
2018-09-11 04:00 | 0 | 0 | 0 | 7.2 | 150
2018-09-11 05:00 | 0 | 0 | 0 | 7.2 | 150
2018-09-11 06:00 | 0 | 0 | 0 | 7.2 | 150
2018-09-11 07:00 | 0 | 0 | 0 | 0 | 0
2018-09-11 08:00 | 0 | 0 | 0 | 0 | 0
2018-09-11 09:00 | 0 | 0 | 0 | 0 | 0
2018-09-11 10:00 | 0 | 0 | 0 | 0 | 0
2018-09-11 11:00 | 0 | 0 | 0 | 0 | 0
2018-09-11 12:00 | 0 | 0 | 0 | 0 | 0
2018-09-11 13:00 | 0 | 0 | 0 | 0 | 0
2018-09-11 14:00 | 0 | 0 | 0 | 0 | 0
2018-09-11 15:00 | 0 | 0 | 0 | 0 | 0
2018-09-11 16:00 | 0 | 0 | 0 | 0 | 0
2018-09-11 17:00 | 0 | 0 | 0 | 0 | 0
2018-09-11 18:00 | 0 | 0 | 0 | 0 | 0
2018-09-11 19:00 | 0 | 0 | 0 | 0 | 0
2018-09-11 20:00 | 0 | 0 | 0 | 0 | 0
2018-09-11 21:00 | 0 | 0 | 0 | 0 | 0
2018-09-11 22:00 | 0 | 0 | 0 | 0 | 0
2018-09-11 23:00 | 0 | 0 | 0 | 0 | 0
2018-09-12 | 0 | 0 | 0 | 0 | 0
2018-09-12 01:00 | 0 | 0 | 0 | 7.2 | 150
2018-09-12 02:00 | 0 | 0 | 0 | 7.2 | 150
2018-09-12 03:00 | 0 | 0 | 0 | 7.2 | 150
2018-09-12 04:00 | 0 | 0 | 0 | 7.2 | 150
2018-09-12 05:00 | 0 | 0 | 0 | 7.2 | 150
2018-09-12 06:00 | 0 | 0 | 0 | 7.2 | 150
2018-09-12 07:00 | 0 | 0 | 0 | 0 | 0
2018-09-12 08:00 | 0 | 0 | 0 | 0 | 0
2018-09-12 09:00 | 0 | 0 | 0 | 0 | 0
2018-09-12 10:00 | 0 | 0 | 0 | 0 | 0
2018-09-12 11:00 | 0 | 0 | 0 | 0 | 0
2018-09-12 12:00 | 0 | 0 | 0 | 0 | 0
2018-09-12 13:00 | 0 | 0 | 0 | 0 | 0
2018-09-12 14:00 | 0 | 0 | 0 | 0 | 0
2018-09-12 15:00 | 0 | 0 | 0 | 0 | 0
2018-09-12 16:00 | 0 | 0 | 0 | 0 | 0
2018-09-12 17:00 | 0 | 0 | 0 | 0 | 0
2018-09-12 18:00 | 0 | 0 | 0 | 0 | 0
2018-09-12 19:00 | 0 | 0 | 0 | 0 | 0
2018-09-12 20:00 | 0 | 0 | 0 | 0 | 0
2018-09-12 21:00 | 0 | 0 | 0 | 0 | 0
2018-09-12 22:00 | 0 | 0 | 0 | 0 | 0
2018-09-12 23:00 | 0 | 0 | 0 | 0 | 0
2018-09-13 | 0 | 0 | 0 | 0 | 0
2018-09-13 01:00 | 0 | 0 | 0 | 7.2 | 150
2018-09-13 02:00 | 0 | 0 | 0 | 7.2 | 150
2018-09-13 03:00 | 0 | 0 | 0 | 7.2 | 150
2018-09-13 04:00 | 0 | 0 | 0 | 7.2 | 150
2018-09-13 05:00 | 0 | 0 | 0 | 7.2 | 150
2018-09-13 06:00 | 0 | 0 | 0 | 7.2 | 150
2018-09-13 07:00 | 0 | 0 | 0 | 0 | 0
2018-09-13 08:00 | 0 | 0 | 0 | 0 | 0
2018-09-13 09:00 | 0 | 0 | 0 | 0 | 0
2018-09-13 10:00 | 0 | 0 | 0 | 0 | 0
2018-09-13 11:00 | 188.4228 | 0 | 0 | 0 | 0
2018-09-13 12:00 | 239.0811 | 0 | 0 | 0 | 0
2018-09-13 13:00 | 262.2089 | 0 | 0 | 0 | 0
2018-09-13 14:00 | 243.7475 | 0 | 0 | 0 | 0
2018-09-13 15:00 | 251.3987 | 0 | 0 | 0 | 0
2018-09-13 16:00 | 238.9828 | 0 | 0 | 0 | 0
2018-09-13 17:00 | 249.7237 | 0 | 0 | 0 | 0
2018-09-13 18:00 | 248.2326 | 0 | 0 | 0 | 0
2018-09-13 19:00 | 240.9757 | 0 | 0 | 0 | 0
2018-09-13 20:00 | 267.7836 | 0 | 0 | 0 | 0
2018-09-13 21:00 | 267.8376 | 0 | 0 | 0 | 0
2018-09-13 22:00 | 254.3866 | 0 | 0 | 0 | 0
2018-09-13 23:00 | 253.1968 | 0 | 0 | 0 | 0
2018-09-14 | 239.4672 | 0 | 0 | 0 | 0
2018-09-14 01:00 | 249.6038 | 0 | 0 | 7.2 | 150
2018-09-14 02:00 | 283.6968 | 0 | 0 | 7.2 | 150
2018-09-14 03:00 | 254.6796 | 0 | 0 | 7.2 | 150
2018-09-14 04:00 | 255.3979 | 0 | 0 | 7.2 | 150
2018-09-14 05:00 | 242.1519 | 0 | 0 | 7.2 | 150
2018-09-14 06:00 | 247.0554 | 0 | 0 | 7.2 | 150
2018-09-14 07:00 | 244.1097 | 0 | 0 | 0 | 0
2018-09-14 08:00 | 246.262 | 0 | 0 | 0 | 0
2018-09-14 09:00 | 266.7077 | 0 | 0 | 0 | 0
2018-09-14 10:00 | 236.8567 | 0 | 0 | 0 | 0
2018-09-14 11:00 | 241.5782 | 0 | 0 | 0 | 0
2018-09-14 12:00 | 246.1223 | 0 | 0 | 0 | 0
2018-09-14 13:00 | 250.3697 | 0 | 0 | 0 | 0
2018-09-14 14:00 | 244.2054 | 0 | 0 | 0 | 0
2018-09-14 15:00 | 242.6298 | 0 | 0 | 0 | 0
2018-09-14 16:00 | 232.0334 | 0 | 0 | 0 | 0
2018-09-14 17:00 | 244.9995 | 0 | 0 | 0 | 0
2018-09-14 18:00 | 258.4875 | 0 | 0 | 0 | 0
2018-09-14 19:00 | 263.272 | 0 | 0 | 0 | 0
2018-09-14 20:00 | 256.6913 | 0 | 0 | 0 | 0
2018-09-14 21:00 | 244.2339 | 0 | 0 | 0 | 0
2018-09-14 22:00 | 255.7405 | 0 | 0 | 0 | 0
2018-09-14 23:00 | 242.5544 | 0 | 0 | 0 | 0
2018-09-15 | 286.8983 | 0 | 0 | 0 | 0
2018-09-15 01:00 | 257.9612 | 0 | 0 | 7.2 | 150
2018-09-15 02:00 | 203.7045 | 0 | 0 | 7.2 | 150
2018-09-15 03:00 | 249.9312 | 0 | 0 | 7.2 | 150
2018-09-15 04:00 | 237.9568 | 0 | 0 | 7.2 | 150
2018-09-15 05:00 | 264.8587 | 0 | 0 | 7.2 | 150
2018-09-15 06:00 | 245.6486 | 0 | 0 | 7.2 | 150
2018-09-15 07:00 | 254.3113 | 0 | 0 | 0 | 0
2018-09-15 08:00 | 271.5349 | 0 | 0 | 0 | 0
2018-09-15 09:00 | 288.3013 | 0 | 0 | 0 | 0
2018-09-15 10:00 | 250.4016 | 0 | 0 | 0 | 0
2018-09-15 11:00 | 253.2668 | 0 | 0 | 0 | 0
2018-09-15 12:00 | 260.9708 | 0 | 0 | 0 | 0
2018-09-15 13:00 | 260.7432 | 0 | 0 | 0 | 0
2018-09-15 14:00 | 250.1608 | 0 | 0 | 0 | 0
2018-09-15 15:00 | 268.3671 | 0 | 0 | 0 | 0
2018-09-15 16:00 | 246.5297 | 0 | 0 | 0 | 0
2018-09-15 17:00 | 267.5519 | 0 | 0 | 0 | 0
2018-09-15 18:00 | 267.5136 | 0 | 0 | 0 | 0
2018-09-15 19:00 | 257.3338 | 0 | 0 | 0 | 0
2018-09-15 20:00 | 240.2173 | 0 | 0 | 0 | 0
2018-09-15 21:00 | 242.6469 | 0 | 0 | 0 | 0
2018-09-15 22:00 | 242.7056 | 0 | 0 | 0 | 0
2018-09-15 23:00 | 252.7926 | 0 | 0 | 0 | 0
2018-09-16 | 270.2865 | 0 | 0 | 0 | 0
2018-09-16 01:00 | 253.8035 | 0 | 0 | 7.2 | 150
2018-09-16 02:00 | 264.32 | 0 | 0 | 7.2 | 150
2018-09-16 03:00 | 239.2732 | 0 | 0 | 7.2 | 150
2018-09-16 04:00 | 285.9262 | 0 | 0 | 7.2 | 150
2018-09-16 05:00 | 245.898 | 0 | 0 | 7.2 | 150
2018-09-16 06:00 | 274.9259 | 0 | 0 | 7.2 | 150
2018-09-16 07:00 | 256.8433 | 0 | 0 | 0 | 0
2018-09-16 08:00 | 248.9968 | 0 | 0 | 0 | 0
2018-09-16 09:00 | 266.4413 | 0 | 0 | 0 | 0
2018-09-16 10:00 | 269.4285 | 0 | 0 | 0 | 0
2018-09-16 11:00 | 263.9068 | 0 | 0 | 0 | 0
2018-09-16 12:00 | 244.6366 | 0 | 0 | 0 | 0
2018-09-16 13:00 | 244.2541 | 0 | 0 | 0 | 0
2018-09-16 14:00 | 249.8013 | 0 | 0 | 0 | 0
2018-09-16 15:00 | 267.7701 | 0 | 0 | 0 | 0
2018-09-16 16:00 | 256.1779 | 0 | 0 | 0 | 0
2018-09-16 17:00 | 258.6395 | 0 | 0 | 0 | 0
2018-09-16 18:00 | 257.817 | 0 | 0 | 0 | 0
2018-09-16 19:00 | 263.7373 | 0 | 0 | 0 | 0
2018-09-16 20:00 | 252.608 | 0 | 0 | 0 | 0
2018-09-16 21:00 | 250.5434 | 0 | 0 | 0 | 0
2018-09-16 22:00 | 260.7506 | 0 | 0 | 0 | 0
2018-09-16 23:00 | 267.173 | 0 | 0 | 0 | 0
2018-09-17 | 221.3353 | 0 | 0 | 0 | 0
2018-09-17 01:00 | 228.992 | 0 | 0 | 7.2 | 150
2018-09-17 02:00 | 240.9305 | 0 | 0 | 7.2 | 150
2018-09-17 03:00 | 272.8768 | 0 | 0 | 7.2 | 150
2018-09-17 04:00 | 241.5034 | 0 | 0 | 7.2 | 150
2018-09-17 05:00 | 253.0918 | 0 | 0 | 7.2 | 150
2018-09-17 06:00 | 231.5579 | 0 | 0 | 7.2 | 150
2018-09-17 07:00 | 242.1567 | 0 | 0 | 0 | 0
2018-09-17 08:00 | 270.2982 | 0 | 0 | 0 | 0
2018-09-17 09:00 | 260.7732 | 0 | 0 | 0 | 0
2018-09-17 10:00 | 234.5553 | 0 | 0 | 0 | 0
2018-09-17 11:00 | 243.8156 | 0 | 0 | 0 | 0
2018-09-17 12:00 | 260.2159 | 0 | 0 | 0 | 0
2018-09-17 13:00 | 269.6325 | 0 | 0 | 0 | 0
2018-09-17 14:00 | 246.9678 | 0 | 0 | 0 | 0
2018-09-17 15:00 | 248.9543 | 0 | 0 | 0 | 0
2018-09-17 16:00 | 249.9576 | 0 | 0 | 0 | 0
2018-09-17 17:00 | 235.1395 | 0 | 0 | 0 | 0
2018-09-17 18:00 | 265.2333 | 0 | 0 | 0 | 0
2018-09-17 19:00 | 248.6083 | 0 | 0 | 0 | 0
2018-09-17 20:00 | 246.6214 | 0 | 0 | 0 | 0
2018-09-17 21:00 | 256.7908 | 0 | 0 | 0 | 0
2018-09-17 22:00 | 258.5321 | 0 | 0 | 0 | 0
2018-09-17 23:00 | 266.3975 | 0 | 0 | 0 | 0
2018-09-18 | 260.7617 | 0 | 0 | 0 | 0
2018-09-18 01:00 | 253.2947 | 0 | 0 | 7.2 | 150
2018-09-18 02:00 | 259.1821 | 0 | 0 | 7.2 | 150
2018-09-18 03:00 | 234.6832 | 0 | 0 | 7.2 | 150
2018-09-18 04:00 | 260.6467 | 0 | 0 | 7.2 | 150
2018-09-18 05:00 | 249.2767 | 0 | 0 | 7.2 | 150
2018-09-18 06:00 | 238.183 | 0 | 0 | 7.2 | 150
2018-09-18 07:00 | 237.38 | 0 | 0 | 0 | 0
2018-09-18 08:00 | 245.6027 | 0 | 0 | 0 | 0
2018-09-18 09:00 | 240.5424 | 0 | 0 | 0 | 0
2018-09-18 10:00 | 244.7819 | 0 | 0 | 0 | 0
2018-09-18 11:00 | 265.2855 | 0 | 0 | 0 | 0
2018-09-18 12:00 | 260.0935 | 0 | 0 | 0 | 0
2018-09-18 13:00 | 245.2586 | 0 | 0 | 0 | 0
2018-09-18 14:00 | 266.0065 | 0 | 0 | 0 | 0
2018-09-18 15:00 | 270.6653 | 0 | 0 | 0 | 0
2018-09-18 16:00 | 244.175 | 0 | 0 | 0 | 0
2018-09-18 17:00 | 227.6429 | 0 | 0 | 0 | 0
2018-09-18 18:00 | 282.5846 | 0 | 0 | 0 | 0
2018-09-18 19:00 | 271.423 | 0 | 0 | 0 | 0
2018-09-18 20:00 | 236.6844 | 0 | 0 | 0 | 0
2018-09-18 21:00 | 253.4761 | 0 | 0 | 0 | 0
2018-09-18 22:00 | 256.9671 | 0 | 0 | 0 | 0
2018-09-18 23:00 | 265.6779 | 0 | 0 | 0 | 0
2018-09-19 | 260.8821 | 0 | 0 | 0 | 0
2018-09-19 01:00 | 269.0039 | 0 | 0 | 7.2 | 150
2018-09-19 02:00 | 268.2349 | 0 | 0 | 7.2 | 150
2018-09-19 03:00 | 264.7144 | 0 | 0 | 7.2 | 150
2018-09-19 04:00 | 265.1138 | 0 | 0 | 7.2 | 150
2018-09-19 05:00 | 244.5846 | 0 | 0 | 7.2 | 150
2018-09-19 06:00 | 238.5568 | 0 | 0 | 7.2 | 150
2018-09-19 07:00 | 250.7163 | 0 | 0 | 0 | 0
2018-09-19 08:00 | 262.7468 | 0 | 0 | 0 | 0
2018-09-19 09:00 | 252.6038 | 0 | 0 | 0 | 0
2018-09-19 10:00 | 240.9854 | 0 | 0 | 0 | 0
2018-09-19 11:00 | 244.5252 | 0 | 0 | 0 | 0
2018-09-19 12:00 | 266.9837 | 0 | 0 | 0 | 0
2018-09-19 13:00 | 256.6209 | 0 | 0 | 0 | 0
2018-09-19 14:00 | 248.9708 | 0 | 0 | 0 | 0
2018-09-19 15:00 | 268.3312 | 0 | 0 | 0 | 0
2018-09-19 16:00 | 243.1914 | 0 | 0 | 0 | 0
2018-09-19 17:00 | 252.2635 | 0 | 0 | 0 | 0
2018-09-19 18:00 | 254.23 | 0 | 0 | 0 | 0
2018-09-19 19:00 | 280.8075 | 0 | 0 | 0 | 0
2018-09-19 20:00 | 226.6067 | 0 | 0 | 0 | 0
2018-09-19 21:00 | 264.0233 | 0 | 0 | 0 | 0
2018-09-19 22:00 | 260.6214 | 0 | 0 | 0 | 0
2018-09-19 23:00 | 248.5598 | 0 | 0 | 0 | 0
2018-09-20 | 249.8352 | 0 | 0 | 0 | 0
2018-09-20 01:00 | 203.1502 | 0 | 0 | 7.2 | 150
2018-09-20 02:00 | 270.3398 | 0 | 0 | 7.2 | 150
2018-09-20 03:00 | 248.4274 | 0 | 0 | 7.2 | 150
2018-09-20 04:00 | 242.5152 | 0 | 0 | 7.2 | 150
2018-09-20 05:00 | 244.2803 | 0 | 0 | 7.2 | 150
2018-09-20 06:00 | 256.2588 | 0 | 0 | 7.2 | 150
2018-09-20 07:00 | 264.0692 | 0 | 0 | 0 | 0
2018-09-20 08:00 | 249.4595 | 0 | 0 | 0 | 0
2018-09-20 09:00 | 261.5049 | 0 | 0 | 0 | 0
2018-09-20 10:00 | 263.4204 | 0 | 0 | 0 | 0
2018-09-20 11:00 | 244.1555 | 0 | 0 | 0 | 0
2018-09-20 12:00 | 262.0892 | 0 | 0 | 0 | 0
2018-09-20 13:00 | 254.8924 | 0 | 0 | 0 | 0
2018-09-20 14:00 | 241.4673 | 0 | 0 | 0 | 0
2018-09-20 15:00 | 241.022 | 0 | 0 | 0 | 0
2018-09-20 16:00 | 246.0929 | 0 | 0 | 0 | 0
2018-09-20 17:00 | 222.7423 | 0 | 0 | 0 | 0
2018-09-20 18:00 | 242.9789 | 0 | 0 | 0 | 0
2018-09-20 19:00 | 257.2277 | 0 | 0 | 0 | 0
2018-09-20 20:00 | 267.2013 | 0 | 0 | 0 | 0
2018-09-20 21:00 | 250.8088 | 0 | 0 | 0 | 0
2018-09-20 22:00 | 247.7618 | 0 | 0 | 0 | 0
2018-09-20 23:00 | 266.2751 | 0 | 0 | 0 | 0
2018-09-21 | 254.7156 | 0 | 0 | 0 | 0
2018-09-21 01:00 | 235.1355 | 0 | 0 | 7.2 | 150
2018-09-21 02:00 | 243.4249 | 0 | 0 | 7.2 | 150
2018-09-21 03:00 | 252.2852 | 0 | 0 | 7.2 | 150
2018-09-21 04:00 | 254.8514 | 0 | 0 | 7.2 | 150
2018-09-21 05:00 | 261.4519 | 0 | 0 | 7.2 | 150
2018-09-21 06:00 | 255.8917 | 0 | 0 | 7.2 | 150
2018-09-21 07:00 | 243.6839 | 0 | 0 | 0 | 0
2018-09-21 08:00 | 238.2599 | 0 | 0 | 0 | 0
2018-09-21 09:00 | 254.6806 | 0 | 0 | 0 | 0
2018-09-21 10:00 | 257.0332 | 0 | 0 | 0 | 0
2018-09-21 11:00 | 245.0101 | 0 | 0 | 0 | 0
2018-09-21 12:00 | 246.8218 | 0 | 0 | 0 | 0
2018-09-21 13:00 | 252.1737 | 0 | 0 | 0 | 0
2018-09-21 14:00 | 244.5631 | 0 | 0 | 0 | 0
2018-09-21 15:00 | 251.7382 | 0 | 0 | 0 | 0
2018-09-21 16:00 | 275.0808 | 0 | 0 | 0 | 0
2018-09-21 17:00 | 262.1426 | 0 | 0 | 0 | 0
2018-09-21 18:00 | 253.1817 | 0 | 0 | 0 | 0
2018-09-21 19:00 | 258.2211 | 0 | 0 | 0 | 0
2018-09-21 20:00 | 269.4117 | 0 | 0 | 0 | 0
2018-09-21 21:00 | 254.2814 | 0 | 0 | 0 | 0
2018-09-21 22:00 | 277.4161 | 0 | 0 | 0 | 0
2018-09-21 23:00 | 271.5938 | 0 | 0 | 0 | 0
2018-09-22 | 252.7384 | 0 | 0 | 0 | 0
2018-09-22 01:00 | 221.237 | 0 | 0 | 7.2 | 150
2018-09-22 02:00 | 260.843 | 0 | 0 | 7.2 | 150
2018-09-22 03:00 | 119.7362 | 0 | 0 | 7.2 | 150
2018-09-22 04:00 | 0 | 0 | 0 | 7.2 | 150
2018-09-22 05:00 | 0 | 0 | 0 | 7.2 | 150
2018-09-22 06:00 | 0 | 0 | 0 | 7.2 | 150
2018-09-22 07:00 | 0 | 0 | 0 | 0 | 0
2018-09-22 08:00 | 0 | 0 | 0 | 0 | 0
2018-09-22 09:00 | 0 | 0 | 0 | 0 | 0
2018-09-22 10:00 | 0 | 0 | 0 | 0 | 0
2018-09-22 11:00 | 0 | 0 | 0 | 0 | 0
2018-09-22 12:00 | 0 | 0 | 0 | 0 | 0
2018-09-22 13:00 | 0 | 0 | 0 | 0 | 0
2018-09-22 14:00 | 0 | 0 | 0 | 0 | 0
2018-09-22 15:00 | 0 | 0 | 0 | 0 | 0
2018-09-22 16:00 | 0 | 0 | 0 | 0 | 0
2018-09-22 17:00 | 0 | 0 | 0 | 0 | 0
2018-09-22 18:00 | 0 | 0 | 0 | 0 | 0
2018-09-22 19:00 | 0 | 0 | 0 | 0 | 0
2018-09-22 20:00 | 0 | 0 | 0 | 0 | 0
2018-09-22 21:00 | 0 | 0 | 0 | 0 | 0
2018-09-22 22:00 | 0 | 0 | 0 | 0 | 0
2018-09-22 23:00 | 0 | 0 | 0 | 0 | 0
2018-09-23 | 0 | 0 | 0 | 0 | 0
2018-09-23 01:00 | 0 | 0 | 0 | 7.2 | 150
2018-09-23 02:00 | 0 | 0 | 0 | 7.2 | 150
2018-09-23 03:00 | 0 | 0 | 0 | 7.2 | 150
2018-09-23 04:00 | 0 | 0 | 0 | 7.2 | 150
2018-09-23 05:00 | 0 | 0 | 0 | 7.2 | 150
2018-09-23 06:00 | 0 | 0 | 0 | 7.2 | 150
2018-09-23 07:00 | 0 | 0 | 0 | 0 | 0
2018-09-23 08:00 | 0 | 0 | 0 | 0 | 0
2018-09-23 09:00 | 0 | 0 | 0 | 0 | 0
2018-09-23 10:00 | 0 | 0 | 0 | 0 | 0
2018-09-23 11:00 | 0 | 0 | 0 | 0 | 0
2018-09-23 12:00 | 0 | 0 | 0 | 0 | 0
2018-09-23 13:00 | 0 | 0 | 0 | 0 | 0
2018-09-23 14:00 | 0 | 0 | 0 | 0 | 0
2018-09-23 15:00 | 0 | 0 | 0 | 0 | 0
2018-09-23 16:00 | 0 | 0 | 0 | 0 | 0
2018-09-23 17:00 | 0 | 0 | 0 | 0 | 0
2018-09-23 18:00 | 0 | 0 | 0 | 0 | 0
2018-09-23 19:00 | 0 | 0 | 0 | 0 | 0
2018-09-23 20:00 | 0 | 0 | 0 | 0 | 0
2018-09-23 21:00 | 0 | 0 | 0 | 0 | 0
2018-09-23 22:00 | 0 | 0 | 0 | 0 | 0
2018-09-23 23:00 | 0 | 0 | 0 | 0 | 0
2018-09-24 | 0 | 0 | 0 | 0 | 0
2018-09-24 01:00 | 0 | 0 | 0 | 7.2 | 150
2018-09-24 02:00 | 0 | 0 | 0 | 7.2 | 150
2018-09-24 03:00 | 0 | 0 | 0 | 7.2 | 150
2018-09-24 04:00 | 0 | 0 | 0 | 7.2 | 150
2018-09-24 05:00 | 0 | 61.9159 | 0 | 7.2 | 150
2018-09-24 06:00 | 0 | 245.0574 | 0 | 7.2 | 150
2018-09-24 07:00 | 0 | 253.0232 | 0 | 0 | 0
2018-09-24 08:00 | 0 | 240.2691 | 0 | 0 | 0
2018-09-24 09:00 | 0 | 251.9904 | 0 | 0 | 0
2018-09-24 10:00 | 0 | 243.4312 | 0 | 0 | 0
2018-09-24 11:00 | 0 | 235.7699 | 0 | 0 | 0
2018-09-24 12:00 | 0 | 253.1627 | 0 | 0 | 0
2018-09-24 13:00 | 0 | 239.9044 | 0 | 0 | 0
2018-09-24 14:00 | 0 | 263.776 | 0 | 0 | 0
2018-09-24 15:00 | 0 | 253.6994 | 0 | 0 | 0
2018-09-24 16:00 | 0 | 253.0719 | 0 | 0 | 0
2018-09-24 17:00 | 0 | 245.9671 | 0 | 0 | 0
2018-09-24 18:00 | 0 | 239.3879 | 0 | 0 | 0
2018-09-24 19:00 | 0 | 249.4134 | 0 | 0 | 0
2018-09-24 20:00 | 0 | 251.5997 | 0 | 0 | 0
2018-09-24 21:00 | 0 | 230.074 | 0 | 0 | 0
2018-09-24 22:00 | 0 | 261.3003 | 0 | 0 | 0
2018-09-24 23:00 | 0 | 251.174 | 0 | 0 | 0
2018-09-25 | 0 | 253.1012 | 0 | 0 | 0
2018-09-25 01:00 | 0 | 263.6423 | 0 | 7.2 | 150
2018-09-25 02:00 | 0 | 272.8211 | 0 | 7.2 | 150
2018-09-25 03:00 | 0 | 271.7836 | 0 | 7.2 | 150
2018-09-25 04:00 | 0 | 273.1899 | 0 | 7.2 | 150
2018-09-25 05:00 | 0 | 251.9609 | 0 | 7.2 | 150
2018-09-25 06:00 | 0 | 240.8051 | 0 | 7.2 | 150
2018-09-25 07:00 | 0 | 257.8364 | 0 | 0 | 0
2018-09-25 08:00 | 0 | 249.4771 | 0 | 0 | 0
2018-09-25 09:00 | 0 | 256.4476 | 0 | 0 | 0
2018-09-25 10:00 | 0 | 258.4216 | 0 | 0 | 0
2018-09-25 11:00 | 0 | 252.2257 | 0 | 0 | 0
2018-09-25 12:00 | 0 | 263.658 | 0 | 0 | 0
2018-09-25 13:00 | 0 | 233.6616 | 0 | 0 | 0
2018-09-25 14:00 | 0 | 263.9151 | 0 | 0 | 0
2018-09-25 15:00 | 0 | 246.1434 | 0 | 0 | 0
2018-09-25 16:00 | 0 | 255.3489 | 0 | 0 | 0
2018-09-25 17:00 | 0 | 252.1384 | 0 | 0 | 0
2018-09-25 18:00 | 0 | 238.1132 | 0 | 0 | 0
2018-09-25 19:00 | 0 | 241.7582 | 0 | 0 | 0
2018-09-25 20:00 | 0 | 262.7264 | 0 | 0 | 0
2018-09-25 21:00 | 0 | 228.5038 | 0 | 0 | 0
2018-09-25 22:00 | 0 | 249.3076 | 0 | 0 | 0
2018-09-25 23:00 | 0 | 252.0043 | 0 | 0 | 0
2018-09-26 | 0 | 270.992 | 0 | 0 | 0
2018-09-26 01:00 | 0 | 246.1391 | 0 | 7.2 | 150
2018-09-26 02:00 | 0 | 246.5303 | 0 | 7.2 | 150
2018-09-26 03:00 | 0 | 238.3565 | 0 | 7.2 | 150
2018-09-26 04:00 | 0 | 251.9033 | 0 | 7.2 | 150
2018-09-26 05:00 | 0 | 282.5521 | 0 | 7.2 | 150
2018-09-26 06:00 | 0 | 258.2638 | 0 | 7.2 | 150
2018-09-26 07:00 | 0 | 249.9605 | 0 | 0 | 0
2018-09-26 08:00 | 0 | 240.0464 | 0 | 0 | 0
2018-09-26 09:00 | 0 | 264.8192 | 0 | 0 | 0
2018-09-26 10:00 | 0 | 269.4087 | 0 | 0 | 0
2018-09-26 11:00 | 0 | 263.1359 | 0 | 0 | 0
2018-09-26 12:00 | 0 | 263.2455 | 0 | 0 | 0
2018-09-26 13:00 | 0 | 245.5605 | 0 | 0 | 0
2018-09-26 14:00 | 0 | 271.8279 | 0 | 0 | 0
2018-09-26 15:00 | 0 | 258.5671 | 0 | 0 | 0
2018-09-26 16:00 | 0 | 245.097 | 0 | 0 | 0
2018-09-26 17:00 | 0 | 237.9674 | 0 | 0 | 0
2018-09-26 18:00 | 0 | 250.3594 | 0 | 0 | 0
2018-09-26 19:00 | 0 | 245.8166 | 0 | 0 | 0
2018-09-26 20:00 | 0 | 260.1165 | 0 | 0 | 0
2018-09-26 21:00 | 0 | 248.9935 | 0 | 0 | 0
2018-09-26 22:00 | 0 | 266.5906 | 0 | 0 | 0
2018-09-26 23:00 | 0 | 256.8497 | 0 | 0 | 0
2018-09-27 | 0 | 257.9395 | 0 | 0 | 0
2018-09-27 01:00 | 0 | 266.4053 | 0 | 7.2 | 150
2018-09-27 02:00 | 0 | 261.6546 | 0 | 7.2 | 150
2018-09-27 03:00 | 0 | 260.5325 | 0 | 7.2 | 150
2018-09-27 04:00 | 0 | 255.6192 | 0 | 7.2 | 150
2018-09-27 05:00 | 0 | 257.4178 | 0 | 7.2 | 150
2018-09-27 06:00 | 0 | 248.2692 | 0 | 7.2 | 150
2018-09-27 07:00 | 0 | 235.0161 | 0 | 0 | 0
2018-09-27 08:00 | 0 | 271.7864 | 0 | 0 | 0
2018-09-27 09:00 | 0 | 244.8246 | 0 | 0 | 0
2018-09-27 10:00 | 0 | 258.7267 | 0 | 0 | 0
2018-09-27 11:00 | 0 | 261.702 | 0 | 0 | 0
2018-09-27 12:00 | 0 | 248.3161 | 0 | 0 | 0
2018-09-27 13:00 | 0 | 250.7564 | 0 | 0 | 0
2018-09-27 14:00 | 0 | 269.5857 | 268.2189 | 0 | 0
2018-09-27 15:00 | 0 | 240.6022 | 244.7683 | 0 | 0
2018-09-27 16:00 | 0 | 278.0463 | 259.1303 | 0 | 0
2018-09-27 17:00 | 0 | 239.268 | 255.9969 | 0 | 0
2018-09-27 18:00 | 0 | 275.686 | 269.5326 | 0 | 0
2018-09-27 19:00 | 0 | 238.3997 | 226.2654 | 0 | 0
2018-09-27 20:00 | 0 | 236.868 | 269.8228 | 0 | 0
2018-09-27 21:00 | 0 | 253.7147 | 260.1028 | 0 | 0
2018-09-27 22:00 | 0 | 234.7004 | 245.2138 | 0 | 0
2018-09-27 23:00 | 0 | 263.0967 | 247.6669 | 0 | 0
2018-09-28 | 0 | 269.554 | 264.2317 | 0 | 0
2018-09-28 01:00 | 0 | 267.4629 | 254.9692 | 7.2 | 150
2018-09-28 02:00 | 0 | 244.1573 | 240.8242 | 7.2 | 150
2018-09-28 03:00 | 0 | 249.817 | 241.944 | 7.2 | 150
2018-09-28 04:00 | 0 | 245.5136 | 240.6929 | 7.2 | 150
2018-09-28 05:00 | 0 | 240.4657 | 268.5076 | 7.2 | 150
2018-09-28 06:00 | 0 | 260.4619 | 272.2377 | 7.2 | 150
2018-09-28 07:00 | 0 | 252.1163 | 259.2952 | 0 | 0
2018-09-28 08:00 | 0 | 228.2274 | 235.5477 | 0 | 0
2018-09-28 09:00 | 0 | 267.6984 | 240.8068 | 0 | 0
2018-09-28 10:00 | 0 | 258.492 | 250.6429 | 0 | 0
2018-09-28 11:00 | 0 | 235.9332 | 253.435 | 0 | 0
2018-09-28 12:00 | 0 | 251.8194 | 267.2065 | 0 | 0
2018-09-28 13:00 | 0 | 249.5472 | 261.5563 | 0 | 0
2018-09-28 14:00 | 0 | 226.602 | 460.0974 | 0 | 0
2018-09-28 15:00 | 0 | 274.6164 | 524.2903 | 0 | 0
2018-09-28 16:00 | 0 | 236.9422 | 527.2922 | 0 | 0
2018-09-28 17:00 | 0 | 227.9067 | 496.0529 | 0 | 0
2018-09-28 18:00 | 0 | 238.8167 | 508.1707 | 0 | 0
2018-09-28 19:00 | 0 | 227.2627 | 486.783 | 0 | 0
2018-09-28 20:00 | 0 | 255.4867 | 522.7011 | 0 | 0
2018-09-28 21:00 | 0 | 225.9915 | 477.6449 | 0 | 0
2018-09-28 22:00 | 0 | 261.169 | 532.4927 | 0 | 0
2018-09-28 23:00 | 0 | 252.2187 | 494.1551 | 0 | 0
2018-09-29 | 0 | 266.5301 | 544.8591 | 0 | 0
2018-09-29 01:00 | 0 | 253.8654 | 505.3878 | 7.2 | 150
2018-09-29 02:00 | 0 | 275.0097 | 497.2378 | 7.2 | 150
2018-09-29 03:00 | 0 | 281.7301 | 514.5187 | 7.2 | 150
2018-09-29 04:00 | 0 | 249.3597 | 472.4004 | 7.2 | 150
2018-09-29 05:00 | 0 | 264.4508 | 547.1678 | 7.2 | 150
2018-09-29 06:00 | 0 | 256.418 | 521.3494 | 7.2 | 150
2018-09-29 07:00 | 0 | 249.7302 | 521.3561 | 0 | 0
2018-09-29 08:00 | 0 | 251.268 | 496.4506 | 0 | 0
2018-09-29 09:00 | 0 | 248.9305 | 492.8272 | 0 | 0
2018-09-29 10:00 | 0 | 258.2958 | 475.2568 | 0 | 0
2018-09-29 11:00 | 0 | 259.5099 | 526.7882 | 0 | 0
2018-09-29 12:00 | 0 | 238.7648 | 532.8816 | 0 | 0
2018-09-29 13:00 | 0 | 274.9362 | 499.4438 | 0 | 0
2018-09-29 14:00 | 0 | 271.7932 | 531.9071 | 0 | 0
2018-09-29 15:00 | 0 | 295.8635 | 471.5517 | 0 | 0
2018-09-29 16:00 | 0 | 235.4406 | 519.5063 | 0 | 0
2018-09-29 17:00 | 0 | 256.2179 | 511.7382 | 0 | 0
2018-09-29 18:00 | 0 | 259.1564 | 533.7356 | 0 | 0
2018-09-29 19:00 | 0 | 254.795 | 493.0493 | 0 | 0
2018-09-29 20:00 | 0 | 249.0272 | 542.5598 | 0 | 0
2018-09-29 21:00 | 0 | 252.2819 | 530.7065 | 0 | 0
2018-09-29 22:00 | 0 | 253.6325 | 490.7758 | 0 | 0
2018-09-29 23:00 | 0 | 261.8928 | 501.7897 | 0 | 0
2018-09-30 | 0 | 260.441 | 505.9464 | 0 | 0
2018-09-30 01:00 | 0 | 257.3019 | 506.4655 | 7.2 | 150
2018-09-30 02:00 | 0 | 257.5532 | 512.7747 | 7.2 | 150
2018-09-30 03:00 | 0 | 242.8348 | 469.4152 | 7.2 | 150
2018-09-30 04:00 | 0 | 265.0944 | 494.4667 | 7.2 | 150
2018-09-30 05:00 | 0 | 248.1138 | 500.2489 | 7.2 | 150
2018-09-30 06:00 | 0 | 266.2084 | 491.8682 | 7.2 | 150
2018-09-30 07:00 | 0 | 257.2765 | 529.3088 | 0 | 0
2018-09-30 08:00 | 0 | 249.3232 | 475.547 | 0 | 0
2018-09-30 09:00 | 0 | 241.9312 | 477.3093 | 0 | 0
2018-09-30 10:00 | 0 | 263.5417 | 492.815 | 0 | 0
2018-09-30 11:00 | 0 | 264.3929 | 479.5063 | 0 | 0
2018-09-30 12:00 | 0 | 252.7426 | 490.6546 | 0 | 0
2018-09-30 13:00 | 0 | 272.1483 | 510.665 | 0 | 0
2018-09-30 14:00 | 0 | 274.2624 | 492.5208 | 0 | 0
2018-09-30 15:00 | 0 | 250.0626 | 473.7221 | 0 | 0
2018-09-30 16:00 | 0 | 260.135 | 538.8519 | 0 | 0
2018-09-30 17:00 | 0 | 270.0962 | 504.4964 | 0 | 0
2018-09-30 18:00 | 0 | 257.916 | 505.9422 | 0 | 0
2018-09-30 19:00 | 0 | 248.5342 | 527.6289 | 0 | 0
2018-09-30 20:00 | 0 | 264.6029 | 531.0381 | 0 | 0
2018-09-30 21:00 | 0 | 242.119 | 469.7658 | 0 | 0
2018-09-30 22:00 | 0 | 248.6474 | 525.3048 | 0 | 0
2018-09-30 23:00 | 0 | 257.9409 | 502.1639 | 0 | 0
2018-10-01 | 0 | 257.0439 | 528.1065 | 0 | 0
2018-10-01 01:00 | 0 | 244.19 | 512.3804 | 7.2 | 150
2018-10-01 02:00 | 0 | 40.5611 | 504.0736 | 7.2 | 150
2018-10-01 03:00 | 0 | 0 | 509.9754 | 7.2 | 150
2018-10-01 04:00 | 0 | 0 | 523.5787 | 7.2 | 150
2018-10-01 05:00 | 0 | 0 | 501.8801 | 7.2 | 150
2018-10-01 06:00 | 0 | 0 | 513.1844 | 7.2 | 150
2018-10-01 07:00 | 0 | 0 | 479.9801 | 0 | 0
2018-10-01 08:00 | 0 | 0 | 519.4705 | 0 | 0
2018-10-01 09:00 | 0 | 0 | 533.4207 | 0 | 0
2018-10-01 10:00 | 0 | 0 | 494.1605 | 0 | 0
2018-10-01 11:00 | 0 | 0 | 485.6485 | 0 | 0
2018-10-01 12:00 | 0 | 0 | 520.6547 | 0 | 0
2018-10-01 13:00 | 0 | 0 | 531.8779 | 0 | 0
2018-10-01 14:00 | 0 | 0 | 510.8279 | 0 | 0
2018-10-01 15:00 | 0 | 0 | 493.9511 | 0 | 0
2018-10-01 16:00 | 0 | 0 | 520.528 | 0 | 0
2018-10-01 17:00 | 0 | 0 | 520.4056 | 0 | 0
2018-10-01 18:00 | 0 | 0 | 537.3124 | 0 | 0
2018-10-01 19:00 | 0 | 0 | 519.1834 | 0 | 0
2018-10-01 20:00 | 0 | 0 | 497.9607 | 0 | 0
2018-10-01 21:00 | 0 | 0 | 500.9537 | 0 | 0
2018-10-01 22:00 | 0 | 0 | 499.254 | 0 | 0
2018-10-01 23:00 | 0 | 0 | 504.2163 | 0 | 0
2018-10-02 | 0 | 0 | 512.4016 | 0 | 0
2018-10-02 01:00 | 0 | 0 | 514.9299 | 7.2 | 150
2018-10-02 02:00 | 0 | 0 | 502.1817 | 7.2 | 150
2018-10-02 03:00 | 0 | 0 | 497.4646 | 7.2 | 150
2018-10-02 04:00 | 0 | 0 | 513.8966 | 7.2 | 150
2018-10-02 05:00 | 0 | 0 | 532.908 | 7.2 | 150
2018-10-02 06:00 | 0 | 0 | 510.9811 | 7.2 | 150
2018-10-02 07:00 | 0 | 0 | 510.7833 | 0 | 0
2018-10-02 08:00 | 0 | 0 | 529.5341 | 0 | 0
2018-10-02 09:00 | 0 | 0 | 491.4101 | 0 | 0
2018-10-02 10:00 | 0 | 0 | 514.4885 | 0 | 0
2018-10-02 11:00 | 0 | 0 | 501.4412 | 0 | 0
2018-10-02 12:00 | 0 | 0 | 514.9446 | 0 | 0
2018-10-02 13:00 | 0 | 0 | 549.5588 | 0 | 0
2018-10-02 14:00 | 0 | 0 | 515.3655 | 0 | 0
2018-10-02 15:00 | 0 | 0 | 505.1567 | 0 | 0
2018-10-02 16:00 | 0 | 0 | 513.5749 | 0 | 0
2018-10-02 17:00 | 0 | 0 | 494.101 | 0 | 0
2018-10-02 18:00 | 0 | 0 | 504.9016 | 0 | 0
2018-10-02 19:00 | 0 | 0 | 531.9717 | 0 | 0
2018-10-02 20:00 | 0 | 0 | 491.1042 | 0 | 0
2018-10-02 21:00 | 0 | 0 | 495.0303 | 0 | 0
2018-10-02 22:00 | 0 | 0 | 515.3364 | 0 | 0
2018-10-02 23:00 | 0 | 0 | 494.427 | 0 | 0
2018-10-03 | 0 | 0 | 526.9019 | 0 | 0
2018-10-03 01:00 | 0 | 0 | 507.774 | 7.2 | 150
2018-10-03 02:00 | 0 | 0 | 521.502 | 7.2 | 150
2018-10-03 03:00 | 0 | 0 | 464.1943 | 7.2 | 150
2018-10-03 04:00 | 0 | 0 | 505.8284 | 7.2 | 150
2018-10-03 05:00 | 0 | 0 | 514.1059 | 7.2 | 150
2018-10-03 06:00 | 0 | 0 | 497.5504 | 7.2 | 150
2018-10-03 07:00 | 0 | 0 | 546.0437 | 0 | 0
2018-10-03 08:00 | 0 | 0 | 520.7166 | 0 | 0
2018-10-03 09:00 | 0 | 0 | 516.9491 | 0 | 0
2018-10-03 10:00 | 0 | 0 | 481.4913 | 0 | 0
2018-10-03 11:00 | 0 | 0 | 516.3454 | 0 | 0
2018-10-03 12:00 | 0 | 0 | 540.1998 | 0 | 0
2018-10-03 13:00 | 0 | 0 | 521.5271 | 0 | 0
2018-10-03 14:00 | 0 | 0 | 524.0499 | 0 | 0
2018-10-03 15:00 | 0 | 0 | 492.7162 | 0 | 0
2018-10-03 16:00 | 0 | 0 | 525.7607 | 0 | 0
2018-10-03 17:00 | 0 | 0 | 562.3547 | 0 | 0
2018-10-03 18:00 | 0 | 0 | 519.4283 | 0 | 0
2018-10-03 19:00 | 0 | 0 | 537.1393 | 0 | 0
2018-10-03 20:00 | 0 | 0 | 495.0177 | 0 | 0
2018-10-03 21:00 | 0 | 0 | 526.6664 | 0 | 0
2018-10-03 22:00 | 0 | 0 | 532.7639 | 0 | 0
2018-10-03 23:00 | 0 | 0 | 517.5299 | 0 | 0
2018-10-04 | 0 | 0 | 480.1216 | 0 | 0
2018-10-04 01:00 | 0 | 0 | 536.3975 | 7.2 | 150
2018-10-04 02:00 | 0 | 0 | 522.661 | 7.2 | 150
2018-10-04 03:00 | 0 | 0 | 510.8419 | 7.2 | 150
2018-10-04 04:00 | 0 | 0 | 507.7059 | 7.2 | 150
2018-10-04 05:00 | 0 | 0 | 516.243 | 7.2 | 150
2018-10-04 06:00 | 0 | 0 | 530.8455 | 7.2 | 150
2018-10-04 07:00 | 0 | 0 | 484.214 | 0 | 0
2018-10-04 08:00 | 0 | 0 | 506.8612 | 0 | 0
2018-10-04 09:00 | 0 | 0 | 491.0916 | 0 | 0
2018-10-04 10:00 | 0 | 0 | 506.4146 | 0 | 0
2018-10-04 11:00 | 0 | 0 | 500.2993 | 0 | 0
2018-10-04 12:00 | 0 | 0 | 503.9751 | 0 | 0
2018-10-04 13:00 | 0 | 0 | 506.3238 | 0 | 0
2018-10-04 14:00 | 0 | 0 | 509.291 | 0 | 0
2018-10-04 15:00 | 0 | 0 | 484.3363 | 0 | 0
2018-10-04 16:00 | 0 | 0 | 518.0168 | 0 | 0
2018-10-04 17:00 | 0 | 0 | 536.5087 | 0 | 0
2018-10-04 18:00 | 0 | 0 | 516.7204 | 0 | 0
2018-10-04 19:00 | 0 | 0 | 518.2541 | 0 | 0
2018-10-04 20:00 | 0 | 0 | 500.5638 | 0 | 0
2018-10-04 21:00 | 0 | 0 | 514.5401 | 0 | 0
2018-10-04 22:00 | 0 | 0 | 548.723 | 0 | 0
2018-10-04 23:00 | 0 | 0 | 507.7178 | 0 | 0
2018-10-05 | 0 | 0 | 513.1227 | 0 | 0
2018-10-05 01:00 | 0 | 0 | 499.2 | 7.2 | 150
2018-10-05 02:00 | 0 | 0 | 503.6794 | 7.2 | 150
2018-10-05 03:00 | 0 | 0 | 538.6065 | 7.2 | 150
2018-10-05 04:00 | 0 | 0 | 525.2058 | 7.2 | 150
2018-10-05 05:00 | 0 | 0 | 474.8459 | 7.2 | 150
2018-10-05 06:00 | 0 | 0 | 511.5212 | 7.2 | 150
2018-10-05 07:00 | 0 | 0 | 526.6393 | 0 | 0
2018-10-05 08:00 | 0 | 206.7438 | 479.8828 | 0 | 0
2018-10-05 09:00 | 0 | 224.1973 | 494.839 | 0 | 0
2018-10-05 10:00 | 0 | 245.7355 | 475.5934 | 0 | 0
2018-10-05 11:00 | 0 | 261.4991 | 510.8175 | 0 | 0
2018-10-05 12:00 | 0 | 227.384 | 483.1866 | 0 | 0
2018-10-05 13:00 | 0 | 269.4806 | 484.5064 | 0 | 0
2018-10-05 14:00 | 0 | 244.9492 | 491.1537 | 0 | 0
2018-10-05 15:00 | 0 | 239.2911 | 440.5033 | 0 | 0
2018-10-05 16:00 | 0 | 250.958 | 369.8164 | 0 | 0
2018-10-05 17:00 | 0 | 237.3723 | 260.7455 | 0 | 0
2018-10-05 18:00 | 0 | 250.4406 | 255.697 | 0 | 0
2018-10-05 19:00 | 0 | 253.0841 | 270.0405 | 0 | 0
2018-10-05 20:00 | 0 | 249.3005 | 248.4574 | 0 | 0
2018-10-05 21:00 | 0 | 235.3315 | 267.8771 | 0 | 0
2018-10-05 22:00 | 0 | 242.9374 | 255.1453 | 0 | 0
2018-10-05 23:00 | 0 | 254.8683 | 258.2151 | 0 | 0
2018-10-06 | 0 | 244.6494 | 252.0202 | 0 | 0
2018-10-06 01:00 | 0 | 254.7192 | 263.3095 | 7.2 | 150
2018-10-06 02:00 | 0 | 247.8085 | 269.8328 | 7.2 | 150
2018-10-06 03:00 | 0 | 260.1702 | 255.5713 | 7.2 | 150
2018-10-06 04:00 | 0 | 255.6611 | 269.2301 | 7.2 | 150
2018-10-06 05:00 | 0 | 242.8517 | 254.819 | 7.2 | 150
2018-10-06 06:00 | 0 | 236.4384 | 237.0437 | 7.2 | 150
2018-10-06 07:00 | 0 | 239.827 | 255.9283 | 0 | 0
2018-10-06 08:00 | 0 | 235.4003 | 237.8764 | 0 | 0
2018-10-06 09:00 | 0 | 243.9587 | 253.2362 | 0 | 0
2018-10-06 10:00 | 0 | 250.573 | 248.1454 | 0 | 0
2018-10-06 11:00 | 0 | 253.9015 | 276.4463 | 0 | 0
2018-10-06 12:00 | 0 | 281.566 | 262.1393 | 0 | 0
2018-10-06 13:00 | 0 | 259.262 | 258.6061 | 0 | 0
2018-10-06 14:00 | 0 | 237.6275 | 244.993 | 0 | 0
2018-10-06 15:00 | 0 | 247.8988 | 252.9324 | 0 | 0
2018-10-06 16:00 | 0 | 261.8357 | 258.6272 | 0 | 0
2018-10-06 17:00 | 0 | 256.3956 | 235.6732 | 0 | 0
2018-10-06 18:00 | 0 | 262.5004 | 240.3626 | 0 | 0
2018-10-06 19:00 | 0 | 268.9409 | 265.6409 | 0 | 0
2018-10-06 20:00 | 0 | 244.7566 | 243.1667 | 0 | 0
2018-10-06 21:00 | 0 | 229.4418 | 259.7659 | 0 | 0
2018-10-06 22:00 | 0 | 236.2509 | 146.0296 | 0 | 0
2018-10-06 23:00 | 0 | 257.854 | 0 | 0 | 0
2018-10-07 | 0 | 237.9126 | 0 | 0 | 0
2018-10-07 01:00 | 0 | 243.6564 | 0 | 7.2 | 150
2018-10-07 02:00 | 0 | 251.5787 | 0 | 7.2 | 150
2018-10-07 03:00 | 0 | 258.7389 | 0 | 7.2 | 150
2018-10-07 04:00 | 0 | 243.6088 | 0 | 7.2 | 150
2018-10-07 05:00 | 0 | 237.1115 | 0 | 7.2 | 150
2018-10-07 06:00 | 0 | 272.7686 | 0 | 7.2 | 150
2018-10-07 07:00 | 0 | 290.2031 | 0 | 0 | 0
2018-10-07 08:00 | 0 | 260.5689 | 0 | 0 | 0
2018-10-07 09:00 | 0 | 251.077 | 0 | 0 | 0
2018-10-07 10:00 | 0 | 258.2293 | 0 | 0 | 0
2018-10-07 11:00 | 0 | 283.2408 | 0 | 0 | 0
2018-10-07 12:00 | 0 | 227.2645 | 0 | 0 | 0
2018-10-07 13:00 | 0 | 268.3452 | 0 | 0 | 0
2018-10-07 14:00 | 0 | 251.8776 | 0 | 0 | 0
2018-10-07 15:00 | 0 | 259.1002 | 0 | 0 | 0
2018-10-07 16:00 | 0 | 264.5066 | 0 | 0 | 0
2018-10-07 17:00 | 0 | 247.2204 | 0 | 0 | 0
2018-10-07 18:00 | 0 | 269.3118 | 0 | 0 | 0
2018-10-07 19:00 | 0 | 241.2295 | 0 | 0 | 0
2018-10-07 20:00 | 0 | 270.1824 | 0 | 0 | 0
2018-10-07 21:00 | 0 | 255.5742 | 0 | 0 | 0
2018-10-07 22:00 | 0 | 252.636 | 0 | 0 | 0
2018-10-07 23:00 | 0 | 250.2132 | 0 | 0 | 0
2018-10-08 | 0 | 261.7628 | 0 | 0 | 0
2018-10-08 01:00 | 0 | 235.1841 | 0 | 7.2 | 150
2018-10-08 02:00 | 0 | 229.4568 | 0 | 7.2 | 150
2018-10-08 03:00 | 0 | 246.3757 | 0 | 7.2 | 150
2018-10-08 04:00 | 0 | 250.0379 | 0 | 7.2 | 150
2018-10-08 05:00 | 0 | 250.2145 | 0 | 7.2 | 150
2018-10-08 06:00 | 0 | 241.9731 | 0 | 7.2 | 150
2018-10-08 07:00 | 0 | 252.9829 | 0 | 0 | 0
2018-10-08 08:00 | 0 | 249.7037 | 0 | 0 | 0
2018-10-08 09:00 | 0 | 263.3334 | 0 | 0 | 0
2018-10-08 10:00 | 0 | 239.0182 | 0 | 0 | 0
2018-10-08 11:00 | 0 | 265.3455 | 0 | 0 | 0
2018-10-08 12:00 | 0 | 257.7389 | 0 | 0 | 0
2018-10-08 13:00 | 0 | 258.1356 | 0 | 0 | 0
2018-10-08 14:00 | 0 | 251.8276 | 0 | 0 | 0
2018-10-08 15:00 | 0 | 260.1751 | 0 | 0 | 0
2018-10-08 16:00 | 0 | 250.7976 | 0 | 0 | 0
2018-10-08 17:00 | 0 | 253.3534 | 0 | 0 | 0
2018-10-08 18:00 | 0 | 260.0438 | 0 | 0 | 0
2018-10-08 19:00 | 0 | 245.8751 | 0 | 0 | 0
2018-10-08 20:00 | 0 | 240.8026 | 0 | 0 | 0
2018-10-08 21:00 | 0 | 242.8606 | 0 | 0 | 0
2018-10-08 22:00 | 0 | 243.6087 | 0 | 0 | 0
2018-10-08 23:00 | 0 | 280.2736 | 0 | 0 | 0
2018-10-09 | 0 | 235.8669 | 0 | 0 | 0
2018-10-09 01:00 | 0 | 250.1423 | 0 | 7.2 | 150
2018-10-09 02:00 | 0 | 274.32 | 0 | 7.2 | 150
2018-10-09 03:00 | 0 | 246.3749 | 0 | 7.2 | 150
2018-10-09 04:00 | 0 | 257.4535 | 0 | 7.2 | 150
2018-10-09 05:00 | 0 | 250.3728 | 0 | 7.2 | 150
2018-10-09 06:00 | 0 | 259.854 | 0 | 7.2 | 150
2018-10-09 07:00 | 0 | 254.3689 | 0 | 0 | 0
2018-10-09 08:00 | 0 | 267.3657 | 0 | 0 | 0
2018-10-09 09:00 | 0 | 262.7749 | 0 | 0 | 0
2018-10-09 10:00 | 0 | 264.5342 | 0 | 0 | 0
2018-10-09 11:00 | 0 | 243.0882 | 0 | 0 | 0
2018-10-09 12:00 | 0 | 240.9699 | 0 | 0 | 0
2018-10-09 13:00 | 0 | 241.409 | 0 | 0 | 0
2018-10-09 14:00 | 0 | 269.3055 | 0 | 0 | 0
2018-10-09 15:00 | 0 | 248.006 | 0 | 0 | 0
2018-10-09 16:00 | 0 | 242.5352 | 0 | 0 | 0
2018-10-09 17:00 | 0 | 243.4649 | 0 | 0 | 0
2018-10-09 18:00 | 0 | 232.3167 | 0 | 0 | 0
2018-10-09 19:00 | 0 | 273.5013 | 0 | 0 | 0
2018-10-09 20:00 | 0 | 250.7206 | 0 | 0 | 0
2018-10-09 21:00 | 0 | 256.986 | 0 | 0 | 0
2018-10-09 22:00 | 0 | 238.9654 | 0 | 0 | 0
2018-10-09 23:00 | 0 | 252.9703 | 0 | 0 | 0
2018-10-10 | 0 | 249.0604 | 0 | 0 | 0
2018-10-10 01:00 | 0 | 251.6849 | 0 | 7.2 | 150
2018-10-10 02:00 | 0 | 257.397 | 0 | 7.2 | 150
2018-10-10 03:00 | 0 | 256.7729 | 0 | 7.2 | 150
2018-10-10 04:00 | 0 | 278.3976 | 0 | 7.2 | 150
2018-10-10 05:00 | 0 | 251.3458 | 0 | 7.2 | 150
2018-10-10 06:00 | 0 | 258.4529 | 0 | 7.2 | 150
2018-10-10 07:00 | 0 | 263.3111 | 0 | 0 | 0
2018-10-10 08:00 | 0 | 246.1312 | 0 | 0 | 0
2018-10-10 09:00 | 0 | 258.5247 | 0 | 0 | 0
2018-10-10 10:00 | 0 | 255.0537 | 0 | 0 | 0
2018-10-10 11:00 | 0 | 254.8545 | 0 | 0 | 0
2018-10-10 12:00 | 0 | 238.2181 | 0 | 0 | 0
2018-10-10 13:00 | 0 | 254.3047 | 0 | 0 | 0
2018-10-10 14:00 | 0 | 255.1563 | 0 | 0 | 0
2018-10-10 15:00 | 0 | 260.1727 | 0 | 0 | 0
2018-10-10 16:00 | 0 | 265.259 | 0 | 0 | 0
2018-10-10 17:00 | 0 | 269.6417 | 0 | 0 | 0
2018-10-10 18:00 | 0 | 272.7941 | 0 | 0 | 0
2018-10-10 19:00 | 0 | 259.9434 | 0 | 0 | 0
2018-10-10 20:00 | 0 | 259.8425 | 0 | 0 | 0
2018-10-10 21:00 | 0 | 264.4522 | 0 | 0 | 0
2018-10-10 22:00 | 0 | 245.5504 | 0 | 0 | 0
2018-10-10 23:00 | 0 | 235.9936 | 0 | 0 | 0
2018-10-11 | 0 | 251.4898 | 0 | 0 | 0
2018-10-11 01:00 | 0 | 251.18 | 0 | 7.2 | 150
2018-10-11 02:00 | 0 | 250.1704 | 0 | 7.2 | 150
2018-10-11 03:00 | 0 | 254.0849 | 0 | 7.2 | 150
2018-10-11 04:00 | 0 | 276.9798 | 0 | 7.2 | 150
2018-10-11 05:00 | 0 | 268.3737 | 0 | 7.2 | 150
2018-10-11 06:00 | 0 | 236.2058 | 0 | 7.2 | 150
2018-10-11 07:00 | 0 | 251.7306 | 0 | 0 | 0
2018-10-11 08:00 | 0 | 246.5108 | 0 | 0 | 0
2018-10-11 09:00 | 0 | 240.2393 | 0 | 0 | 0
2018-10-11 10:00 | 0 | 273.7118 | 0 | 0 | 0
2018-10-11 11:00 | 0 | 268.5041 | 0 | 0 | 0
2018-10-11 12:00 | 0 | 233.8547 | 0 | 0 | 0
2018-10-11 13:00 | 0 | 242.8999 | 0 | 0 | 0
2018-10-11 14:00 | 0 | 262.898 | 0 | 0 | 0
2018-10-11 15:00 | 0 | 281.8982 | 0 | 0 | 0
2018-10-11 16:00 | 0 | 274.1314 | 0 | 0 | 0
2018-10-11 17:00 | 0 | 225.5431 | 0 | 0 | 0
2018-10-11 18:00 | 0 | 251.2372 | 0 | 0 | 0
2018-10-11 19:00 | 0 | 243.903 | 0 | 0 | 0
2018-10-11 20:00 | 0 | 270.7663 | 0 | 0 | 0
2018-10-11 21:00 | 0 | 270.295 | 0 | 0 | 0
2018-10-11 22:00 | 0 | 272.0126 | 0 | 0 | 0
2018-10-11 23:00 | 0 | 269.5933 | 0 | 0 | 0
2018-10-12 | 0 | 283.2273 | 0 | 0 | 0
2018-10-12 01:00 | 0 | 254.4917 | 0 | 7.2 | 150
2018-10-12 02:00 | 0 | 250.8637 | 0 | 7.2 | 150
2018-10-12 03:00 | 0 | 277.6421 | 0 | 7.2 | 150
2018-10-12 04:00 | 0 | 263.5948 | 0 | 7.2 | 150
2018-10-12 05:00 | 0 | 234.4144 | 0 | 7.2 | 150
2018-10-12 06:00 | 0 | 256.4529 | 0 | 7.2 | 150
2018-10-12 07:00 | 0 | 255.624 | 0 | 0 | 0
2018-10-12 08:00 | 0 | 271.9788 | 0 | 0 | 0
2018-10-12 09:00 | 0 | 278.3161 | 0 | 0 | 0
2018-10-12 10:00 | 0 | 252.2927 | 0 | 0 | 0
2018-10-12 11:00 | 0 | 250.3485 | 0 | 0 | 0
2018-10-12 12:00 | 0 | 258.9249 | 0 | 0 | 0
2018-10-12 13:00 | 0 | 256.2245 | 0 | 0 | 0
2018-10-12 14:00 | 0 | 271.0179 | 0 | 0 | 0
2018-10-12 15:00 | 0 | 255.6965 | 0 | 0 | 0
2018-10-12 16:00 | 0 | 247.269 | 0 | 0 | 0
2018-10-12 17:00 | 0 | 265.0627 | 0 | 0 | 0
2018-10-12 18:00 | 0 | 253.5572 | 0 | 0 | 0
2018-10-12 19:00 | 0 | 249.1404 | 0 | 0 | 0
2018-10-12 20:00 | 0 | 262.9714 | 0 | 0 | 0
2018-10-12 21:00 | 0 | 234.2351 | 0 | 0 | 0
2018-10-12 22:00 | 0 | 255.0084 | 0 | 0 | 0
2018-10-12 23:00 | 0 | 224.813 | 0 | 0 | 0
2018-10-13 | 0 | 224.3971 | 0 | 0 | 0
2018-10-13 01:00 | 0 | 0 | 0 | 7.2 | 150
2018-10-13 02:00 | 0 | 0 | 0 | 7.2 | 150
2018-10-13 03:00 | 0 | 0 | 0 | 7.2 | 150
2018-10-13 04:00 | 0 | 0 | 0 | 7.2 | 150
2018-10-13 05:00 | 0 | 0 | 0 | 7.2 | 150
2018-10-13 06:00 | 0 | 0 | 0 | 7.2 | 150
2018-10-13 07:00 | 0 | 0 | 0 | 0 | 0
2018-10-13 08:00 | 0 | 0 | 0 | 0 | 0
2018-10-13 09:00 | 0 | 0 | 0 | 0 | 0
2018-10-13 10:00 | 0 | 0 | 0 | 0 | 0
2018-10-13 11:00 | 0 | 0 | 0 | 0 | 0
2018-10-13 12:00 | 0 | 0 | 0 | 0 | 0
2018-10-13 13:00 | 0 | 0 | 0 | 0 | 0
2018-10-13 14:00 | 0 | 0 | 0 | 0 | 0
2018-10-13 15:00 | 0 | 0 | 0 | 0 | 0
2018-10-13 16:00 | 0 | 0 | 0 | 0 | 0
2018-10-13 17:00 | 0 | 0 | 0 | 0 | 0
2018-10-13 18:00 | 0 | 0 | 0 | 0 | 0
2018-10-13 19:00 | 0 | 0 | 0 | 0 | 0
2018-10-13 20:00 | 0 | 0 | 0 | 0 | 0
2018-10-13 21:00 | 0 | 0 | 0 | 0 | 0
2018-10-13 22:00 | 0 | 0 | 0 | 0 | 0
2018-10-13 23:00 | 0 | 0 | 0 | 0 | 0
2018-10-14 | 0 | 0 | 0 | 0 | 0
2018-10-14 01:00 | 0 | 0 | 0 | 7.2 | 150
2018-10-14 02:00 | 0 | 0 | 0 | 7.2 | 150
2018-10-14 03:00 | 0 | 0 | 0 | 7.2 | 150
2018-10-14 04:00 | 0 | 0 | 0 | 7.2 | 150
2018-10-14 05:00 | 0 | 0 | 0 | 7.2 | 150
2018-10-14 06:00 | 0 | 0 | 0 | 7.2 | 150
2018-10-14 07:00 | 0 | 0 | 0 | 0 | 0
2018-10-14 08:00 | 0 | 0 | 0 | 0 | 0
2018-10-14 09:00 | 0 | 0 | 0 | 0 | 0
2018-10-14 10:00 | 0 | 0 | 0 | 0 | 0
2018-10-14 11:00 | 0 | 0 | 0 | 0 | 0
2018-10-14 12:00 | 0 | 0 | 0 | 0 | 0
2018-10-14 13:00 | 0 | 0 | 0 | 0 | 0
2018-10-14 14:00 | 0 | 0 | 0 | 0 | 0
2018-10-14 15:00 | 0 | 0 | 0 | 0 | 0
2018-10-14 16:00 | 0 | 0 | 0 | 0 | 0
2018-10-14 17:00 | 0 | 0 | 0 | 0 | 0
2018-10-14 18:00 | 0 | 0 | 0 | 0 | 0
2018-10-14 19:00 | 0 | 0 | 0 | 0 | 0
2018-10-14 20:00 | 0 | 0 | 0 | 0 | 0
2018-10-14 21:00 | 0 | 0 | 0 | 0 | 0
2018-10-14 22:00 | 0 | 0 | 0 | 0 | 0
2018-10-14 23:00 | 0 | 0 | 0 | 0 | 0
2018-10-15 | 0 | 0 | 0 | 0 | 0
2018-10-15 01:00 | 0 | 0 | 0 | 7.2 | 150
2018-10-15 02:00 | 0 | 0 | 0 | 7.2 | 150
2018-10-15 03:00 | 0 | 0 | 0 | 7.2 | 150
2018-10-15 04:00 | 0 | 0 | 0 | 7.2 | 150
2018-10-15 05:00 | 0 | 0 | 0 | 7.2 | 150
2018-10-15 06:00 | 0 | 0 | 0 | 7.2 | 150
2018-10-15 07:00 | 0 | 0 | 0 | 0 | 0
2018-10-15 08:00 | 0 | 0 | 0 | 0 | 0
2018-10-15 09:00 | 0 | 0 | 0 | 0 | 0
2018-10-15 10:00 | 0 | 0 | 0 | 0 | 0
2018-10-15 11:00 | 0 | 0 | 0 | 0 | 0
2018-10-15 12:00 | 0 | 0 | 0 | 0 | 0
2018-10-15 13:00 | 0 | 0 | 0 | 0 | 0
2018-10-15 14:00 | 0 | 0 | 0 | 0 | 0
2018-10-15 15:00 | 0 | 0 | 0 | 0 | 0
2018-10-15 16:00 | 0 | 0 | 0 | 0 | 0
2018-10-15 17:00 | 0 | 0 | 0 | 0 | 0
2018-10-15 18:00 | 0 | 0 | 0 | 0 | 0
2018-10-15 19:00 | 0 | 0 | 0 | 0 | 0
2018-10-15 20:00 | 0 | 0 | 0 | 0 | 0
2018-10-15 21:00 | 0 | 0 | 0 | 0 | 0
2018-10-15 22:00 | 0 | 0 | 0 | 0 | 0
2018-10-15 23:00 | 0 | 0 | 0 | 0 | 0
2018-10-16 | 0 | 0 | 0 | 0 | 0
2018-10-16 01:00 | 0 | 0 | 0 | 7.2 | 150
2018-10-16 02:00 | 0 | 0 | 0 | 7.2 | 150
2018-10-16 03:00 | 0 | 0 | 0 | 7.2 | 150
2018-10-16 04:00 | 0 | 0 | 0 | 7.2 | 150
2018-10-16 05:00 | 0 | 0 | 0 | 7.2 | 150
2018-10-16 06:00 | 0 | 0 | 0 | 7.2 | 150
2018-10-16 07:00 | 0 | 0 | 0 | 0 | 0
2018-10-16 08:00 | 0 | 0 | 0 | 0 | 0
2018-10-16 09:00 | 0 | 0 | 0 | 0 | 0
2018-10-16 10:00 | 0 | 0 | 0 | 0 | 0
2018-10-16 11:00 | 0 | 0 | 0 | 0 | 0
2018-10-16 12:00 | 0 | 0 | 0 | 0 | 0
2018-10-16 13:00 | 0 | 0 | 0 | 0 | 0
2018-10-16 14:00 | 0 | 0 | 0 | 0 | 0
2018-10-16 15:00 | 0 | 0 | 0 | 0 | 0
2018-10-16 16:00 | 0 | 0 | 0 | 0 | 0
2018-10-16 17:00 | 0 | 0 | 0 | 0 | 0
2018-10-16 18:00 | 0 | 0 | 0 | 0 | 0
2018-10-16 19:00 | 0 | 0 | 0 | 0 | 0
2018-10-16 20:00 | 0 | 0 | 0 | 0 | 0
2018-10-16 21:00 | 0 | 0 | 0 | 0 | 0
2018-10-16 22:00 | 0 | 0 | 0 | 0 | 0
2018-10-16 23:00 | 0 | 0 | 0 | 0 | 0
2018-10-17 | 0 | 0 | 0 | 0 | 0
2018-10-17 01:00 | 0 | 0 | 0 | 7.2 | 150
2018-10-17 02:00 | 0 | 0 | 0 | 7.2 | 150
2018-10-17 03:00 | 0 | 0 | 0 | 7.2 | 150
2018-10-17 04:00 | 0 | 0 | 0 | 7.2 | 150
2018-10-17 05:00 | 0 | 0 | 0 | 7.2 | 150
2018-10-17 06:00 | 0 | 0 | 0 | 7.2 | 150
2018-10-17 07:00 | 0 | 0 | 0 | 0 | 0
2018-10-17 08:00 | 0 | 0 | 0 | 0 | 0
2018-10-17 09:00 | 0 | 0 | 0 | 0 | 0
2018-10-17 10:00 | 0 | 0 | 0 | 0 | 0
2018-10-17 11:00 | 0 | 0 | 0 | 0 | 0
2018-10-17 12:00 | 0 | 0 | 0 | 0 | 0
2018-10-17 13:00 | 0 | 0 | 0 | 0 | 0
2018-10-17 14:00 | 0 | 0 | 0 | 0 | 0
2018-10-17 15:00 | 0 | 0 | 0 | 0 | 0
2018-10-17 16:00 | 0 | 0 | 0 | 0 | 0
2018-10-17 17:00 | 0 | 0 | 0 | 0 | 0
2018-10-17 18:00 | 0 | 0 | 0 | 0 | 0
2018-10-17 19:00 | 0 | 0 | 0 | 0 | 0
2018-10-17 20:00 | 0 | 0 | 0 | 0 | 0
2018-10-17 21:00 | 0 | 0 | 0 | 0 | 0
2018-10-17 22:00 | 0 | 0 | 0 | 0 | 0
2018-10-17 23:00 | 0 | 0 | 0 | 0 | 0
2018-10-18 | 0 | 0 | 0 | 0 | 0
2018-10-18 01:00 | 0 | 0 | 0 | 7.2 | 150
2018-10-18 02:00 | 0 | 0 | 0 | 7.2 | 150
2018-10-18 03:00 | 0 | 0 | 0 | 7.2 | 150
2018-10-18 04:00 | 0 | 0 | 0 | 7.2 | 150
2018-10-18 05:00 | 0 | 0 | 0 | 7.2 | 150
2018-10-18 06:00 | 0 | 0 | 0 | 7.2 | 150
2018-10-18 07:00 | 0 | 0 | 0 | 0 | 0
2018-10-18 08:00 | 0 | 0 | 0 | 0 | 0
2018-10-18 09:00 | 0 | 0 | 0 | 0 | 0
2018-10-18 10:00 | 0 | 0 | 0 | 0 | 0
2018-10-18 11:00 | 0 | 0 | 0 | 0 | 0
2018-10-18 12:00 | 0 | 0 | 0 | 0 | 0
2018-10-18 13:00 | 0 | 0 | 0 | 0 | 0
2018-10-18 14:00 | 0 | 0 | 0 | 0 | 0
2018-10-18 15:00 | 0 | 0 | 0 | 0 | 0
2018-10-18 16:00 | 0 | 0 | 0 | 0 | 0
2018-10-18 17:00 | 0 | 0 | 0 | 0 | 0
2018-10-18 18:00 | 0 | 0 | 0 | 0 | 0
2018-10-18 19:00 | 0 | 0 | 0 | 0 | 0
2018-10-18 20:00 | 0 | 0 | 0 | 0 | 0
2018-10-18 21:00 | 0 | 0 | 0 | 0 | 0
2018-10-18 22:00 | 0 | 0 | 0 | 0 | 0
2018-10-18 23:00 | 0 | 0 | 0 | 0 | 0
2018-10-19 | 0 | 0 | 195.8358 | 0 | 0
2018-10-19 01:00 | 0 | 0 | 261.732 | 7.2 | 150
2018-10-19 02:00 | 0 | 0 | 236.9996 | 7.2 | 150
2018-10-19 03:00 | 0 | 0 | 266.864 | 7.2 | 150
2018-10-19 04:00 | 0 | 0 | 264.759 | 7.2 | 150
2018-10-19 05:00 | 0 | 0 | 246.886 | 7.2 | 150
2018-10-19 06:00 | 0 | 0 | 233.9979 | 7.2 | 150
2018-10-19 07:00 | 0 | 0 | 266.8535 | 0 | 0
2018-10-19 08:00 | 0 | 0 | 255.0254 | 0 | 0
2018-10-19 09:00 | 0 | 0 | 241.9601 | 0 | 0
2018-10-19 10:00 | 0 | 0 | 265.5106 | 0 | 0
2018-10-19 11:00 | 0 | 0 | 252.3426 | 0 | 0
2018-10-19 12:00 | 0 | 0 | 263.1698 | 0 | 0
2018-10-19 13:00 | 0 | 0 | 248.4631 | 0 | 0
2018-10-19 14:00 | 0 | 0 | 266.2903 | 0 | 0
2018-10-19 15:00 | 0 | 0 | 269.855 | 0 | 0
2018-10-19 16:00 | 0 | 0 | 251.9073 | 0 | 0
2018-10-19 17:00 | 0 | 0 | 252.0383 | 0 | 0
2018-10-19 18:00 | 0 | 0 | 237.0363 | 0 | 0
2018-10-19 19:00 | 0 | 0 | 255.3636 | 0 | 0
2018-10-19 20:00 | 0 | 0 | 253.8176 | 0 | 0
2018-10-19 21:00 | 0 | 0 | 265.2893 | 0 | 0
2018-10-19 22:00 | 0 | 0 | 249.553 | 0 | 0
2018-10-19 23:00 | 0 | 0 | 257.2012 | 0 | 0
2018-10-20 | 0 | 0 | 275.7415 | 0 | 0
2018-10-20 01:00 | 0 | 0 | 283.9289 | 7.2 | 150
2018-10-20 02:00 | 0 | 0 | 265.286 | 7.2 | 150
2018-10-20 03:00 | 0 | 0 | 284.2577 | 7.2 | 150
2018-10-20 04:00 | 0 | 0 | 245.7894 | 7.2 | 150
2018-10-20 05:00 | 0 | 0 | 254.7018 | 7.2 | 150
2018-10-20 06:00 | 0 | 0 | 254.7894 | 7.2 | 150
2018-10-20 07:00 | 0 | 0 | 253.7186 | 0 | 0
2018-10-20 08:00 | 0 | 0 | 250.1104 | 0 | 0
2018-10-20 09:00 | 0 | 0 | 254.1982 | 0 | 0
2018-10-20 10:00 | 0 | 0 | 234.4617 | 0 | 0
2018-10-20 11:00 | 0 | 0 | 262.6022 | 0 | 0
2018-10-20 12:00 | 0 | 0 | 241.6673 | 0 | 0
2018-10-20 13:00 | 0 | 0 | 259.487 | 0 | 0
2018-10-20 14:00 | 0 | 0 | 259.5186 | 0 | 0
2018-10-20 15:00 | 0 | 0 | 266.6163 | 0 | 0
2018-10-20 16:00 | 0 | 0 | 257.5917 | 0 | 0
2018-10-20 17:00 | 0 | 0 | 242.1291 | 0 | 0
2018-10-20 18:00 | 0 | 0 | 248.5538 | 0 | 0
2018-10-20 19:00 | 0 | 0 | 248.8175 | 0 | 0
2018-10-20 20:00 | 0 | 0 | 233.7649 | 0 | 0
2018-10-20 21:00 | 0 | 0 | 241.9013 | 0 | 0
2018-10-20 22:00 | 0 | 0 | 248.964 | 0 | 0
2018-10-20 23:00 | 0 | 0 | 260.2009 | 0 | 0
2018-10-21 | 0 | 0 | 270.0247 | 0 | 0
2018-10-21 01:00 | 0 | 0 | 270.0223 | 7.2 | 150
2018-10-21 02:00 | 0 | 0 | 255.2936 | 7.2 | 150
2018-10-21 03:00 | 0 | 0 | 236.0861 | 7.2 | 150
2018-10-21 04:00 | 0 | 0 | 224.6293 | 7.2 | 150
2018-10-21 05:00 | 0 | 0 | 231.781 | 7.2 | 150
2018-10-21 06:00 | 0 | 0 | 231.2565 | 7.2 | 150
2018-10-21 07:00 | 0 | 0 | 253.616 | 0 | 0
2018-10-21 08:00 | 0 | 0 | 255.1069 | 0 | 0
2018-10-21 09:00 | 0 | 0 | 256.8579 | 0 | 0
2018-10-21 10:00 | 0 | 0 | 234.1099 | 0 | 0
2018-10-21 11:00 | 0 | 0 | 260.3736 | 0 | 0
2018-10-21 12:00 | 0 | 0 | 253.6847 | 0 | 0
2018-10-21 13:00 | 0 | 0 | 253.5035 | 0 | 0
2018-10-21 14:00 | 0 | 0 | 240.6076 | 0 | 0
2018-10-21 15:00 | 0 | 0 | 270.7871 | 0 | 0
2018-10-21 16:00 | 0 | 0 | 261.1526 | 0 | 0
2018-10-21 17:00 | 0 | 0 | 262.0725 | 0 | 0
2018-10-21 18:00 | 0 | 0 | 236.5053 | 0 | 0
2018-10-21 19:00 | 0 | 0 | 237.1324 | 0 | 0
2018-10-21 20:00 | 0 | 0 | 254.9762 | 0 | 0
2018-10-21 21:00 | 0 | 0 | 247.1138 | 0 | 0
2018-10-21 22:00 | 0 | 0 | 304.3891 | 0 | 0
2018-10-21 23:00 | 0 | 0 | 261.9294 | 0 | 0
2018-10-22 | 0 | 0 | 240.8645 | 0 | 0
2018-10-22 01:00 | 0 | 0 | 237.515 | 7.2 | 150
2018-10-22 02:00 | 0 | 0 | 243.0047 | 7.2 | 150
2018-10-22 03:00 | 0 | 0 | 248.2169 | 7.2 | 150
2018-10-22 04:00 | 0 | 0 | 227.2908 | 7.2 | 150
2018-10-22 05:00 | 0 | 0 | 281.4851 | 7.2 | 150
2018-10-22 06:00 | 0 | 0 | 252.3511 | 7.2 | 150
2018-10-22 07:00 | 0 | 0 | 227.2817 | 0 | 0
2018-10-22 08:00 | 0 | 0 | 255.1343 | 0 | 0
2018-10-22 09:00 | 0 | 0 | 241.8951 | 0 | 0
2018-10-22 10:00 | 0 | 0 | 256.319 | 0 | 0
2018-10-22 11:00 | 0 | 0 | 244.1113 | 0 | 0
2018-10-22 12:00 | 0 | 0 | 253.5804 | 0 | 0
2018-10-22 13:00 | 0 | 0 | 242.4604 | 0 | 0
2018-10-22 14:00 | 0 | 0 | 244.1951 | 0 | 0
2018-10-22 15:00 | 0 | 0 | 269.754 | 0 | 0
2018-10-22 16:00 | 0 | 0 | 279.6952 | 0 | 0
2018-10-22 17:00 | 0 | 0 | 252.3802 | 0 | 0
2018-10-22 18:00 | 0 | 0 | 239.7829 | 0 | 0
2018-10-22 19:00 | 0 | 0 | 265.037 | 0 | 0
2018-10-22 20:00 | 0 | 0 | 256.2537 | 0 | 0
2018-10-22 21:00 | 0 | 0 | 265.0617 | 0 | 0
2018-10-22 22:00 | 0 | 0 | 266.6121 | 0 | 0
2018-10-22 23:00 | 0 | 0 | 266.1364 | 0 | 0
2018-10-23 | 0 | 0 | 253.9695 | 0 | 0
2018-10-23 01:00 | 0 | 0 | 263.9948 | 7.2 | 150
2018-10-23 02:00 | 0 | 0 | 258.2627 | 7.2 | 150
2018-10-23 03:00 | 0 | 0 | 232.1733 | 7.2 | 150
2018-10-23 04:00 | 0 | 0 | 265.8766 | 7.2 | 150
2018-10-23 05:00 | 0 | 0 | 224.715 | 7.2 | 150
2018-10-23 06:00 | 0 | 0 | 255.1652 | 7.2 | 150
2018-10-23 07:00 | 0 | 0 | 251.539 | 0 | 0
2018-10-23 08:00 | 0 | 0 | 248.7099 | 0 | 0
2018-10-23 09:00 | 0 | 0 | 249.386 | 0 | 0
2018-10-23 10:00 | 0 | 0 | 261.1677 | 0 | 0
2018-10-23 11:00 | 0 | 0 | 253.1565 | 0 | 0
2018-10-23 12:00 | 0 | 0 | 283.6711 | 0 | 0
2018-10-23 13:00 | 0 | 0 | 251.2142 | 0 | 0
2018-10-23 14:00 | 0 | 0 | 262.8068 | 0 | 0
2018-10-23 15:00 | 0 | 0 | 260.2867 | 0 | 0
2018-10-23 16:00 | 0 | 0 | 253.2516 | 0 | 0
2018-10-23 17:00 | 0 | 0 | 263.6883 | 0 | 0
2018-10-23 18:00 | 0 | 0 | 240.2605 | 0 | 0
2018-10-23 19:00 | 0 | 0 | 235.2777 | 0 | 0
2018-10-23 20:00 | 0 | 0 | 247.1955 | 0 | 0
2018-10-23 21:00 | 0 | 0 | 255.5393 | 0 | 0
2018-10-23 22:00 | 0 | 0 | 239.2046 | 0 | 0
2018-10-23 23:00 | 0 | 0 | 259.0172 | 0 | 0
2018-10-24 | 0 | 0 | 250.9387 | 0 | 0
2018-10-24 01:00 | 0 | 0 | 259.0979 | 7.2 | 150
2018-10-24 02:00 | 0 | 0 | 230.8193 | 7.2 | 150
2018-10-24 03:00 | 0 | 0 | 252.2759 | 7.2 | 150
2018-10-24 04:00 | 0 | 0 | 242.2527 | 7.2 | 150
2018-10-24 05:00 | 0 | 0 | 246.5863 | 7.2 | 150
2018-10-24 06:00 | 0 | 0 | 270.2839 | 7.2 | 150
2018-10-24 07:00 | 0 | 0 | 253.2666 | 0 | 0
2018-10-24 08:00 | 0 | 0 | 267.7941 | 0 | 0
2018-10-24 09:00 | 0 | 0 | 249.9191 | 0 | 0
2018-10-24 10:00 | 0 | 0 | 254.7812 | 0 | 0
2018-10-24 11:00 | 0 | 0 | 264.6342 | 0 | 0
2018-10-24 12:00 | 0 | 0 | 267.5831 | 0 | 0
2018-10-24 13:00 | 0 | 0 | 256.7433 | 0 | 0
2018-10-24 14:00 | 0 | 0 | 246.5413 | 0 | 0
2018-10-24 15:00 | 0 | 0 | 256.9636 | 0 | 0
2018-10-24 16:00 | 0 | 0 | 264.0443 | 0 | 0
2018-10-24 17:00 | 0 | 0 | 259.1068 | 0 | 0
2018-10-24 18:00 | 0 | 0 | 250.2394 | 0 | 0
2018-10-24 19:00 | 0 | 0 | 235.1259 | 0 | 0
2018-10-24 20:00 | 0 | 0 | 253.4547 | 0 | 0
2018-10-24 21:00 | 0 | 0 | 256.7535 | 0 | 0
2018-10-24 22:00 | 0 | 0 | 246.3729 | 0 | 0
2018-10-24 23:00 | 0 | 0 | 252.858 | 0 | 0
2018-10-25 | 0 | 0 | 229.0008 | 0 | 0
2018-10-25 01:00 | 0 | 0 | 242.9181 | 7.2 | 150
2018-10-25 02:00 | 0 | 0 | 256.8203 | 7.2 | 150
2018-10-25 03:00 | 0 | 0 | 271.4636 | 7.2 | 150
2018-10-25 04:00 | 0 | 0 | 254.6752 | 7.2 | 150
2018-10-25 05:00 | 0 | 0 | 248.0629 | 7.2 | 150
2018-10-25 06:00 | 0 | 0 | 263.1717 | 7.2 | 150
2018-10-25 07:00 | 0 | 0 | 255.2807 | 0 | 0
2018-10-25 08:00 | 0 | 0 | 242.014 | 0 | 0
2018-10-25 09:00 | 0 | 0 | 274.8777 | 0 | 0
2018-10-25 10:00 | 0 | 0 | 241.2656 | 0 | 0
2018-10-25 11:00 | 0 | 0 | 270.8608 | 0 | 0
2018-10-25 12:00 | 0 | 0 | 267.5599 | 0 | 0
2018-10-25 13:00 | 0 | 0 | 238.5762 | 0 | 0
2018-10-25 14:00 | 0 | 0 | 258.4087 | 0 | 0
2018-10-25 15:00 | 0 | 0 | 251.9127 | 0 | 0
2018-10-25 16:00 | 0 | 0 | 249.2243 | 0 | 0
2018-10-25 17:00 | 0 | 0 | 278.6555 | 0 | 0
2018-10-25 18:00 | 0 | 0 | 246.461 | 0 | 0
2018-10-25 19:00 | 0 | 0 | 258.7562 | 0 | 0
2018-10-25 20:00 | 0 | 0 | 253.0049 | 0 | 0
2018-10-25 21:00 | 0 | 0 | 267.4234 | 0 | 0
2018-10-25 22:00 | 0 | 0 | 237.2128 | 0 | 0
2018-10-25 23:00 | 0 | 0 | 263.9822 | 0 | 0
2018-10-26 | 0 | 0 | 261.2892 | 0 | 0
2018-10-26 01:00 | 0 | 0 | 252.2552 | 7.2 | 150
2018-10-26 02:00 | 0 | 0 | 249.7844 | 7.2 | 150
2018-10-26 03:00 | 0 | 0 | 235.6355 | 7.2 | 150
2018-10-26 04:00 | 0 | 0 | 254.0167 | 7.2 | 150
2018-10-26 05:00 | 0 | 0 | 232.4288 | 7.2 | 150
2018-10-26 06:00 | 0 | 0 | 234.9082 | 7.2 | 150
2018-10-26 07:00 | 0 | 0 | 232.2018 | 0 | 0
2018-10-26 08:00 | 0 | 0 | 252.206 | 0 | 0
2018-10-26 09:00 | 0 | 0 | 250.5837 | 0 | 0
2018-10-26 10:00 | 0 | 0 | 296.153 | 0 | 0
2018-10-26 11:00 | 0 | 0 | 249.8396 | 0 | 0
2018-10-26 12:00 | 0 | 0 | 248.3653 | 0 | 0
2018-10-26 13:00 | 0 | 0 | 252.3616 | 0 | 0
2018-10-26 14:00 | 0 | 0 | 244.2516 | 0 | 0
2018-10-26 15:00 | 0 | 0 | 253.8511 | 0 | 0
2018-10-26 16:00 | 0 | 0 | 244.8115 | 0 | 0
2018-10-26 17:00 | 0 | 0 | 245.6273 | 0 | 0
2018-10-26 18:00 | 0 | 0 | 239.4794 | 0 | 0
2018-10-26 19:00 | 0 | 0 | 265.8252 | 0 | 0
2018-10-26 20:00 | 0 | 0 | 234.2247 | 0 | 0
2018-10-26 21:00 | 0 | 0 | 235.7461 | 0 | 0
2018-10-26 22:00 | 0 | 0 | 258.6132 | 0 | 0
2018-10-26 23:00 | 0 | 0 | 250.615 | 0 | 0
2018-10-27 | 0 | 0 | 267.0586 | 0 | 0
2018-10-27 01:00 | 0 | 0 | 242.9074 | 7.2 | 150
2018-10-27 02:00 | 0 | 0 | 254.194 | 7.2 | 150
2018-10-27 03:00 | 0 | 0 | 263.5578 | 7.2 | 150
2018-10-27 04:00 | 0 | 0 | 246.6952 | 7.2 | 150
2018-10-27 05:00 | 0 | 0 | 267.6269 | 7.2 | 150
2018-10-27 06:00 | 0 | 0 | 228.1202 | 7.2 | 150
2018-10-27 07:00 | 0 | 0 | 254.0239 | 0 | 0
2018-10-27 08:00 | 0 | 0 | 234.8222 | 0 | 0
2018-10-27 09:00 | 0 | 0 | 245.4559 | 0 | 0
2018-10-27 10:00 | 0 | 0 | 252.8372 | 0 | 0
2018-10-27 11:00 | 0 | 0 | 242.7766 | 0 | 0
2018-10-27 12:00 | 0 | 0 | 264.2256 | 0 | 0
2018-10-27 13:00 | 0 | 0 | 254.9303 | 0 | 0
2018-10-27 14:00 | 0 | 0 | 213.1651 | 0 | 0
2018-10-27 15:00 | 0 | 0 | 243.1517 | 0 | 0
2018-10-27 16:00 | 0 | 0 | 243.5016 | 0 | 0
2018-10-27 17:00 | 0 | 0 | 270.8818 | 0 | 0
2018-10-27 18:00 | 0 | 0 | 259.3866 | 0 | 0
2018-10-27 19:00 | 0 | 0 | 241.9165 | 0 | 0
2018-10-27 20:00 | 0 | 0 | 247.8954 | 0 | 0
2018-10-27 21:00 | 0 | 0 | 249.8473 | 0 | 0
2018-10-27 22:00 | 0 | 0 | 255.0841 | 0 | 0
2018-10-27 23:00 | 0 | 0 | 248.5126 | 0 | 0
2018-10-28 | 0 | 0 | 146.5242 | 0 | 0
2018-10-28 01:00 | 0 | 0 | 0 | 7.2 | 150
2018-10-28 02:00 | 0 | 0 | 0 | 7.2 | 150
2018-10-28 03:00 | 0 | 0 | 0 | 7.2 | 150
2018-10-28 04:00 | 0 | 0 | 0 | 7.2 | 150
2018-10-28 05:00 | 0 | 0 | 0 | 7.2 | 150
2018-10-28 06:00 | 0 | 0 | 0 | 7.2 | 150
2018-10-28 07:00 | 0 | 0 | 0 | 0 | 0
2018-10-28 08:00 | 0 | 0 | 0 | 0 | 0
2018-10-28 09:00 | 0 | 0 | 0 | 0 | 0
2018-10-28 10:00 | 0 | 0 | 0 | 0 | 0
2018-10-28 11:00 | 0 | 0 | 0 | 0 | 0
2018-10-28 12:00 | 0 | 0 | 0 | 0 | 0
2018-10-28 13:00 | 0 | 0 | 0 | 0 | 0
2018-10-28 14:00 | 0 | 0 | 0 | 0 | 0
2018-10-28 15:00 | 0 | 0 | 0 | 0 | 0
2018-10-28 16:00 | 0 | 0 | 0 | 0 | 0
2018-10-28 17:00 | 0 | 0 | 0 | 0 | 0
2018-10-28 18:00 | 0 | 0 | 0 | 0 | 0
2018-10-28 19:00 | 0 | 0 | 0 | 0 | 0
2018-10-28 20:00 | 0 | 0 | 0 | 0 | 0
2018-10-28 21:00 | 0 | 0 | 0 | 0 | 0
2018-10-28 22:00 | 0 | 0 | 0 | 0 | 0
2018-10-28 23:00 | 0 | 0 | 0 | 0 | 0
2018-10-29 | 0 | 0 | 0 | 0 | 0
2018-10-29 01:00 | 0 | 0 | 0 | 7.2 | 150
2018-10-29 02:00 | 0 | 0 | 0 | 7.2 | 150
2018-10-29 03:00 | 0 | 0 | 0 | 7.2 | 150
2018-10-29 04:00 | 0 | 0 | 0 | 7.2 | 150
2018-10-29 05:00 | 0 | 0 | 0 | 7.2 | 150
2018-10-29 06:00 | 0 | 0 | 0 | 7.2 | 150
2018-10-29 07:00 | 0 | 0 | 0 | 0 | 0
2018-10-29 08:00 | 0 | 0 | 0 | 0 | 0
2018-10-29 09:00 | 0 | 0 | 0 | 0 | 0
2018-10-29 10:00 | 0 | 0 | 0 | 0 | 0
2018-10-29 11:00 | 0 | 0 | 0 | 0 | 0
2018-10-29 12:00 | 0 | 0 | 0 | 0 | 0
2018-10-29 13:00 | 0 | 0 | 0 | 0 | 0
2018-10-29 14:00 | 0 | 0 | 0 | 0 | 0
2018-10-29 15:00 | 0 | 0 | 0 | 0 | 0
2018-10-29 16:00 | 0 | 0 | 0 | 0 | 0
2018-10-29 17:00 | 0 | 0 | 0 | 0 | 0
2018-10-29 18:00 | 0 | 0 | 0 | 0 | 0
2018-10-29 19:00 | 0 | 0 | 0 | 0 | 0
2018-10-29 20:00 | 0 | 0 | 0 | 0 | 0
2018-10-29 21:00 | 0 | 0 | 0 | 0 | 0
2018-10-29 22:00 | 0 | 0 | 0 | 0 | 0
2018-10-29 23:00 | 0 | 0 | 0 | 0 | 0
2018-10-30 | 0 | 0 | 0 | 0 | 0
2018-10-30 01:00 | 0 | 0 | 0 | 7.2 | 150
2018-10-30 02:00 | 0 | 0 | 0 | 7.2 | 150
2018-10-30 03:00 | 0 | 0 | 0 | 7.2 | 150
2018-10-30 04:00 | 0 | 0 | 0 | 7.2 | 150
2018-10-30 05:00 | 0 | 0 | 0 | 7.2 | 150
2018-10-30 06:00 | 0 | 0 | 0 | 7.2 | 150
2018-10-30 07:00 | 0 | 0 | 0 | 0 | 0
2018-10-30 08:00 | 0 | 0 | 0 | 0 | 0
2018-10-30 09:00 | 0 | 0 | 0 | 0 | 0
2018-10-30 10:00 | 0 | 0 | 0 | 0 | 0
2018-10-30 11:00 | 0 | 0 | 0 | 0 | 0
2018-10-30 12:00 | 0 | 0 | 0 | 0 | 0
2018-10-30 13:00 | 0 | 0 | 0 | 0 | 0
2018-10-30 14:00 | 0 | 0 | 0 | 0 | 0
2018-10-30 15:00 | 0 | 0 | 0 | 0 | 0
2018-10-30 16:00 | 0 | 0 | 0 | 0 | 0
2018-10-30 17:00 | 0 | 0 | 0 | 0 | 0
2018-10-30 18:00 | 0 | 0 | 0 | 0 | 0
2018-10-30 19:00 | 0 | 0 | 0 | 0 | 0
2018-10-30 20:00 | 0 | 0 | 0 | 0 | 0
2018-10-30 21:00 | 0 | 0 | 0 | 0 | 0
2018-10-30 22:00 | 0 | 0 | 0 | 0 | 0
2018-10-30 23:00 | 0 | 0 | 0 | 0 | 0
2018-10-31 | 0 | 0 | 0 | 0 | 0
2018-10-31 01:00 | 0 | 0 | 0 | 7.2 | 150
2018-10-31 02:00 | 0 | 0 | 0 | 7.2 | 150
2018-10-31 03:00 | 0 | 0 | 0 | 7.2 | 150
2018-10-31 04:00 | 0 | 0 | 0 | 7.2 | 150
2018-10-31 05:00 | 0 | 0 | 0 | 7.2 | 150
2018-10-31 06:00 | 0 | 0 | 0 | 7.2 | 150
2018-10-31 07:00 | 0 | 0 | 0 | 0 | 0
2018-10-31 08:00 | 0 | 0 | 0 | 0 | 0
2018-10-31 09:00 | 0 | 0 | 0 | 0 | 0
2018-10-31 10:00 | 0 | 0 | 0 | 0 | 0
2018-10-31 11:00 | 0 | 0 | 0 | 0 | 0
2018-10-31 12:00 | 0 | 0 | 0 | 0 | 0
2018-10-31 13:00 | 0 | 0 | 0 | 0 | 0
2018-10-31 14:00 | 0 | 0 | 0 | 0 | 0
2018-10-31 15:00 | 0 | 0 | 0 | 0 | 0
2018-10-31 16:00 | 0 | 0 | 0 | 0 | 0
2018-10-31 17:00 | 0 | 0 | 0 | 0 | 0
2018-10-31 18:00 | 0 | 0 | 0 | 0 | 0
2018-10-31 19:00 | 0 | 0 | 0 | 0 | 0
2018-10-31 20:00 | 0 | 0 | 0 | 0 | 0
2018-10-31 21:00 | 0 | 0 | 0 | 0 | 0
2018-10-31 22:00 | 0 | 0 | 0 | 0 | 0
2018-10-31 23:00 | 0 | 0 | 0 | 0 | 0
2018-11-01 | 0 | 0 | 0 | 0 | 0
2018-11-01 01:00 | 0 | 0 | 0 | 7.2 | 150
2018-11-01 02:00 | 0 | 0 | 0 | 7.2 | 150
2018-11-01 03:00 | 0 | 0 | 0 | 7.2 | 150
2018-11-01 04:00 | 0 | 0 | 0 | 7.2 | 150
2018-11-01 05:00 | 0 | 0 | 0 | 7.2 | 150
2018-11-01 06:00 | 0 | 0 | 0 | 7.2 | 150
2018-11-01 07:00 | 0 | 0 | 0 | 0 | 0
2018-11-01 08:00 | 0 | 0 | 0 | 0 | 0
2018-11-01 09:00 | 0 | 0 | 0 | 0 | 0
2018-11-01 10:00 | 0 | 0 | 0 | 0 | 0
2018-11-01 11:00 | 0 | 0 | 0 | 0 | 0
2018-11-01 12:00 | 0 | 0 | 0 | 0 | 0
2018-11-01 13:00 | 0 | 0 | 0 | 0 | 0
2018-11-01 14:00 | 0 | 0 | 0 | 0 | 0
2018-11-01 15:00 | 0 | 0 | 0 | 0 | 0
2018-11-01 16:00 | 0 | 0 | 0 | 0 | 0
2018-11-01 17:00 | 0 | 0 | 0 | 0 | 0
2018-11-01 18:00 | 0 | 0 | 0 | 0 | 0
2018-11-01 19:00 | 0 | 0 | 0 | 0 | 0
2018-11-01 20:00 | 0 | 0 | 0 | 0 | 0
2018-11-01 21:00 | 0 | 0 | 0 | 0 | 0
2018-11-01 22:00 | 0 | 0 | 0 | 0 | 0
2018-11-01 23:00 | 0 | 0 | 0 | 0 | 0
2018-11-02 | 0 | 0 | 0 | 0 | 0
2018-11-02 01:00 | 0 | 0 | 0 | 7.2 | 150
2018-11-02 02:00 | 0 | 0 | 0 | 7.2 | 150
2018-11-02 03:00 | 0 | 0 | 0 | 7.2 | 150
2018-11-02 04:00 | 0 | 0 | 0 | 7.2 | 150
2018-11-02 05:00 | 0 | 0 | 0 | 7.2 | 150
2018-11-02 06:00 | 0 | 0 | 0 | 7.2 | 150
2018-11-02 07:00 | 0 | 0 | 0 | 0 | 0
2018-11-02 08:00 | 0 | 0 | 0 | 0 | 0
2018-11-02 09:00 | 0 | 0 | 0 | 0 | 0
2018-11-02 10:00 | 0 | 0 | 0 | 0 | 0
2018-11-02 11:00 | 0 | 0 | 0 | 0 | 0
2018-11-02 12:00 | 0 | 0 | 0 | 0 | 0
2018-11-02 13:00 | 0 | 0 | 0 | 0 | 0
2018-11-02 14:00 | 0 | 0 | 0 | 0 | 0
2018-11-02 15:00 | 0 | 0 | 0 | 0 | 0
2018-11-02 16:00 | 0 | 0 | 0 | 0 | 0
2018-11-02 17:00 | 0 | 0 | 0 | 0 | 0
2018-11-02 18:00 | 0 | 0 | 0 | 0 | 0
2018-11-02 19:00 | 0 | 0 | 0 | 0 | 0
2018-11-02 20:00 | 0 | 0 | 0 | 0 | 0
2018-11-02 21:00 | 0 | 0 | 0 | 0 | 0
2018-11-02 22:00 | 0 | 0 | 0 | 0 | 0
2018-11-02 23:00 | 0 | 0 | 0 | 0 | 0
2018-11-03 | 0 | 0 | 0 | 0 | 0
2018-11-03 01:00 | 0 | 0 | 0 | 7.2 | 150
2018-11-03 02:00 | 0 | 0 | 0 | 7.2 | 150
2018-11-03 03:00 | 0 | 0 | 0 | 7.2 | 150
2018-11-03 04:00 | 0 | 0 | 0 | 7.2 | 150
2018-11-03 05:00 | 0 | 0 | 0 | 7.2 | 150
2018-11-03 06:00 | 0 | 0 | 0 | 7.2 | 150
2018-11-03 07:00 | 0 | 0 | 0 | 0 | 0
2018-11-03 08:00 | 0 | 0 | 0 | 0 | 0
2018-11-03 09:00 | 0 | 0 | 0 | 0 | 0
2018-11-03 10:00 | 0 | 0 | 0 | 0 | 0
2018-11-03 11:00 | 0 | 0 | 0 | 0 | 0
2018-11-03 12:00 | 0 | 0 | 0 | 0 | 0
2018-11-03 13:00 | 0 | 0 | 0 | 0 | 0
2018-11-03 14:00 | 0 | 0 | 0 | 0 | 0
2018-11-03 15:00 | 0 | 0 | 0 | 0 | 0
2018-11-03 16:00 | 0 | 0 | 0 | 0 | 0
2018-11-03 17:00 | 0 | 0 | 0 | 0 | 0
2018-11-03 18:00 | 0 | 0 | 0 | 0 | 0
2018-11-03 19:00 | 0 | 0 | 0 | 0 | 0
2018-11-03 20:00 | 0 | 0 | 0 | 0 | 0
2018-11-03 21:00 | 0 | 0 | 0 | 0 | 0
2018-11-03 22:00 | 0 | 0 | 0 | 0 | 0
2018-11-03 23:00 | 0 | 0 | 0 | 0 | 0
2018-11-04 | 0 | 0 | 0 | 0 | 0
2018-11-04 01:00 | 0 | 0 | 0 | 7.2 | 150
2018-11-04 02:00 | 0 | 0 | 0 | 7.2 | 150
2018-11-04 03:00 | 0 | 0 | 0 | 7.2 | 150
2018-11-04 04:00 | 0 | 0 | 0 | 7.2 | 150
2018-11-04 05:00 | 0 | 0 | 0 | 7.2 | 150
2018-11-04 06:00 | 0 | 0 | 0 | 7.2 | 150
2018-11-04 07:00 | 0 | 0 | 0 | 0 | 0
2018-11-04 08:00 | 0 | 0 | 0 | 0 | 0
2018-11-04 09:00 | 0 | 0 | 0 | 0 | 0
2018-11-04 10:00 | 0 | 0 | 0 | 0 | 0
2018-11-04 11:00 | 0 | 0 | 0 | 0 | 0
2018-11-04 12:00 | 0 | 0 | 0 | 0 | 0
2018-11-04 13:00 | 0 | 0 | 0 | 0 | 0
2018-11-04 14:00 | 0 | 0 | 0 | 0 | 0
2018-11-04 15:00 | 0 | 0 | 0 | 0 | 0
2018-11-04 16:00 | 0 | 0 | 0 | 0 | 0
2018-11-04 17:00 | 0 | 0 | 0 | 0 | 0
2018-11-04 18:00 | 0 | 0 | 0 | 0 | 0
2018-11-04 19:00 | 109.5879 | 0 | 0 | 0 | 0
2018-11-04 20:00 | 260.5477 | 0 | 0 | 0 | 0
2018-11-04 21:00 | 250.1075 | 0 | 0 | 0 | 0
2018-11-04 22:00 | 264.8576 | 0 | 0 | 0 | 0
2018-11-04 23:00 | 260.4344 | 0 | 0 | 0 | 0
2018-11-05 | 255.4592 | 0 | 0 | 0 | 0
2018-11-05 01:00 | 239.3843 | 0 | 0 | 7.2 | 150
2018-11-05 02:00 | 241.5032 | 0 | 0 | 7.2 | 150
2018-11-05 03:00 | 254.6616 | 0 | 0 | 7.2 | 150
2018-11-05 04:00 | 258.911 | 0 | 0 | 7.2 | 150
2018-11-05 05:00 | 267.3419 | 0 | 0 | 7.2 | 150
2018-11-05 06:00 | 262.7114 | 0 | 0 | 7.2 | 150
2018-11-05 07:00 | 268.5372 | 0 | 0 | 0 | 0
2018-11-05 08:00 | 250.0735 | 0 | 0 | 0 | 0
2018-11-05 09:00 | 249.064 | 0 | 0 | 0 | 0
2018-11-05 10:00 | 248.3438 | 0 | 0 | 0 | 0
2018-11-05 11:00 | 262.8087 | 0 | 0 | 0 | 0
2018-11-05 12:00 | 254.5565 | 0 | 0 | 0 | 0
2018-11-05 13:00 | 256.2078 | 0 | 0 | 0 | 0
2018-11-05 14:00 | 256.3043 | 0 | 0 | 0 | 0
2018-11-05 15:00 | 280.3436 | 0 | 0 | 0 | 0
2018-11-05 16:00 | 252.245 | 0 | 0 | 0 | 0
2018-11-05 17:00 | 264.251 | 0 | 0 | 0 | 0
2018-11-05 18:00 | 260.4118 | 0 | 0 | 0 | 0
2018-11-05 19:00 | 256.8407 | 0 | 0 | 0 | 0
2018-11-05 20:00 | 277.6457 | 0 | 0 | 0 | 0
2018-11-05 21:00 | 256.5286 | 0 | 0 | 0 | 0
2018-11-05 22:00 | 242.0293 | 0 | 0 | 0 | 0
2018-11-05 23:00 | 251.9556 | 0 | 0 | 0 | 0
2018-11-06 | 259.7633 | 0 | 0 | 0 | 0
2018-11-06 01:00 | 285.3561 | 0 | 0 | 7.2 | 150
2018-11-06 02:00 | 247.062 | 0 | 0 | 7.2 | 150
2018-11-06 03:00 | 261.5189 | 0 | 0 | 7.2 | 150
2018-11-06 04:00 | 242.7899 | 0 | 0 | 7.2 | 150
2018-11-06 05:00 | 253.4695 | 0 | 0 | 7.2 | 150
2018-11-06 06:00 | 253.3011 | 0 | 0 | 7.2 | 150
2018-11-06 07:00 | 235.0478 | 0 | 0 | 0 | 0
2018-11-06 08:00 | 244.832 | 0 | 0 | 0 | 0
2018-11-06 09:00 | 253.8108 | 0 | 0 | 0 | 0
2018-11-06 10:00 | 234.2959 | 0 | 0 | 0 | 0
2018-11-06 11:00 | 243.1896 | 0 | 0 | 0 | 0
2018-11-06 12:00 | 275.7412 | 0 | 0 | 0 | 0
2018-11-06 13:00 | 223.4326 | 0 | 0 | 0 | 0
2018-11-06 14:00 | 229.5904 | 0 | 0 | 0 | 0
2018-11-06 15:00 | 248.3287 | 0 | 0 | 0 | 0
2018-11-06 16:00 | 251.6503 | 0 | 0 | 0 | 0
2018-11-06 17:00 | 267.7255 | 0 | 0 | 0 | 0
2018-11-06 18:00 | 241.93 | 0 | 0 | 0 | 0
2018-11-06 19:00 | 275.0336 | 0 | 0 | 0 | 0
2018-11-06 20:00 | 252.0408 | 0 | 0 | 0 | 0
2018-11-06 21:00 | 279.2773 | 0 | 0 | 0 | 0
2018-11-06 22:00 | 280.3677 | 0 | 0 | 0 | 0
2018-11-06 23:00 | 257.4599 | 0 | 0 | 0 | 0
2018-11-07 | 257.6651 | 0 | 0 | 0 | 0
2018-11-07 01:00 | 269.5308 | 0 | 0 | 7.2 | 150
2018-11-07 02:00 | 269.0842 | 0 | 0 | 7.2 | 150
2018-11-07 03:00 | 264.3436 | 0 | 0 | 7.2 | 150
2018-11-07 04:00 | 256.4528 | 0 | 0 | 7.2 | 150
2018-11-07 05:00 | 245.8181 | 0 | 0 | 7.2 | 150
2018-11-07 06:00 | 239.8166 | 0 | 0 | 7.2 | 150
2018-11-07 07:00 | 258.0513 | 0 | 0 | 0 | 0
2018-11-07 08:00 | 250.4521 | 0 | 0 | 0 | 0
2018-11-07 09:00 | 261.3204 | 0 | 0 | 0 | 0
2018-11-07 10:00 | 250.4578 | 0 | 0 | 0 | 0
2018-11-07 11:00 | 246.7485 | 0 | 0 | 0 | 0
2018-11-07 12:00 | 252.213 | 0 | 0 | 0 | 0
2018-11-07 13:00 | 261.7919 | 0 | 0 | 0 | 0
2018-11-07 14:00 | 247.4332 | 0 | 0 | 0 | 0
2018-11-07 15:00 | 241.3982 | 0 | 0 | 0 | 0
2018-11-07 16:00 | 258.6575 | 0 | 0 | 0 | 0
2018-11-07 17:00 | 261.8369 | 0 | 0 | 0 | 0
2018-11-07 18:00 | 255.1834 | 0 | 0 | 0 | 0
2018-11-07 19:00 | 246.5275 | 0 | 0 | 0 | 0
2018-11-07 20:00 | 274.7643 | 0 | 0 | 0 | 0
2018-11-07 21:00 | 266.1271 | 0 | 0 | 0 | 0
2018-11-07 22:00 | 264.024 | 0 | 0 | 0 | 0
2018-11-07 23:00 | 258.7632 | 0 | 0 | 0 | 0
2018-11-08 | 254.8825 | 0 | 0 | 0 | 0
2018-11-08 01:00 | 265.3566 | 0 | 0 | 7.2 | 150
2018-11-08 02:00 | 257.1169 | 0 | 0 | 7.2 | 150
2018-11-08 03:00 | 248.6023 | 0 | 0 | 7.2 | 150
2018-11-08 04:00 | 239.3386 | 0 | 0 | 7.2 | 150
2018-11-08 05:00 | 243.4786 | 0 | 0 | 7.2 | 150
2018-11-08 06:00 | 238.865 | 0 | 0 | 7.2 | 150
2018-11-08 07:00 | 256.2676 | 0 | 0 | 0 | 0
2018-11-08 08:00 | 270.7106 | 0 | 0 | 0 | 0
2018-11-08 09:00 | 228.5199 | 0 | 0 | 0 | 0
2018-11-08 10:00 | 271.2659 | 0 | 0 | 0 | 0
2018-11-08 11:00 | 275.7855 | 0 | 0 | 0 | 0
2018-11-08 12:00 | 249.3702 | 0 | 0 | 0 | 0
2018-11-08 13:00 | 248.6822 | 0 | 0 | 0 | 0
2018-11-08 14:00 | 255.7654 | 0 | 0 | 0 | 0
2018-11-08 15:00 | 269.2152 | 0 | 0 | 0 | 0
2018-11-08 16:00 | 245.9102 | 0 | 0 | 0 | 0
2018-11-08 17:00 | 246.254 | 0 | 0 | 0 | 0
2018-11-08 18:00 | 244.9669 | 0 | 0 | 0 | 0
2018-11-08 19:00 | 280.3518 | 0 | 0 | 0 | 0
2018-11-08 20:00 | 222.9628 | 0 | 0 | 0 | 0
2018-11-08 21:00 | 250.1119 | 0 | 0 | 0 | 0
2018-11-08 22:00 | 247.7835 | 0 | 0 | 0 | 0
2018-11-08 23:00 | 245.8184 | 0 | 0 | 0 | 0
2018-11-09 | 288.699 | 0 | 0 | 0 | 0
2018-11-09 01:00 | 257.5813 | 0 | 0 | 7.2 | 150
2018-11-09 02:00 | 235.8518 | 0 | 0 | 7.2 | 150
2018-11-09 03:00 | 239.831 | 0 | 0 | 7.2 | 150
2018-11-09 04:00 | 270.2161 | 0 | 0 | 7.2 | 150
2018-11-09 05:00 | 244.345 | 0 | 0 | 7.2 | 150
2018-11-09 06:00 | 267.373 | 0 | 0 | 7.2 | 150
2018-11-09 07:00 | 272.8875 | 0 | 0 | 0 | 0
2018-11-09 08:00 | 232.4447 | 0 | 0 | 0 | 0
2018-11-09 09:00 | 255.1857 | 0 | 0 | 0 | 0
2018-11-09 10:00 | 259.188 | 0 | 0 | 0 | 0
2018-11-09 11:00 | 244.1279 | 0 | 0 | 0 | 0
2018-11-09 12:00 | 249.0497 | 0 | 0 | 0 | 0
2018-11-09 13:00 | 227.0362 | 0 | 0 | 0 | 0
2018-11-09 14:00 | 265.6929 | 0 | 0 | 0 | 0
2018-11-09 15:00 | 246.4523 | 0 | 0 | 0 | 0
2018-11-09 16:00 | 242.7897 | 0 | 0 | 0 | 0
2018-11-09 17:00 | 281.2958 | 0 | 0 | 0 | 0
2018-11-09 18:00 | 257.8145 | 0 | 0 | 0 | 0
2018-11-09 19:00 | 270.2601 | 0 | 0 | 0 | 0
2018-11-09 20:00 | 251.0956 | 0 | 0 | 0 | 0
2018-11-09 21:00 | 239.3628 | 0 | 0 | 0 | 0
2018-11-09 22:00 | 262.1561 | 0 | 0 | 0 | 0
2018-11-09 23:00 | 225.3316 | 0 | 0 | 0 | 0
2018-11-10 | 254.9184 | 0 | 0 | 0 | 0
2018-11-10 01:00 | 263.1464 | 0 | 0 | 7.2 | 150
2018-11-10 02:00 | 268.1702 | 0 | 0 | 7.2 | 150
2018-11-10 03:00 | 262.5486 | 0 | 0 | 7.2 | 150
2018-11-10 04:00 | 258.1734 | 0 | 0 | 7.2 | 150
2018-11-10 05:00 | 266.0067 | 0 | 0 | 7.2 | 150
2018-11-10 06:00 | 238.4508 | 0 | 0 | 7.2 | 150
2018-11-10 07:00 | 263.9803 | 0 | 0 | 0 | 0
2018-11-10 08:00 | 237.672 | 0 | 0 | 0 | 0
2018-11-10 09:00 | 267.7174 | 0 | 0 | 0 | 0
2018-11-10 10:00 | 259.4916 | 0 | 0 | 0 | 0
2018-11-10 11:00 | 256.0978 | 0 | 0 | 0 | 0
2018-11-10 12:00 | 251.5377 | 0 | 0 | 0 | 0
2018-11-10 13:00 | 259.671 | 0 | 0 | 0 | 0
2018-11-10 14:00 | 258.1075 | 0 | 0 | 0 | 0
2018-11-10 15:00 | 244.637 | 0 | 0 | 0 | 0
2018-11-10 16:00 | 253.2799 | 0 | 0 | 0 | 0
2018-11-10 17:00 | 269.1983 | 0 | 0 | 0 | 0
2018-11-10 18:00 | 245.5975 | 0 | 0 | 0 | 0
2018-11-10 19:00 | 242.2343 | 0 | 0 | 0 | 0
2018-11-10 20:00 | 277.8881 | 0 | 0 | 0 | 0
2018-11-10 21:00 | 261.5401 | 0 | 0 | 0 | 0
2018-11-10 22:00 | 270.8679 | 0 | 0 | 0 | 0
2018-11-10 23:00 | 254.9845 | 0 | 0 | 0 | 0
2018-11-11 | 248.9749 | 0 | 0 | 0 | 0
2018-11-11 01:00 | 250.058 | 0 | 0 | 7.2 | 150
2018-11-11 02:00 | 242.6142 | 0 | 0 | 7.2 | 150
2018-11-11 03:00 | 240.313 | 0 | 0 | 7.2 | 150
2018-11-11 04:00 | 232.9003 | 0 | 0 | 7.2 | 150
2018-11-11 05:00 | 250.2809 | 0 | 0 | 7.2 | 150
2018-11-11 06:00 | 248.2215 | 0 | 0 | 7.2 | 150
2018-11-11 07:00 | 266.0929 | 0 | 0 | 0 | 0
2018-11-11 08:00 | 255.7447 | 0 | 0 | 0 | 0
2018-11-11 09:00 | 238.915 | 0 | 0 | 0 | 0
2018-11-11 10:00 | 249.3902 | 0 | 0 | 0 | 0
2018-11-11 11:00 | 250.0412 | 0 | 0 | 0 | 0
2018-11-11 12:00 | 263.9656 | 0 | 0 | 0 | 0
2018-11-11 13:00 | 258.2479 | 0 | 0 | 0 | 0
2018-11-11 14:00 | 254.997 | 0 | 0 | 0 | 0
2018-11-11 15:00 | 253.6256 | 0 | 0 | 0 | 0
2018-11-11 16:00 | 266.9111 | 0 | 0 | 0 | 0
2018-11-11 17:00 | 252.1232 | 0 | 0 | 0 | 0
2018-11-11 18:00 | 265.9039 | 0 | 0 | 0 | 0
2018-11-11 19:00 | 254.6487 | 0 | 0 | 0 | 0
2018-11-11 20:00 | 256.539 | 0 | 0 | 0 | 0
2018-11-11 21:00 | 236.7436 | 0 | 0 | 0 | 0
2018-11-11 22:00 | 243.4574 | 0 | 0 | 0 | 0
2018-11-11 23:00 | 267.2087 | 0 | 0 | 0 | 0
2018-11-12 | 247.313 | 0 | 0 | 0 | 0
2018-11-12 01:00 | 246.5389 | 0 | 0 | 7.2 | 150
2018-11-12 02:00 | 249.1671 | 0 | 0 | 7.2 | 150
2018-11-12 03:00 | 261.8632 | 0 | 0 | 7.2 | 150
2018-11-12 04:00 | 249.4705 | 117.4325 | 0 | 7.2 | 150
2018-11-12 05:00 | 252.3527 | 253.0218 | 0 | 7.2 | 150
2018-11-12 06:00 | 283.4383 | 245.399 | 0 | 7.2 | 150
2018-11-12 07:00 | 240.9912 | 249.734 | 0 | 0 | 0
2018-11-12 08:00 | 259.4849 | 249.7812 | 0 | 0 | 0
2018-11-12 09:00 | 245.9292 | 265.5933 | 0 | 0 | 0
2018-11-12 10:00 | 226.1837 | 264.6971 | 0 | 0 | 0
2018-11-12 11:00 | 249.4354 | 252.7692 | 0 | 0 | 0
2018-11-12 12:00 | 265.3537 | 251.7013 | 0 | 0 | 0
2018-11-12 13:00 | 249.4931 | 263.553 | 0 | 0 | 0
2018-11-12 14:00 | 254.7334 | 226.1689 | 0 | 0 | 0
2018-11-12 15:00 | 257.1475 | 242.5801 | 0 | 0 | 0
2018-11-12 16:00 | 254.0086 | 247.5956 | 0 | 0 | 0
2018-11-12 17:00 | 258.4298 | 277.6724 | 0 | 0 | 0
2018-11-12 18:00 | 264.2577 | 254.747 | 0 | 0 | 0
2018-11-12 19:00 | 264.8485 | 260.5303 | 0 | 0 | 0
2018-11-12 20:00 | 252.1073 | 275.9065 | 0 | 0 | 0
2018-11-12 21:00 | 233.7273 | 263.7151 | 0 | 0 | 0
2018-11-12 22:00 | 245.5868 | 249.4657 | 0 | 0 | 0
2018-11-12 23:00 | 261.5857 | 257.1259 | 0 | 0 | 0
2018-11-13 | 261.6208 | 239.1791 | 0 | 0 | 0
2018-11-13 01:00 | 239.9534 | 264.0943 | 0 | 7.2 | 150
2018-11-13 02:00 | 253.4779 | 263.444 | 0 | 7.2 | 150
2018-11-13 03:00 | 229.1907 | 257.3178 | 0 | 7.2 | 150
2018-11-13 04:00 | 265.2118 | 253.6902 | 0 | 7.2 | 150
2018-11-13 05:00 | 246.41 | 263.6834 | 0 | 7.2 | 150
2018-11-13 06:00 | 255.1677 | 272.72 | 0 | 7.2 | 150
2018-11-13 07:00 | 253.1384 | 248.172 | 0 | 0 | 0
2018-11-13 08:00 | 264.9903 | 268.7434 | 0 | 0 | 0
2018-11-13 09:00 | 258.3091 | 256.4252 | 0 | 0 | 0
2018-11-13 10:00 | 247.7449 | 250.0324 | 0 | 0 | 0
2018-11-13 11:00 | 234.4518 | 259.3908 | 0 | 0 | 0
2018-11-13 12:00 | 259.6077 | 261.5268 | 0 | 0 | 0
2018-11-13 13:00 | 254.1353 | 256.9321 | 0 | 0 | 0
2018-11-13 14:00 | 236.4612 | 256.7896 | 0 | 0 | 0
2018-11-13 15:00 | 257.947 | 235.7322 | 0 | 0 | 0
2018-11-13 16:00 | 253.7531 | 245.4394 | 0 | 0 | 0
2018-11-13 17:00 | 255.2318 | 253.8453 | 0 | 0 | 0
2018-11-13 18:00 | 239.4439 | 245.3319 | 0 | 0 | 0
2018-11-13 19:00 | 239.1876 | 247.1975 | 0 | 0 | 0
2018-11-13 20:00 | 263.1953 | 245.7757 | 0 | 0 | 0
2018-11-13 21:00 | 251.7419 | 274.4498 | 0 | 0 | 0
2018-11-13 22:00 | 250.4517 | 244.6085 | 0 | 0 | 0
2018-11-13 23:00 | 232.1254 | 257.3176 | 0 | 0 | 0
2018-11-14 | 277.7312 | 255.7496 | 0 | 0 | 0
2018-11-14 01:00 | 232.8604 | 262.8035 | 0 | 7.2 | 150
2018-11-14 02:00 | 228.3961 | 265.5949 | 0 | 7.2 | 150
2018-11-14 03:00 | 106.594 | 247.4575 | 0 | 7.2 | 150
2018-11-14 04:00 | 87.479 | 235.1714 | 0 | 7.2 | 150
2018-11-14 05:00 | 0 | 254.8958 | 0 | 7.2 | 150
2018-11-14 06:00 | 0 | 248.5633 | 0 | 7.2 | 150
2018-11-14 07:00 | 0 | 249.3505 | 0 | 0 | 0
2018-11-14 08:00 | 0 | 249.323 | 0 | 0 | 0
2018-11-14 09:00 | 0 | 251.76 | 0 | 0 | 0
2018-11-14 10:00 | 0 | 256.2176 | 0 | 0 | 0
2018-11-14 11:00 | 0 | 263.4653 | 0 | 0 | 0
2018-11-14 12:00 | 0 | 229.2499 | 0 | 0 | 0
2018-11-14 13:00 | 0 | 253.2228 | 0 | 0 | 0
2018-11-14 14:00 | 0 | 249.9582 | 0 | 0 | 0
2018-11-14 15:00 | 0 | 262.2274 | 0 | 0 | 0
2018-11-14 16:00 | 0 | 252.7974 | 0 | 0 | 0
2018-11-14 17:00 | 0 | 249.185 | 0 | 0 | 0
2018-11-14 18:00 | 0 | 241.2717 | 0 | 0 | 0
2018-11-14 19:00 | 0 | 266.769 | 0 | 0 | 0
2018-11-14 20:00 | 0 | 260.395 | 0 | 0 | 0
2018-11-14 21:00 | 0 | 275.8054 | 0 | 0 | 0
2018-11-14 22:00 | 0 | 242.5496 | 0 | 0 | 0
2018-11-14 23:00 | 0 | 223.8798 | 0 | 0 | 0
2018-11-15 | 0 | 262.3777 | 0 | 0 | 0
2018-11-15 01:00 | 0 | 275.6226 | 0 | 7.2 | 150
2018-11-15 02:00 | 0 | 235.962 | 0 | 7.2 | 150
2018-11-15 03:00 | 0 | 245.6366 | 0 | 7.2 | 150
2018-11-15 04:00 | 0 | 235.136 | 0 | 7.2 | 150
2018-11-15 05:00 | 0 | 247.6921 | 0 | 7.2 | 150
2018-11-15 06:00 | 0 | 234.3981 | 0 | 7.2 | 150
2018-11-15 07:00 | 0 | 260.4162 | 0 | 0 | 0
2018-11-15 08:00 | 0 | 273.2793 | 0 | 0 | 0
2018-11-15 09:00 | 0 | 245.5139 | 0 | 0 | 0
2018-11-15 10:00 | 0 | 286.9617 | 0 | 0 | 0
2018-11-15 11:00 | 0 | 241.9667 | 0 | 0 | 0
2018-11-15 12:00 | 0 | 241.5091 | 0 | 0 | 0
2018-11-15 13:00 | 0 | 251.8185 | 0 | 0 | 0
2018-11-15 14:00 | 0 | 267.9324 | 0 | 0 | 0
2018-11-15 15:00 | 0 | 260.3989 | 0 | 0 | 0
2018-11-15 16:00 | 0 | 256.8417 | 0 | 0 | 0
2018-11-15 17:00 | 0 | 268.4263 | 0 | 0 | 0
2018-11-15 18:00 | 0 | 275.104 | 0 | 0 | 0
2018-11-15 19:00 | 0 | 241.4802 | 0 | 0 | 0
2018-11-15 20:00 | 0 | 270.6061 | 0 | 0 | 0
2018-11-15 21:00 | 0 | 250.3341 | 0 | 0 | 0
2018-11-15 22:00 | 0 | 273.6466 | 0 | 0 | 0
2018-11-15 23:00 | 0 | 252.433 | 0 | 0 | 0
2018-11-16 | 0 | 262.9205 | 0 | 0 | 0
2018-11-16 01:00 | 0 | 256.0443 | 0 | 7.2 | 150
2018-11-16 02:00 | 0 | 251.7134 | 0 | 7.2 | 150
2018-11-16 03:00 | 0 | 263.3257 | 0 | 7.2 | 150
2018-11-16 04:00 | 0 | 223.4968 | 0 | 7.2 | 150
2018-11-16 05:00 | 0 | 267.5727 | 0 | 7.2 | 150
2018-11-16 06:00 | 0 | 238.8453 | 0 | 7.2 | 150
2018-11-16 07:00 | 0 | 248.762 | 0 | 0 | 0
2018-11-16 08:00 | 0 | 261.9654 | 0 | 0 | 0
2018-11-16 09:00 | 0 | 253.1087 | 0 | 0 | 0
2018-11-16 10:00 | 0 | 265.9722 | 0 | 0 | 0
2018-11-16 11:00 | 0 | 234.6216 | 0 | 0 | 0
2018-11-16 12:00 | 0 | 257.5123 | 0 | 0 | 0
2018-11-16 13:00 | 0 | 257.7224 | 0 | 0 | 0
2018-11-16 14:00 | 0 | 246.7541 | 0 | 0 | 0
2018-11-16 15:00 | 0 | 239.9148 | 0 | 0 | 0
2018-11-16 16:00 | 0 | 256.6303 | 0 | 0 | 0
2018-11-16 17:00 | 0 | 257.3712 | 0 | 0 | 0
2018-11-16 18:00 | 0 | 261.2121 | 0 | 0 | 0
2018-11-16 19:00 | 0 | 239.2275 | 0 | 0 | 0
2018-11-16 20:00 | 0 | 241.9486 | 0 | 0 | 0
2018-11-16 21:00 | 0 | 258.4153 | 0 | 0 | 0
2018-11-16 22:00 | 0 | 248.4191 | 0 | 0 | 0
2018-11-16 23:00 | 0 | 250.7851 | 0 | 0 | 0
2018-11-17 | 0 | 247.4628 | 0 | 0 | 0
2018-11-17 01:00 | 0 | 250.6828 | 0 | 7.2 | 150
2018-11-17 02:00 | 0 | 262.5826 | 0 | 7.2 | 150
2018-11-17 03:00 | 0 | 252.4002 | 0 | 7.2 | 150
2018-11-17 04:00 | 0 | 252.9945 | 0 | 7.2 | 150
2018-11-17 05:00 | 0 | 241.7714 | 0 | 7.2 | 150
2018-11-17 06:00 | 0 | 251.9001 | 0 | 7.2 | 150
2018-11-17 07:00 | 0 | 257.2044 | 0 | 0 | 0
2018-11-17 08:00 | 0 | 258.1317 | 0 | 0 | 0
2018-11-17 09:00 | 0 | 245.9153 | 0 | 0 | 0
2018-11-17 10:00 | 0 | 256.6061 | 0 | 0 | 0
2018-11-17 11:00 | 0 | 239.6304 | 0 | 0 | 0
2018-11-17 12:00 | 0 | 254.3149 | 0 | 0 | 0
2018-11-17 13:00 | 0 | 251.6529 | 0 | 0 | 0
2018-11-17 14:00 | 0 | 264.4345 | 0 | 0 | 0
2018-11-17 15:00 | 0 | 255.2788 | 0 | 0 | 0
2018-11-17 16:00 | 0 | 260.1563 | 0 | 0 | 0
2018-11-17 17:00 | 0 | 229.502 | 0 | 0 | 0
2018-11-17 18:00 | 0 | 246.4002 | 0 | 0 | 0
2018-11-17 19:00 | 0 | 253.3937 | 0 | 0 | 0
2018-11-17 20:00 | 0 | 249.114 | 0 | 0 | 0
2018-11-17 21:00 | 0 | 274.726 | 0 | 0 | 0
2018-11-17 22:00 | 0 | 221.9311 | 0 | 0 | 0
2018-11-17 23:00 | 0 | 268.1813 | 0 | 0 | 0
2018-11-18 | 0 | 262.2278 | 0 | 0 | 0
2018-11-18 01:00 | 0 | 244.9065 | 0 | 7.2 | 150
2018-11-18 02:00 | 0 | 247.0665 | 0 | 7.2 | 150
2018-11-18 03:00 | 0 | 270.4567 | 0 | 7.2 | 150
2018-11-18 04:00 | 0 | 253.4706 | 0 | 7.2 | 150
2018-11-18 05:00 | 0 | 267.8258 | 0 | 7.2 | 150
2018-11-18 06:00 | 0 | 236.7813 | 0 | 7.2 | 150
2018-11-18 07:00 | 0 | 244.645 | 0 | 0 | 0
2018-11-18 08:00 | 0 | 256.5772 | 0 | 0 | 0
2018-11-18 09:00 | 0 | 255.4424 | 0 | 0 | 0
2018-11-18 10:00 | 0 | 262.4957 | 0 | 0 | 0
2018-11-18 11:00 | 0 | 246.16 | 0 | 0 | 0
2018-11-18 12:00 | 0 | 270.838 | 0 | 0 | 0
2018-11-18 13:00 | 0 | 243.2009 | 0 | 0 | 0
2018-11-18 14:00 | 0 | 241.8662 | 0 | 0 | 0
2018-11-18 15:00 | 0 | 241.7565 | 0 | 0 | 0
2018-11-18 16:00 | 0 | 264.3644 | 0 | 0 | 0
2018-11-18 17:00 | 0 | 281.479 | 0 | 0 | 0
2018-11-18 18:00 | 0 | 233.0072 | 0 | 0 | 0
2018-11-18 19:00 | 0 | 274.2445 | 0 | 0 | 0
2018-11-18 20:00 | 0 | 255.7309 | 0 | 0 | 0
2018-11-18 21:00 | 0 | 250.4489 | 0 | 0 | 0
2018-11-18 22:00 | 0 | 246.1396 | 0 | 0 | 0
2018-11-18 23:00 | 0 | 257.6374 | 0 | 0 | 0
2018-11-19 | 0 | 260.057 | 0 | 0 | 0
2018-11-19 01:00 | 0 | 253.5814 | 0 | 7.2 | 150
2018-11-19 02:00 | 0 | 257.7147 | 0 | 7.2 | 150
2018-11-19 03:00 | 0 | 259.6459 | 0 | 7.2 | 150
2018-11-19 04:00 | 0 | 244.2866 | 0 | 7.2 | 150
2018-11-19 05:00 | 0 | 267.6429 | 0 | 7.2 | 150
2018-11-19 06:00 | 0 | 238.618 | 0 | 7.2 | 150
2018-11-19 07:00 | 0 | 241.706 | 0 | 0 | 0
2018-11-19 08:00 | 0 | 252.3796 | 0 | 0 | 0
2018-11-19 09:00 | 0 | 269.5623 | 0 | 0 | 0
2018-11-19 10:00 | 0 | 273.055 | 0 | 0 | 0
2018-11-19 11:00 | 0 | 267.1196 | 0 | 0 | 0
2018-11-19 12:00 | 0 | 243.4272 | 0 | 0 | 0
2018-11-19 13:00 | 0 | 217.6953 | 0 | 0 | 0
2018-11-19 14:00 | 0 | 250.9743 | 0 | 0 | 0
2018-11-19 15:00 | 0 | 244.3196 | 0 | 0 | 0
2018-11-19 16:00 | 0 | 268.0717 | 0 | 0 | 0
2018-11-19 17:00 | 0 | 270.4149 | 0 | 0 | 0
2018-11-19 18:00 | 0 | 263.4367 | 0 | 0 | 0
2018-11-19 19:00 | 0 | 227.7335 | 0 | 0 | 0
2018-11-19 20:00 | 0 | 247.3784 | 0 | 0 | 0
2018-11-19 21:00 | 0 | 258.1623 | 0 | 0 | 0
2018-11-19 22:00 | 0 | 256.0644 | 0 | 0 | 0
2018-11-19 23:00 | 0 | 261.3762 | 0 | 0 | 0
2018-11-20 | 0 | 266.6625 | 0 | 0 | 0
2018-11-20 01:00 | 0 | 260.344 | 0 | 7.2 | 150
2018-11-20 02:00 | 0 | 238.5449 | 0 | 7.2 | 150
2018-11-20 03:00 | 0 | 245.5433 | 0 | 7.2 | 150
2018-11-20 04:00 | 0 | 257.086 | 0 | 7.2 | 150
2018-11-20 05:00 | 0 | 267.5145 | 0 | 7.2 | 150
2018-11-20 06:00 | 0 | 244.583 | 0 | 7.2 | 150
2018-11-20 07:00 | 0 | 249.8238 | 0 | 0 | 0
2018-11-20 08:00 | 0 | 266.5627 | 0 | 0 | 0
2018-11-20 09:00 | 0 | 251.3332 | 0 | 0 | 0
2018-11-20 10:00 | 0 | 248.3449 | 0 | 0 | 0
2018-11-20 11:00 | 0 | 254.0691 | 0 | 0 | 0
2018-11-20 12:00 | 0 | 252.3132 | 0 | 0 | 0
2018-11-20 13:00 | 0 | 244.8866 | 0 | 0 | 0
2018-11-20 14:00 | 0 | 246.6948 | 0 | 0 | 0
2018-11-20 15:00 | 0 | 256.29 | 0 | 0 | 0
2018-11-20 16:00 | 0 | 265.6379 | 0 | 0 | 0
2018-11-20 17:00 | 0 | 244.6051 | 0 | 0 | 0
2018-11-20 18:00 | 0 | 228.8893 | 0 | 0 | 0
2018-11-20 19:00 | 0 | 180.9944 | 0 | 0 | 0
2018-11-20 20:00 | 0 | 51.2997 | 0 | 0 | 0
2018-11-20 21:00 | 0 | 0 | 0 | 0 | 0
2018-11-20 22:00 | 0 | 0 | 0 | 0 | 0
2018-11-20 23:00 | 0 | 0 | 0 | 0 | 0
2018-11-21 | 0 | 0 | 0 | 0 | 0
2018-11-21 01:00 | 0 | 0 | 0 | 7.2 | 150
2018-11-21 02:00 | 0 | 0 | 0 | 7.2 | 150
2018-11-21 03:00 | 0 | 0 | 0 | 7.2 | 150
2018-11-21 04:00 | 0 | 0 | 0 | 7.2 | 150
2018-11-21 05:00 | 0 | 0 | 0 | 7.2 | 150
2018-11-21 06:00 | 0 | 0 | 0 | 7.2 | 150
2018-11-21 07:00 | 0 | 0 | 0 | 0 | 0
2018-11-21 08:00 | 0 | 0 | 0 | 0 | 0
2018-11-21 09:00 | 0 | 0 | 0 | 0 | 0
2018-11-21 10:00 | 0 | 0 | 0 | 0 | 0
2018-11-21 11:00 | 0 | 0 | 0 | 0 | 0
2018-11-21 12:00 | 0 | 0 | 0 | 0 | 0
2018-11-21 13:00 | 0 | 0 | 0 | 0 | 0
2018-11-21 14:00 | 0 | 0 | 0 | 0 | 0
2018-11-21 15:00 | 0 | 0 | 0 | 0 | 0
2018-11-21 16:00 | 0 | 0 | 0 | 0 | 0
2018-11-21 17:00 | 0 | 0 | 0 | 0 | 0
2018-11-21 18:00 | 0 | 0 | 0 | 0 | 0
2018-11-21 19:00 | 0 | 0 | 0 | 0 | 0
2018-11-21 20:00 | 0 | 0 | 0 | 0 | 0
2018-11-21 21:00 | 0 | 0 | 0 | 0 | 0
2018-11-21 22:00 | 0 | 0 | 0 | 0 | 0
2018-11-21 23:00 | 0 | 0 | 0 | 0 | 0
2018-11-22 | 0 | 0 | 0 | 0 | 0
2018-11-22 01:00 | 0 | 0 | 0 | 7.2 | 150
2018-11-22 02:00 | 0 | 0 | 0 | 7.2 | 150
2018-11-22 03:00 | 0 | 0 | 0 | 7.2 | 150
2018-11-22 04:00 | 0 | 0 | 0 | 7.2 | 150
2018-11-22 05:00 | 0 | 0 | 0 | 7.2 | 150
2018-11-22 06:00 | 0 | 0 | 0 | 7.2 | 150
2018-11-22 07:00 | 0 | 0 | 0 | 0 | 0
2018-11-22 08:00 | 0 | 0 | 0 | 0 | 0
2018-11-22 09:00 | 0 | 0 | 0 | 0 | 0
2018-11-22 10:00 | 0 | 0 | 0 | 0 | 0
2018-11-22 11:00 | 0 | 0 | 0 | 0 | 0
2018-11-22 12:00 | 0 | 0 | 0 | 0 | 0
2018-11-22 13:00 | 0 | 0 | 0 | 0 | 0
2018-11-22 14:00 | 0 | 0 | 0 | 0 | 0
2018-11-22 15:00 | 0 | 0 | 0 | 0 | 0
2018-11-22 16:00 | 0 | 0 | 0 | 0 | 0
2018-11-22 17:00 | 0 | 0 | 0 | 0 | 0
2018-11-22 18:00 | 0 | 0 | 0 | 0 | 0
2018-11-22 19:00 | 0 | 0 | 0 | 0 | 0
2018-11-22 20:00 | 0 | 0 | 0 | 0 | 0
2018-11-22 21:00 | 0 | 0 | 0 | 0 | 0
2018-11-22 22:00 | 0 | 0 | 0 | 0 | 0
2018-11-22 23:00 | 0 | 0 | 0 | 0 | 0
2018-11-23 | 0 | 0 | 0 | 0 | 0
2018-11-23 01:00 | 0 | 0 | 0 | 7.2 | 150
2018-11-23 02:00 | 0 | 0 | 0 | 7.2 | 150
2018-11-23 03:00 | 0 | 0 | 0 | 7.2 | 150
2018-11-23 04:00 | 0 | 0 | 0 | 7.2 | 150
2018-11-23 05:00 | 0 | 0 | 0 | 7.2 | 150
2018-11-23 06:00 | 0 | 0 | 0 | 7.2 | 150
2018-11-23 07:00 | 0 | 0 | 0 | 0 | 0
2018-11-23 08:00 | 0 | 0 | 0 | 0 | 0
2018-11-23 09:00 | 0 | 0 | 0 | 0 | 0
2018-11-23 10:00 | 0 | 0 | 0 | 0 | 0
2018-11-23 11:00 | 0 | 0 | 0 | 0 | 0
2018-11-23 12:00 | 0 | 0 | 0 | 0 | 0
2018-11-23 13:00 | 0 | 0 | 0 | 0 | 0
2018-11-23 14:00 | 0 | 0 | 0 | 0 | 0
2018-11-23 15:00 | 0 | 0 | 0 | 0 | 0
2018-11-23 16:00 | 0 | 0 | 0 | 0 | 0
2018-11-23 17:00 | 0 | 0 | 0 | 0 | 0
2018-11-23 18:00 | 0 | 0 | 0 | 0 | 0
2018-11-23 19:00 | 0 | 0 | 0 | 0 | 0
2018-11-23 20:00 | 0 | 0 | 0 | 0 | 0
2018-11-23 21:00 | 0 | 0 | 0 | 0 | 0
2018-11-23 22:00 | 0 | 0 | 0 | 0 | 0
2018-11-23 23:00 | 0 | 0 | 0 | 0 | 0
2018-11-24 | 0 | 0 | 0 | 0 | 0
2018-11-24 01:00 | 0 | 0 | 0 | 7.2 | 150
2018-11-24 02:00 | 0 | 0 | 0 | 7.2 | 150
2018-11-24 03:00 | 0 | 0 | 0 | 7.2 | 150
2018-11-24 04:00 | 0 | 0 | 0 | 7.2 | 150
2018-11-24 05:00 | 0 | 0 | 0 | 7.2 | 150
2018-11-24 06:00 | 0 | 0 | 0 | 7.2 | 150
2018-11-24 07:00 | 0 | 0 | 0 | 0 | 0
2018-11-24 08:00 | 0 | 0 | 0 | 0 | 0
2018-11-24 09:00 | 0 | 0 | 0 | 0 | 0
2018-11-24 10:00 | 0 | 0 | 0 | 0 | 0
2018-11-24 11:00 | 0 | 0 | 0 | 0 | 0
2018-11-24 12:00 | 0 | 0 | 0 | 0 | 0
2018-11-24 13:00 | 0 | 0 | 0 | 0 | 0
2018-11-24 14:00 | 0 | 0 | 0 | 0 | 0
2018-11-24 15:00 | 0 | 0 | 0 | 0 | 0
2018-11-24 16:00 | 0 | 0 | 0 | 0 | 0
2018-11-24 17:00 | 0 | 0 | 0 | 0 | 0
2018-11-24 18:00 | 0 | 0 | 0 | 0 | 0
2018-11-24 19:00 | 0 | 0 | 0 | 0 | 0
2018-11-24 20:00 | 0 | 0 | 0 | 0 | 0
2018-11-24 21:00 | 0 | 0 | 0 | 0 | 0
2018-11-24 22:00 | 0 | 0 | 0 | 0 | 0
2018-11-24 23:00 | 0 | 0 | 0 | 0 | 0
2018-11-25 | 0 | 0 | 0 | 0 | 0
2018-11-25 01:00 | 0 | 0 | 0 | 7.2 | 150
2018-11-25 02:00 | 0 | 0 | 0 | 7.2 | 150
2018-11-25 03:00 | 0 | 0 | 0 | 7.2 | 150
2018-11-25 04:00 | 0 | 0 | 0 | 7.2 | 150
2018-11-25 05:00 | 0 | 0 | 0 | 7.2 | 150
2018-11-25 06:00 | 0 | 0 | 0 | 7.2 | 150
2018-11-25 07:00 | 0 | 0 | 0 | 0 | 0
2018-11-25 08:00 | 0 | 0 | 0 | 0 | 0
2018-11-25 09:00 | 0 | 0 | 0 | 0 | 0
2018-11-25 10:00 | 0 | 0 | 0 | 0 | 0
2018-11-25 11:00 | 0 | 0 | 0 | 0 | 0
2018-11-25 12:00 | 0 | 0 | 0 | 0 | 0
2018-11-25 13:00 | 0 | 0 | 0 | 0 | 0
2018-11-25 14:00 | 0 | 0 | 0 | 0 | 0
2018-11-25 15:00 | 0 | 0 | 0 | 0 | 0
2018-11-25 16:00 | 0 | 0 | 0 | 0 | 0
2018-11-25 17:00 | 0 | 0 | 0 | 0 | 0
2018-11-25 18:00 | 0 | 0 | 0 | 0 | 0
2018-11-25 19:00 | 0 | 0 | 0 | 0 | 0
2018-11-25 20:00 | 0 | 0 | 0 | 0 | 0
2018-11-25 21:00 | 0 | 0 | 0 | 0 | 0
2018-11-25 22:00 | 0 | 0 | 0 | 0 | 0
2018-11-25 23:00 | 0 | 0 | 0 | 0 | 0
2018-11-26 | 0 | 0 | 0 | 0 | 0
2018-11-26 01:00 | 0 | 0 | 0 | 7.2 | 150
2018-11-26 02:00 | 0 | 0 | 0 | 7.2 | 150
2018-11-26 03:00 | 0 | 0 | 0 | 7.2 | 150
2018-11-26 04:00 | 0 | 0 | 0 | 7.2 | 150
2018-11-26 05:00 | 0 | 0 | 0 | 7.2 | 150
2018-11-26 06:00 | 0 | 0 | 0 | 7.2 | 150
2018-11-26 07:00 | 0 | 0 | 0 | 0 | 0
2018-11-26 08:00 | 0 | 0 | 0 | 0 | 0
2018-11-26 09:00 | 0 | 0 | 0 | 0 | 0
2018-11-26 10:00 | 0 | 0 | 0 | 0 | 0
2018-11-26 11:00 | 0 | 0 | 0 | 0 | 0
2018-11-26 12:00 | 0 | 0 | 0 | 0 | 0
2018-11-26 13:00 | 0 | 0 | 0 | 0 | 0
2018-11-26 14:00 | 0 | 0 | 0 | 0 | 0
2018-11-26 15:00 | 0 | 0 | 0 | 0 | 0
2018-11-26 16:00 | 0 | 0 | 0 | 0 | 0
2018-11-26 17:00 | 0 | 0 | 0 | 0 | 0
2018-11-26 18:00 | 0 | 0 | 0 | 0 | 0
2018-11-26 19:00 | 0 | 0 | 0 | 0 | 0
2018-11-26 20:00 | 0 | 0 | 0 | 0 | 0
2018-11-26 21:00 | 0 | 0 | 0 | 0 | 0
2018-11-26 22:00 | 0 | 0 | 0 | 0 | 0
2018-11-26 23:00 | 0 | 0 | 0 | 0 | 0
2018-11-27 | 0 | 0 | 0 | 0 | 0
2018-11-27 01:00 | 0 | 0 | 0 | 7.2 | 150
2018-11-27 02:00 | 0 | 0 | 0 | 7.2 | 150
2018-11-27 03:00 | 0 | 0 | 0 | 7.2 | 150
2018-11-27 04:00 | 0 | 0 | 0 | 7.2 | 150
2018-11-27 05:00 | 0 | 0 | 0 | 7.2 | 150
2018-11-27 06:00 | 0 | 0 | 0 | 7.2 | 150
2018-11-27 07:00 | 0 | 0 | 0 | 0 | 0
2018-11-27 08:00 | 0 | 0 | 0 | 0 | 0
2018-11-27 09:00 | 0 | 0 | 0 | 0 | 0
2018-11-27 10:00 | 0 | 0 | 0 | 0 | 0
2018-11-27 11:00 | 0 | 0 | 0 | 0 | 0
2018-11-27 12:00 | 0 | 0 | 0 | 0 | 0
2018-11-27 13:00 | 0 | 0 | 0 | 0 | 0
2018-11-27 14:00 | 0 | 0 | 0 | 0 | 0
2018-11-27 15:00 | 0 | 0 | 0 | 0 | 0
2018-11-27 16:00 | 0 | 0 | 0 | 0 | 0
2018-11-27 17:00 | 0 | 0 | 0 | 0 | 0
2018-11-27 18:00 | 0 | 0 | 0 | 0 | 0
2018-11-27 19:00 | 0 | 0 | 0 | 0 | 0
2018-11-27 20:00 | 0 | 0 | 0 | 0 | 0
2018-11-27 21:00 | 0 | 0 | 0 | 0 | 0
2018-11-27 22:00 | 0 | 0 | 0 | 0 | 0
2018-11-27 23:00 | 0 | 0 | 0 | 0 | 0
2018-11-28 | 0 | 0 | 0 | 0 | 0
2018-11-28 01:00 | 0 | 0 | 0 | 7.2 | 150
2018-11-28 02:00 | 0 | 0 | 0 | 7.2 | 150
2018-11-28 03:00 | 0 | 0 | 0 | 7.2 | 150
2018-11-28 04:00 | 0 | 0 | 0 | 7.2 | 150
2018-11-28 05:00 | 0 | 0 | 0 | 7.2 | 150
2018-11-28 06:00 | 0 | 0 | 0 | 7.2 | 150
2018-11-28 07:00 | 0 | 0 | 0 | 0 | 0
2018-11-28 08:00 | 0 | 0 | 0 | 0 | 0
2018-11-28 09:00 | 0 | 0 | 0 | 0 | 0
2018-11-28 10:00 | 0 | 0 | 0 | 0 | 0
2018-11-28 11:00 | 0 | 0 | 0 | 0 | 0
2018-11-28 12:00 | 0 | 0 | 0 | 0 | 0
2018-11-28 13:00 | 0 | 0 | 0 | 0 | 0
2018-11-28 14:00 | 0 | 0 | 0 | 0 | 0
2018-11-28 15:00 | 0 | 0 | 0 | 0 | 0
2018-11-28 16:00 | 0 | 0 | 0 | 0 | 0
2018-11-28 17:00 | 0 | 0 | 0 | 0 | 0
2018-11-28 18:00 | 0 | 0 | 0 | 0 | 0
2018-11-28 19:00 | 0 | 0 | 0 | 0 | 0
2018-11-28 20:00 | 0 | 0 | 0 | 0 | 0
2018-11-28 21:00 | 0 | 0 | 0 | 0 | 0
2018-11-28 22:00 | 0 | 0 | 0 | 0 | 0
2018-11-28 23:00 | 0 | 0 | 0 | 0 | 0
2018-11-29 | 0 | 0 | 0 | 0 | 0
2018-11-29 01:00 | 0 | 0 | 0 | 7.2 | 150
2018-11-29 02:00 | 0 | 0 | 0 | 7.2 | 150
2018-11-29 03:00 | 0 | 0 | 0 | 7.2 | 150
2018-11-29 04:00 | 0 | 0 | 0 | 7.2 | 150
2018-11-29 05:00 | 0 | 0 | 0 | 7.2 | 150
2018-11-29 06:00 | 0 | 0 | 0 | 7.2 | 150
2018-11-29 07:00 | 0 | 0 | 0 | 0 | 0
2018-11-29 08:00 | 0 | 0 | 0 | 0 | 0
2018-11-29 09:00 | 0 | 0 | 0 | 0 | 0
2018-11-29 10:00 | 0 | 0 | 0 | 0 | 0
2018-11-29 11:00 | 0 | 0 | 0 | 0 | 0
2018-11-29 12:00 | 0 | 0 | 0 | 0 | 0
2018-11-29 13:00 | 0 | 0 | 0 | 0 | 0
2018-11-29 14:00 | 0 | 0 | 0 | 0 | 0
2018-11-29 15:00 | 0 | 0 | 0 | 0 | 0
2018-11-29 16:00 | 0 | 0 | 0 | 0 | 0
2018-11-29 17:00 | 0 | 0 | 0 | 0 | 0
2018-11-29 18:00 | 0 | 0 | 0 | 0 | 0
2018-11-29 19:00 | 0 | 0 | 0 | 0 | 0
2018-11-29 20:00 | 0 | 0 | 0 | 0 | 0
2018-11-29 21:00 | 0 | 0 | 0 | 0 | 0
2018-11-29 22:00 | 0 | 0 | 0 | 0 | 0
2018-11-29 23:00 | 0 | 0 | 0 | 0 | 0
2018-11-30 | 0 | 0 | 0 | 0 | 0
2018-11-30 01:00 | 0 | 0 | 0 | 7.2 | 150
2018-11-30 02:00 | 0 | 0 | 0 | 7.2 | 150
2018-11-30 03:00 | 0 | 0 | 0 | 7.2 | 150
2018-11-30 04:00 | 0 | 0 | 0 | 7.2 | 150
2018-11-30 05:00 | 0 | 0 | 0 | 7.2 | 150
2018-11-30 06:00 | 0 | 0 | 0 | 7.2 | 150
2018-11-30 07:00 | 0 | 0 | 0 | 0 | 0
2018-11-30 08:00 | 0 | 0 | 0 | 0 | 0
2018-11-30 09:00 | 0 | 0 | 0 | 0 | 0
2018-11-30 10:00 | 0 | 0 | 0 | 0 | 0
2018-11-30 11:00 | 0 | 0 | 0 | 0 | 0
2018-11-30 12:00 | 0 | 0 | 0 | 0 | 0
2018-11-30 13:00 | 0 | 0 | 0 | 0 | 0
2018-11-30 14:00 | 0 | 0 | 0 | 0 | 0
2018-11-30 15:00 | 0 | 0 | 0 | 0 | 0
2018-11-30 16:00 | 0 | 0 | 0 | 0 | 0
2018-11-30 17:00 | 0 | 0 | 0 | 0 | 0
2018-11-30 18:00 | 0 | 0 | 0 | 0 | 0
2018-11-30 19:00 | 0 | 0 | 0 | 0 | 0
2018-11-30 20:00 | 0 | 0 | 0 | 0 | 0
2018-11-30 21:00 | 0 | 0 | 0 | 0 | 0
2018-11-30 22:00 | 0 | 0 | 0 | 0 | 0
2018-11-30 23:00 | 0 | 0 | 0 | 0 | 0
2018-12-01 | 0 | 0 | 0 | 0 | 0
2018-12-01 01:00 | 0 | 0 | 0 | 7.2 | 150
2018-12-01 02:00 | 0 | 0 | 0 | 7.2 | 150
2018-12-01 03:00 | 0 | 0 | 0 | 7.2 | 150
2018-12-01 04:00 | 0 | 0 | 0 | 7.2 | 150
2018-12-01 05:00 | 0 | 0 | 0 | 7.2 | 150
2018-12-01 06:00 | 0 | 0 | 0 | 7.2 | 150
2018-12-01 07:00 | 0 | 0 | 0 | 0 | 0
2018-12-01 08:00 | 0 | 0 | 0 | 0 | 0
2018-12-01 09:00 | 0 | 0 | 0 | 0 | 0
2018-12-01 10:00 | 0 | 0 | 0 | 0 | 0
2018-12-01 11:00 | 0 | 0 | 0 | 0 | 0
2018-12-01 12:00 | 0 | 0 | 0 | 0 | 0
2018-12-01 13:00 | 0 | 0 | 0 | 0 | 0
2018-12-01 14:00 | 0 | 0 | 0 | 0 | 0
2018-12-01 15:00 | 0 | 0 | 0 | 0 | 0
2018-12-01 16:00 | 0 | 0 | 0 | 0 | 0
2018-12-01 17:00 | 0 | 0 | 0 | 0 | 0
2018-12-01 18:00 | 0 | 0 | 0 | 0 | 0
2018-12-01 19:00 | 0 | 0 | 0 | 0 | 0
2018-12-01 20:00 | 0 | 0 | 0 | 0 | 0
2018-12-01 21:00 | 0 | 0 | 0 | 0 | 0
2018-12-01 22:00 | 0 | 0 | 0 | 0 | 0
2018-12-01 23:00 | 0 | 0 | 0 | 0 | 0
2018-12-02 | 0 | 0 | 0 | 0 | 0
2018-12-02 01:00 | 0 | 0 | 0 | 7.2 | 150
2018-12-02 02:00 | 0 | 0 | 0 | 7.2 | 150
2018-12-02 03:00 | 0 | 0 | 0 | 7.2 | 150
2018-12-02 04:00 | 0 | 0 | 0 | 7.2 | 150
2018-12-02 05:00 | 0 | 0 | 0 | 7.2 | 150
2018-12-02 06:00 | 0 | 0 | 0 | 7.2 | 150
2018-12-02 07:00 | 0 | 0 | 0 | 0 | 0
2018-12-02 08:00 | 0 | 0 | 0 | 0 | 0
2018-12-02 09:00 | 0 | 0 | 0 | 0 | 0
2018-12-02 10:00 | 0 | 0 | 0 | 0 | 0
2018-12-02 11:00 | 0 | 0 | 0 | 0 | 0
2018-12-02 12:00 | 0 | 0 | 0 | 0 | 0
2018-12-02 13:00 | 0 | 0 | 0 | 0 | 0
2018-12-02 14:00 | 0 | 0 | 0 | 0 | 0
2018-12-02 15:00 | 0 | 0 | 0 | 0 | 0
2018-12-02 16:00 | 0 | 0 | 0 | 0 | 0
2018-12-02 17:00 | 0 | 0 | 0 | 0 | 0
2018-12-02 18:00 | 0 | 0 | 0 | 0 | 0
2018-12-02 19:00 | 0 | 0 | 0 | 0 | 0
2018-12-02 20:00 | 0 | 0 | 0 | 0 | 0
2018-12-02 21:00 | 0 | 0 | 0 | 0 | 0
2018-12-02 22:00 | 0 | 0 | 0 | 0 | 0
2018-12-02 23:00 | 0 | 0 | 0 | 0 | 0
2018-12-03 | 0 | 0 | 0 | 0 | 0
2018-12-03 01:00 | 0 | 0 | 0 | 7.2 | 150
2018-12-03 02:00 | 0 | 0 | 0 | 7.2 | 150
2018-12-03 03:00 | 0 | 0 | 0 | 7.2 | 150
2018-12-03 04:00 | 0 | 0 | 0 | 7.2 | 150
2018-12-03 05:00 | 0 | 0 | 0 | 7.2 | 150
2018-12-03 06:00 | 0 | 0 | 0 | 7.2 | 150
2018-12-03 07:00 | 0 | 0 | 0 | 0 | 0
2018-12-03 08:00 | 0 | 0 | 0 | 0 | 0
2018-12-03 09:00 | 0 | 0 | 0 | 0 | 0
2018-12-03 10:00 | 0 | 0 | 0 | 0 | 0
2018-12-03 11:00 | 0 | 0 | 0 | 0 | 0
2018-12-03 12:00 | 0 | 0 | 0 | 0 | 0
2018-12-03 13:00 | 0 | 0 | 0 | 0 | 0
2018-12-03 14:00 | 0 | 0 | 0 | 0 | 0
2018-12-03 15:00 | 0 | 0 | 0 | 0 | 0
2018-12-03 16:00 | 0 | 0 | 0 | 0 | 0
2018-12-03 17:00 | 0 | 0 | 122.1424 | 0 | 0
2018-12-03 18:00 | 0 | 0 | 250.5451 | 0 | 0
2018-12-03 19:00 | 0 | 0 | 246.8605 | 0 | 0
2018-12-03 20:00 | 0 | 0 | 264.3403 | 0 | 0
2018-12-03 21:00 | 0 | 0 | 232.6181 | 0 | 0
2018-12-03 22:00 | 0 | 0 | 264.9563 | 0 | 0
2018-12-03 23:00 | 0 | 0 | 246.6117 | 0 | 0
2018-12-04 | 0 | 0 | 263.2828 | 0 | 0
2018-12-04 01:00 | 0 | 0 | 238.2059 | 7.2 | 150
2018-12-04 02:00 | 0 | 0 | 246.7026 | 7.2 | 150
2018-12-04 03:00 | 0 | 0 | 250.4823 | 7.2 | 150
2018-12-04 04:00 | 0 | 0 | 281.0316 | 7.2 | 150
2018-12-04 05:00 | 0 | 0 | 255.3576 | 7.2 | 150
2018-12-04 06:00 | 0 | 0 | 233.2368 | 7.2 | 150
2018-12-04 07:00 | 0 | 0 | 255.1228 | 0 | 0
2018-12-04 08:00 | 0 | 0 | 257.4729 | 0 | 0
2018-12-04 09:00 | 0 | 0 | 226.4713 | 0 | 0
2018-12-04 10:00 | 0 | 0 | 269.6227 | 0 | 0
2018-12-04 11:00 | 0 | 0 | 250.5999 | 0 | 0
2018-12-04 12:00 | 0 | 0 | 260.856 | 0 | 0
2018-12-04 13:00 | 0 | 0 | 242.3225 | 0 | 0
2018-12-04 14:00 | 0 | 0 | 244.6116 | 0 | 0
2018-12-04 15:00 | 0 | 0 | 270.809 | 0 | 0
2018-12-04 16:00 | 0 | 0 | 245.7447 | 0 | 0
2018-12-04 17:00 | 0 | 0 | 268.9894 | 0 | 0
2018-12-04 18:00 | 0 | 0 | 255.8853 | 0 | 0
2018-12-04 19:00 | 0 | 0 | 238.6188 | 0 | 0
2018-12-04 20:00 | 0 | 0 | 259.2559 | 0 | 0
2018-12-04 21:00 | 0 | 0 | 257.9133 | 0 | 0
2018-12-04 22:00 | 0 | 0 | 262.3577 | 0 | 0
2018-12-04 23:00 | 0 | 0 | 258.6099 | 0 | 0
2018-12-05 | 0 | 0 | 232.1721 | 0 | 0
2018-12-05 01:00 | 0 | 0 | 245.3518 | 7.2 | 150
2018-12-05 02:00 | 0 | 0 | 248.477 | 7.2 | 150
2018-12-05 03:00 | 0 | 0 | 248.4899 | 7.2 | 150
2018-12-05 04:00 | 0 | 0 | 236.7573 | 7.2 | 150
2018-12-05 05:00 | 0 | 0 | 270.0503 | 7.2 | 150
2018-12-05 06:00 | 0 | 0 | 259.6188 | 7.2 | 150
2018-12-05 07:00 | 0 | 0 | 258.2055 | 0 | 0
2018-12-05 08:00 | 0 | 0 | 253.8215 | 0 | 0
2018-12-05 09:00 | 0 | 0 | 257.8766 | 0 | 0
2018-12-05 10:00 | 0 | 0 | 239.4251 | 0 | 0
2018-12-05 11:00 | 0 | 0 | 271.1136 | 0 | 0
2018-12-05 12:00 | 0 | 0 | 259.7966 | 0 | 0
2018-12-05 13:00 | 0 | 0 | 264.0538 | 0 | 0
2018-12-05 14:00 | 0 | 0 | 265.2858 | 0 | 0
2018-12-05 15:00 | 0 | 0 | 441.6028 | 0 | 0
2018-12-05 16:00 | 0 | 0 | 528.2903 | 0 | 0
2018-12-05 17:00 | 0 | 0 | 482.8015 | 0 | 0
2018-12-05 18:00 | 0 | 0 | 512.9636 | 0 | 0
2018-12-05 19:00 | 0 | 0 | 524.2894 | 0 | 0
2018-12-05 20:00 | 0 | 0 | 513.6019 | 0 | 0
2018-12-05 21:00 | 0 | 0 | 521.2109 | 0 | 0
2018-12-05 22:00 | 0 | 0 | 519.3568 | 0 | 0
2018-12-05 23:00 | 0 | 0 | 516.278 | 0 | 0
2018-12-06 | 0 | 0 | 493.8473 | 0 | 0
2018-12-06 01:00 | 0 | 0 | 530.5899 | 7.2 | 150
2018-12-06 02:00 | 0 | 0 | 487.4487 | 7.2 | 150
2018-12-06 03:00 | 0 | 0 | 499.998 | 7.2 | 150
2018-12-06 04:00 | 0 | 0 | 506.8243 | 7.2 | 150
2018-12-06 05:00 | 0 | 0 | 493.9525 | 7.2 | 150
2018-12-06 06:00 | 0 | 0 | 495.3528 | 7.2 | 150
2018-12-06 07:00 | 0 | 0 | 499.1509 | 0 | 0
2018-12-06 08:00 | 0 | 0 | 483.7143 | 0 | 0
2018-12-06 09:00 | 0 | 0 | 507.8937 | 0 | 0
2018-12-06 10:00 | 0 | 0 | 486.8709 | 0 | 0
2018-12-06 11:00 | 0 | 0 | 496.1758 | 0 | 0
2018-12-06 12:00 | 0 | 0 | 493.4134 | 0 | 0
2018-12-06 13:00 | 0 | 0 | 506.7958 | 0 | 0
2018-12-06 14:00 | 0 | 0 | 499.8837 | 0 | 0
2018-12-06 15:00 | 0 | 0 | 522.6807 | 0 | 0
2018-12-06 16:00 | 0 | 0 | 482.9326 | 0 | 0
2018-12-06 17:00 | 0 | 0 | 487.7744 | 0 | 0
2018-12-06 18:00 | 0 | 0 | 485.7357 | 0 | 0
2018-12-06 19:00 | 0 | 0 | 516.2039 | 0 | 0
2018-12-06 20:00 | 0 | 0 | 502.6464 | 0 | 0
2018-12-06 21:00 | 0 | 0 | 485.0344 | 0 | 0
2018-12-06 22:00 | 0 | 0 | 527.4281 | 0 | 0
2018-12-06 23:00 | 0 | 0 | 497.6694 | 0 | 0
2018-12-07 | 0 | 0 | 536.6751 | 0 | 0
2018-12-07 01:00 | 0 | 0 | 515.6428 | 7.2 | 150
2018-12-07 02:00 | 0 | 0 | 537.9318 | 7.2 | 150
2018-12-07 03:00 | 0 | 0 | 524.741 | 7.2 | 150
2018-12-07 04:00 | 0 | 0 | 516.9291 | 7.2 | 150
2018-12-07 05:00 | 0 | 0 | 475.2332 | 7.2 | 150
2018-12-07 06:00 | 0 | 0 | 507.9878 | 7.2 | 150
2018-12-07 07:00 | 0 | 0 | 482.1099 | 0 | 0
2018-12-07 08:00 | 0 | 0 | 489.2952 | 0 | 0
2018-12-07 09:00 | 0 | 0 | 510.1341 | 0 | 0
2018-12-07 10:00 | 0 | 0 | 501.7133 | 0 | 0
2018-12-07 11:00 | 0 | 0 | 542.2949 | 0 | 0
2018-12-07 12:00 | 0 | 0 | 540.7574 | 0 | 0
2018-12-07 13:00 | 0 | 0 | 514.0911 | 0 | 0
2018-12-07 14:00 | 0 | 0 | 518.2498 | 0 | 0
2018-12-07 15:00 | 0 | 0 | 501.6718 | 0 | 0
2018-12-07 16:00 | 0 | 0 | 496.8059 | 0 | 0
2018-12-07 17:00 | 0 | 0 | 492.5558 | 0 | 0
2018-12-07 18:00 | 0 | 0 | 500.1294 | 0 | 0
2018-12-07 19:00 | 0 | 0 | 501.6819 | 0 | 0
2018-12-07 20:00 | 0 | 0 | 508.854 | 0 | 0
2018-12-07 21:00 | 0 | 0 | 501.043 | 0 | 0
2018-12-07 22:00 | 0 | 0 | 495.3443 | 0 | 0
2018-12-07 23:00 | 0 | 0 | 519.3866 | 0 | 0
2018-12-08 | 0 | 0 | 536.851 | 0 | 0
2018-12-08 01:00 | 0 | 0 | 478.6472 | 7.2 | 150
2018-12-08 02:00 | 0 | 0 | 506.956 | 7.2 | 150
2018-12-08 03:00 | 0 | 0 | 509.5872 | 7.2 | 150
2018-12-08 04:00 | 0 | 0 | 529.6843 | 7.2 | 150
2018-12-08 05:00 | 0 | 0 | 506.7281 | 7.2 | 150
2018-12-08 06:00 | 0 | 0 | 518.7856 | 7.2 | 150
2018-12-08 07:00 | 0 | 0 | 472.9145 | 0 | 0
2018-12-08 08:00 | 0 | 0 | 499.0135 | 0 | 0
2018-12-08 09:00 | 0 | 0 | 513.4755 | 0 | 0
2018-12-08 10:00 | 0 | 0 | 508.5438 | 0 | 0
2018-12-08 11:00 | 0 | 0 | 503.917 | 0 | 0
2018-12-08 12:00 | 0 | 0 | 502.7415 | 0 | 0
2018-12-08 13:00 | 0 | 0 | 535.6738 | 0 | 0
2018-12-08 14:00 | 0 | 0 | 527.3858 | 0 | 0
2018-12-08 15:00 | 0 | 0 | 494.0104 | 0 | 0
2018-12-08 16:00 | 0 | 0 | 502.5661 | 0 | 0
2018-12-08 17:00 | 0 | 0 | 545.4393 | 0 | 0
2018-12-08 18:00 | 0 | 0 | 544.5192 | 0 | 0
2018-12-08 19:00 | 0 | 0 | 542.6848 | 0 | 0
2018-12-08 20:00 | 0 | 0 | 527.6716 | 0 | 0
2018-12-08 21:00 | 0 | 0 | 489.1078 | 0 | 0
2018-12-08 22:00 | 0 | 60.6744 | 511.4335 | 0 | 0
2018-12-08 23:00 | 0 | 256.068 | 507.072 | 0 | 0
2018-12-09 | 0 | 239.5982 | 493.5016 | 0 | 0
2018-12-09 01:00 | 0 | 250.8446 | 521.042 | 7.2 | 150
2018-12-09 02:00 | 0 | 250.6671 | 504.3519 | 7.2 | 150
2018-12-09 03:00 | 0 | 256.6599 | 495.9282 | 7.2 | 150
2018-12-09 04:00 | 0 | 250.8166 | 509.0452 | 7.2 | 150
2018-12-09 05:00 | 0 | 261.7418 | 503.6949 | 7.2 | 150
2018-12-09 06:00 | 0 | 290.0399 | 515.4598 | 7.2 | 150
2018-12-09 07:00 | 0 | 255.9977 | 535.7595 | 0 | 0
2018-12-09 08:00 | 0 | 267.0261 | 515.7128 | 0 | 0
2018-12-09 09:00 | 0 | 252.9115 | 526.5408 | 0 | 0
2018-12-09 10:00 | 0 | 240.5143 | 518.3744 | 0 | 0
2018-12-09 11:00 | 0 | 254.3848 | 485.0315 | 0 | 0
2018-12-09 12:00 | 0 | 258.5958 | 563.6442 | 0 | 0
2018-12-09 13:00 | 0 | 264.458 | 488.1579 | 0 | 0
2018-12-09 14:00 | 0 | 248.5794 | 504.2477 | 0 | 0
2018-12-09 15:00 | 0 | 250.9403 | 462.0544 | 0 | 0
2018-12-09 16:00 | 0 | 249.6871 | 511.7461 | 0 | 0
2018-12-09 17:00 | 0 | 265.6304 | 508.5251 | 0 | 0
2018-12-09 18:00 | 0 | 259.3329 | 476.1331 | 0 | 0
2018-12-09 19:00 | 0 | 271.6161 | 528.5094 | 0 | 0
2018-12-09 20:00 | 0 | 256.838 | 493.2602 | 0 | 0
2018-12-09 21:00 | 0 | 243.3976 | 506.6069 | 0 | 0
2018-12-09 22:00 | 0 | 263.1373 | 527.3616 | 0 | 0
2018-12-09 23:00 | 0 | 234.9752 | 483.8188 | 0 | 0
2018-12-10 | 0 | 253.1842 | 493.4352 | 0 | 0
2018-12-10 01:00 | 0 | 230.0475 | 461.9472 | 7.2 | 150
2018-12-10 02:00 | 0 | 239.869 | 493.2313 | 7.2 | 150
2018-12-10 03:00 | 0 | 229.8656 | 493.2398 | 7.2 | 150
2018-12-10 04:00 | 0 | 254.3829 | 493.8353 | 7.2 | 150
2018-12-10 05:00 | 0 | 256.6498 | 522.3868 | 7.2 | 150
2018-12-10 06:00 | 0 | 238.5442 | 483.6954 | 7.2 | 150
2018-12-10 07:00 | 0 | 238.9027 | 515.1443 | 0 | 0
2018-12-10 08:00 | 0 | 247.4506 | 506.4977 | 0 | 0
2018-12-10 09:00 | 0 | 229.9058 | 518.6765 | 0 | 0
2018-12-10 10:00 | 0 | 259.4686 | 537.4132 | 0 | 0
2018-12-10 11:00 | 0 | 237.9458 | 514.0212 | 0 | 0
2018-12-10 12:00 | 0 | 270.4876 | 533.7076 | 0 | 0
2018-12-10 13:00 | 0 | 249.7266 | 504.2611 | 0 | 0
2018-12-10 14:00 | 0 | 241.1056 | 516.5549 | 0 | 0
2018-12-10 15:00 | 0 | 243.5913 | 492.7624 | 0 | 0
2018-12-10 16:00 | 0 | 247.8269 | 480.3677 | 0 | 0
2018-12-10 17:00 | 0 | 271.3003 | 548.3626 | 0 | 0
2018-12-10 18:00 | 0 | 281.445 | 503.4695 | 0 | 0
2018-12-10 19:00 | 0 | 250.9052 | 514.3701 | 0 | 0
2018-12-10 20:00 | 0 | 247.0742 | 528.4888 | 0 | 0
2018-12-10 21:00 | 0 | 251.7486 | 505.0678 | 0 | 0
2018-12-10 22:00 | 0 | 247.3701 | 541.2726 | 0 | 0
2018-12-10 23:00 | 0 | 250.1526 | 522.4688 | 0 | 0
2018-12-11 | 0 | 269.1087 | 517.2273 | 0 | 0
2018-12-11 01:00 | 0 | 251.4006 | 510.0328 | 7.2 | 150
2018-12-11 02:00 | 0 | 238.5356 | 530.6322 | 7.2 | 150
2018-12-11 03:00 | 0 | 274.3461 | 486.1063 | 7.2 | 150
2018-12-11 04:00 | 0 | 244.4293 | 512.1057 | 7.2 | 150
2018-12-11 05:00 | 0 | 237.4795 | 516.5804 | 7.2 | 150
2018-12-11 06:00 | 0 | 252.5512 | 504.6246 | 7.2 | 150
2018-12-11 07:00 | 0 | 253.0096 | 509.3011 | 0 | 0
2018-12-11 08:00 | 0 | 245.4621 | 529.5791 | 0 | 0
2018-12-11 09:00 | 0 | 254.4226 | 505.3059 | 0 | 0
2018-12-11 10:00 | 0 | 231.7751 | 308.7537 | 0 | 0
2018-12-11 11:00 | 0 | 256.8199 | 257.0319 | 0 | 0
2018-12-11 12:00 | 0 | 246.9066 | 258.3685 | 0 | 0
2018-12-11 13:00 | 0 | 247.0942 | 242.8647 | 0 | 0
2018-12-11 14:00 | 0 | 245.2563 | 244.3947 | 0 | 0
2018-12-11 15:00 | 0 | 266.5058 | 222.2005 | 0 | 0
2018-12-11 16:00 | 0 | 289.5064 | 250.6363 | 0 | 0
2018-12-11 17:00 | 0 | 237.5537 | 269.9022 | 0 | 0
2018-12-11 18:00 | 0 | 257.9305 | 264.6281 | 0 | 0
2018-12-11 19:00 | 0 | 267.3225 | 288.8983 | 0 | 0
2018-12-11 20:00 | 0 | 263.6148 | 279.6233 | 0 | 0
2018-12-11 21:00 | 0 | 265.4369 | 246.4786 | 0 | 0
2018-12-11 22:00 | 0 | 227.4388 | 249.433 | 0 | 0
2018-12-11 23:00 | 0 | 254.7834 | 235.0337 | 0 | 0
2018-12-12 | 0 | 242.0114 | 245.744 | 0 | 0
2018-12-12 01:00 | 0 | 263.0914 | 258.218 | 7.2 | 150
2018-12-12 02:00 | 0 | 249.145 | 241.7611 | 7.2 | 150
2018-12-12 03:00 | 0 | 247.3713 | 247.1618 | 7.2 | 150
2018-12-12 04:00 | 0 | 238.7363 | 240.5652 | 7.2 | 150
2018-12-12 05:00 | 0 | 249.8746 | 242.3731 | 7.2 | 150
2018-12-12 06:00 | 0 | 257.7239 | 255.9175 | 7.2 | 150
2018-12-12 07:00 | 0 | 256.9753 | 259.8283 | 0 | 0
2018-12-12 08:00 | 0 | 254.8624 | 256.6929 | 0 | 0
2018-12-12 09:00 | 0 | 258.1144 | 257.5748 | 0 | 0
2018-12-12 10:00 | 0 | 260.4489 | 256.5888 | 0 | 0
2018-12-12 11:00 | 0 | 249.338 | 240.1309 | 0 | 0
2018-12-12 12:00 | 0 | 264.4801 | 249.0639 | 0 | 0
2018-12-12 13:00 | 0 | 234.4617 | 273.9587 | 0 | 0
2018-12-12 14:00 | 0 | 257.8816 | 252.8003 | 0 | 0
2018-12-12 15:00 | 0 | 242.911 | 255.9694 | 0 | 0
2018-12-12 16:00 | 0 | 239.4726 | 248.2281 | 0 | 0
2018-12-12 17:00 | 0 | 242.0018 | 270.1814 | 0 | 0
2018-12-12 18:00 | 0 | 282.6819 | 249.3854 | 0 | 0
2018-12-12 19:00 | 0 | 259.3483 | 251.1773 | 0 | 0
2018-12-12 20:00 | 0 | 255.9638 | 258.6179 | 0 | 0
2018-12-12 21:00 | 0 | 224.6236 | 251.5012 | 0 | 0
2018-12-12 22:00 | 0 | 252.0931 | 250.514 | 0 | 0
2018-12-12 23:00 | 0 | 260.9252 | 254.9247 | 0 | 0
2018-12-13 | 0 | 244.2344 | 248.8006 | 0 | 0
2018-12-13 01:00 | 0 | 234.2929 | 234.0861 | 7.2 | 150
2018-12-13 02:00 | 0 | 230.4078 | 245.0545 | 7.2 | 150
2018-12-13 03:00 | 0 | 244.064 | 279.3852 | 7.2 | 150
2018-12-13 04:00 | 0 | 265.4919 | 253.5019 | 7.2 | 150
2018-12-13 05:00 | 0 | 239.5015 | 268.1059 | 7.2 | 150
2018-12-13 06:00 | 0 | 245.6085 | 267.3312 | 7.2 | 150
2018-12-13 07:00 | 0 | 252.5497 | 269.4998 | 0 | 0
2018-12-13 08:00 | 0 | 248.9937 | 279.7129 | 0 | 0
2018-12-13 09:00 | 0 | 264.8754 | 239.9356 | 0 | 0
2018-12-13 10:00 | 0 | 234.0917 | 243.8878 | 0 | 0
2018-12-13 11:00 | 0 | 238.7859 | 243.5928 | 0 | 0
2018-12-13 12:00 | 0 | 273.6439 | 247.6893 | 0 | 0
2018-12-13 13:00 | 0 | 264.5018 | 241.868 | 0 | 0
2018-12-13 14:00 | 0 | 262.2806 | 268.116 | 0 | 0
2018-12-13 15:00 | 0 | 266.884 | 263.6411 | 0 | 0
2018-12-13 16:00 | 0 | 245.5815 | 266.7625 | 0 | 0
2018-12-13 17:00 | 0 | 246.6955 | 242.3395 | 0 | 0
2018-12-13 18:00 | 0 | 261.8307 | 271.4628 | 0 | 0
2018-12-13 19:00 | 0 | 262.9944 | 252.4226 | 0 | 0
2018-12-13 20:00 | 0 | 272.6546 | 241.9441 | 0 | 0
2018-12-13 21:00 | 0 | 252.5512 | 243.331 | 0 | 0
2018-12-13 22:00 | 0 | 258.2407 | 221.4573 | 0 | 0
2018-12-13 23:00 | 0 | 256.2145 | 245.9562 | 0 | 0
2018-12-14 | 0 | 267.844 | 262.0913 | 0 | 0
2018-12-14 01:00 | 0 | 251.4821 | 255.5773 | 7.2 | 150
2018-12-14 02:00 | 0 | 237.9579 | 226.5974 | 7.2 | 150
2018-12-14 03:00 | 0 | 245.2591 | 247.2613 | 7.2 | 150
2018-12-14 04:00 | 0 | 264.0562 | 250.1305 | 7.2 | 150
2018-12-14 05:00 | 0 | 253.3976 | 255.5745 | 7.2 | 150
2018-12-14 06:00 | 0 | 255.0586 | 254.8699 | 7.2 | 150
2018-12-14 07:00 | 0 | 264.6431 | 225.396 | 0 | 0
2018-12-14 08:00 | 0 | 269.0355 | 104.8825 | 0 | 0
2018-12-14 09:00 | 0 | 251.2283 | 0 | 0 | 0
2018-12-14 10:00 | 0 | 261.0684 | 0 | 0 | 0
2018-12-14 11:00 | 0 | 248.0828 | 0 | 0 | 0
2018-12-14 12:00 | 0 | 284.9318 | 0 | 0 | 0
2018-12-14 13:00 | 0 | 248.1638 | 0 | 0 | 0
2018-12-14 14:00 | 0 | 262.8849 | 0 | 0 | 0
2018-12-14 15:00 | 0 | 257.9469 | 0 | 0 | 0
2018-12-14 16:00 | 0 | 244.9776 | 0 | 0 | 0
2018-12-14 17:00 | 0 | 256.5725 | 0 | 0 | 0
2018-12-14 18:00 | 0 | 255.2626 | 0 | 0 | 0
2018-12-14 19:00 | 0 | 274.6375 | 0 | 0 | 0
2018-12-14 20:00 | 0 | 259.392 | 0 | 0 | 0
2018-12-14 21:00 | 0 | 261.5074 | 0 | 0 | 0
2018-12-14 22:00 | 0 | 264.7444 | 0 | 0 | 0
2018-12-14 23:00 | 0 | 246.7529 | 0 | 0 | 0
2018-12-15 | 0 | 237.3058 | 0 | 0 | 0
2018-12-15 01:00 | 0 | 246.4694 | 0 | 7.2 | 150
2018-12-15 02:00 | 0 | 250.9784 | 0 | 7.2 | 150
2018-12-15 03:00 | 0 | 254.2098 | 0 | 7.2 | 150
2018-12-15 04:00 | 0 | 247.4174 | 0 | 7.2 | 150
2018-12-15 05:00 | 0 | 261.5287 | 0 | 7.2 | 150
2018-12-15 06:00 | 0 | 251.7613 | 0 | 7.2 | 150
2018-12-15 07:00 | 0 | 262.9276 | 0 | 0 | 0
2018-12-15 08:00 | 0 | 257.4347 | 0 | 0 | 0
2018-12-15 09:00 | 0 | 244.7148 | 0 | 0 | 0
2018-12-15 10:00 | 0 | 245.8934 | 0 | 0 | 0
2018-12-15 11:00 | 0 | 248.0149 | 0 | 0 | 0
2018-12-15 12:00 | 0 | 248.1746 | 0 | 0 | 0
2018-12-15 13:00 | 0 | 260.016 | 0 | 0 | 0
2018-12-15 14:00 | 0 | 264.7744 | 0 | 0 | 0
2018-12-15 15:00 | 0 | 234.1041 | 0 | 0 | 0
2018-12-15 16:00 | 0 | 244.8777 | 0 | 0 | 0
2018-12-15 17:00 | 0 | 244.5908 | 0 | 0 | 0
2018-12-15 18:00 | 0 | 247.4572 | 0 | 0 | 0
2018-12-15 19:00 | 0 | 235.9769 | 0 | 0 | 0
2018-12-15 20:00 | 0 | 279.0029 | 0 | 0 | 0
2018-12-15 21:00 | 0 | 247.3034 | 0 | 0 | 0
2018-12-15 22:00 | 0 | 250.9775 | 0 | 0 | 0
2018-12-15 23:00 | 0 | 250.0968 | 0 | 0 | 0
2018-12-16 | 0 | 239.4864 | 0 | 0 | 0
2018-12-16 01:00 | 0 | 261.5983 | 0 | 7.2 | 150
2018-12-16 02:00 | 0 | 239.6544 | 0 | 7.2 | 150
2018-12-16 03:00 | 0 | 251.5545 | 0 | 7.2 | 150
2018-12-16 04:00 | 0 | 258.1554 | 0 | 7.2 | 150
2018-12-16 05:00 | 0 | 232.2808 | 0 | 7.2 | 150
2018-12-16 06:00 | 0 | 253.8614 | 0 | 7.2 | 150
2018-12-16 07:00 | 0 | 254.047 | 0 | 0 | 0
2018-12-16 08:00 | 0 | 240.5045 | 0 | 0 | 0
2018-12-16 09:00 | 0 | 266.1695 | 0 | 0 | 0
2018-12-16 10:00 | 0 | 283.3648 | 0 | 0 | 0
2018-12-16 11:00 | 0 | 245.4674 | 0 | 0 | 0
2018-12-16 12:00 | 0 | 253.0991 | 0 | 0 | 0
2018-12-16 13:00 | 0 | 261.5335 | 0 | 0 | 0
2018-12-16 14:00 | 0 | 251.2877 | 0 | 0 | 0
2018-12-16 15:00 | 0 | 251.4599 | 0 | 0 | 0
2018-12-16 16:00 | 0 | 268.7738 | 0 | 0 | 0
2018-12-16 17:00 | 0 | 263.8864 | 0 | 0 | 0
2018-12-16 18:00 | 0 | 251.741 | 0 | 0 | 0
2018-12-16 19:00 | 0 | 266.763 | 0 | 0 | 0
2018-12-16 20:00 | 0 | 247.3352 | 0 | 0 | 0
2018-12-16 21:00 | 0 | 247.2936 | 0 | 0 | 0
2018-12-16 22:00 | 0 | 246.946 | 0 | 0 | 0
2018-12-16 23:00 | 0 | 266.9595 | 0 | 0 | 0
2018-12-17 | 0 | 230.5783 | 0 | 0 | 0
2018-12-17 01:00 | 0 | 253.9201 | 0 | 7.2 | 150
2018-12-17 02:00 | 0 | 235.5024 | 0 | 7.2 | 150
2018-12-17 03:00 | 0 | 258.3032 | 0 | 7.2 | 150
2018-12-17 04:00 | 0 | 262.4796 | 0 | 7.2 | 150
2018-12-17 05:00 | 0 | 239.4032 | 0 | 7.2 | 150
2018-12-17 06:00 | 0 | 254.0473 | 0 | 7.2 | 150
2018-12-17 07:00 | 0 | 258.9731 | 0 | 0 | 0
2018-12-17 08:00 | 0 | 246.8456 | 0 | 0 | 0
2018-12-17 09:00 | 0 | 238.2264 | 0 | 0 | 0
2018-12-17 10:00 | 0 | 237.5742 | 0 | 0 | 0
2018-12-17 11:00 | 0 | 239.3868 | 0 | 0 | 0
2018-12-17 12:00 | 0 | 199.1274 | 0 | 0 | 0
2018-12-17 13:00 | 0 | 126.6872 | 0 | 0 | 0
2018-12-17 14:00 | 0 | 0 | 0 | 0 | 0
2018-12-17 15:00 | 0 | 0 | 0 | 0 | 0
2018-12-17 16:00 | 0 | 0 | 0 | 0 | 0
2018-12-17 17:00 | 0 | 0 | 0 | 0 | 0
2018-12-17 18:00 | 0 | 0 | 0 | 0 | 0
2018-12-17 19:00 | 0 | 0 | 0 | 0 | 0
2018-12-17 20:00 | 0 | 0 | 0 | 0 | 0
2018-12-17 21:00 | 0 | 0 | 0 | 0 | 0
2018-12-17 22:00 | 0 | 0 | 0 | 0 | 0
2018-12-17 23:00 | 0 | 0 | 0 | 0 | 0
2018-12-18 | 0 | 0 | 0 | 0 | 0
2018-12-18 01:00 | 0 | 0 | 0 | 7.2 | 150
2018-12-18 02:00 | 0 | 0 | 0 | 7.2 | 150
2018-12-18 03:00 | 0 | 0 | 0 | 7.2 | 150
2018-12-18 04:00 | 0 | 0 | 0 | 7.2 | 150
2018-12-18 05:00 | 0 | 0 | 0 | 7.2 | 150
2018-12-18 06:00 | 0 | 0 | 0 | 7.2 | 150
2018-12-18 07:00 | 0 | 0 | 0 | 0 | 0
2018-12-18 08:00 | 0 | 0 | 0 | 0 | 0
2018-12-18 09:00 | 0 | 0 | 0 | 0 | 0
2018-12-18 10:00 | 0 | 0 | 0 | 0 | 0
2018-12-18 11:00 | 0 | 0 | 0 | 0 | 0
2018-12-18 12:00 | 0 | 0 | 0 | 0 | 0
2018-12-18 13:00 | 0 | 0 | 0 | 0 | 0
2018-12-18 14:00 | 0 | 0 | 0 | 0 | 0
2018-12-18 15:00 | 0 | 0 | 0 | 0 | 0
2018-12-18 16:00 | 0 | 0 | 0 | 0 | 0
2018-12-18 17:00 | 0 | 0 | 0 | 0 | 0
2018-12-18 18:00 | 0 | 0 | 0 | 0 | 0
2018-12-18 19:00 | 0 | 0 | 0 | 0 | 0
2018-12-18 20:00 | 0 | 0 | 0 | 0 | 0
2018-12-18 21:00 | 0 | 0 | 0 | 0 | 0
2018-12-18 22:00 | 0 | 0 | 0 | 0 | 0
2018-12-18 23:00 | 0 | 0 | 0 | 0 | 0
2018-12-19 | 0 | 0 | 0 | 0 | 0
2018-12-19 01:00 | 0 | 0 | 0 | 7.2 | 150
2018-12-19 02:00 | 0 | 0 | 0 | 7.2 | 150
2018-12-19 03:00 | 0 | 0 | 0 | 7.2 | 150
2018-12-19 04:00 | 0 | 0 | 0 | 7.2 | 150
2018-12-19 05:00 | 0 | 0 | 0 | 7.2 | 150
2018-12-19 06:00 | 0 | 0 | 0 | 7.2 | 150
2018-12-19 07:00 | 0 | 0 | 0 | 0 | 0
2018-12-19 08:00 | 0 | 0 | 0 | 0 | 0
2018-12-19 09:00 | 0 | 0 | 0 | 0 | 0
2018-12-19 10:00 | 0 | 0 | 0 | 0 | 0
2018-12-19 11:00 | 0 | 0 | 0 | 0 | 0
2018-12-19 12:00 | 0 | 0 | 0 | 0 | 0
2018-12-19 13:00 | 0 | 0 | 0 | 0 | 0
2018-12-19 14:00 | 0 | 0 | 0 | 0 | 0
2018-12-19 15:00 | 0 | 0 | 0 | 0 | 0
2018-12-19 16:00 | 0 | 0 | 0 | 0 | 0
2018-12-19 17:00 | 0 | 0 | 0 | 0 | 0
2018-12-19 18:00 | 0 | 0 | 0 | 0 | 0
2018-12-19 19:00 | 0 | 0 | 0 | 0 | 0
2018-12-19 20:00 | 0 | 0 | 0 | 0 | 0
2018-12-19 21:00 | 0 | 0 | 0 | 0 | 0
2018-12-19 22:00 | 0 | 0 | 0 | 0 | 0
2018-12-19 23:00 | 0 | 0 | 0 | 0 | 0
2018-12-20 | 0 | 0 | 0 | 0 | 0
2018-12-20 01:00 | 0 | 0 | 0 | 7.2 | 150
2018-12-20 02:00 | 0 | 0 | 0 | 7.2 | 150
2018-12-20 03:00 | 0 | 0 | 0 | 7.2 | 150
2018-12-20 04:00 | 0 | 0 | 0 | 7.2 | 150
2018-12-20 05:00 | 0 | 0 | 0 | 7.2 | 150
2018-12-20 06:00 | 0 | 0 | 0 | 7.2 | 150
2018-12-20 07:00 | 0 | 0 | 0 | 0 | 0
2018-12-20 08:00 | 0 | 0 | 0 | 0 | 0
2018-12-20 09:00 | 0 | 0 | 0 | 0 | 0
2018-12-20 10:00 | 0 | 0 | 0 | 0 | 0
2018-12-20 11:00 | 0 | 0 | 0 | 0 | 0
2018-12-20 12:00 | 0 | 0 | 0 | 0 | 0
2018-12-20 13:00 | 0 | 0 | 0 | 0 | 0
2018-12-20 14:00 | 0 | 0 | 0 | 0 | 0
2018-12-20 15:00 | 0 | 0 | 0 | 0 | 0
2018-12-20 16:00 | 0 | 0 | 0 | 0 | 0
2018-12-20 17:00 | 0 | 0 | 0 | 0 | 0
2018-12-20 18:00 | 0 | 0 | 0 | 0 | 0
2018-12-20 19:00 | 0 | 0 | 0 | 0 | 0
2018-12-20 20:00 | 0 | 0 | 0 | 0 | 0
2018-12-20 21:00 | 0 | 0 | 0 | 0 | 0
2018-12-20 22:00 | 0 | 0 | 0 | 0 | 0
2018-12-20 23:00 | 0 | 0 | 0 | 0 | 0
2018-12-21 | 0 | 0 | 0 | 0 | 0
2018-12-21 01:00 | 0 | 0 | 0 | 7.2 | 150
2018-12-21 02:00 | 0 | 0 | 0 | 7.2 | 150
2018-12-21 03:00 | 0 | 0 | 0 | 7.2 | 150
2018-12-21 04:00 | 0 | 0 | 0 | 7.2 | 150
2018-12-21 05:00 | 0 | 0 | 0 | 7.2 | 150
2018-12-21 06:00 | 0 | 0 | 0 | 7.2 | 150
2018-12-21 07:00 | 0 | 0 | 0 | 0 | 0
2018-12-21 08:00 | 0 | 0 | 0 | 0 | 0
2018-12-21 09:00 | 0 | 0 | 0 | 0 | 0
2018-12-21 10:00 | 0 | 0 | 0 | 0 | 0
2018-12-21 11:00 | 0 | 0 | 0 | 0 | 0
2018-12-21 12:00 | 0 | 0 | 0 | 0 | 0
2018-12-21 13:00 | 0 | 0 | 0 | 0 | 0
2018-12-21 14:00 | 0 | 0 | 0 | 0 | 0
2018-12-21 15:00 | 0 | 0 | 0 | 0 | 0
2018-12-21 16:00 | 0 | 0 | 0 | 0 | 0
2018-12-21 17:00 | 0 | 0 | 0 | 0 | 0
2018-12-21 18:00 | 0 | 0 | 0 | 0 | 0
2018-12-21 19:00 | 0 | 0 | 0 | 0 | 0
2018-12-21 20:00 | 0 | 0 | 0 | 0 | 0
2018-12-21 21:00 | 0 | 0 | 0 | 0 | 0
2018-12-21 22:00 | 0 | 0 | 0 | 0 | 0
2018-12-21 23:00 | 0 | 0 | 0 | 0 | 0
2018-12-22 | 0 | 0 | 0 | 0 | 0
2018-12-22 01:00 | 0 | 0 | 0 | 7.2 | 150
2018-12-22 02:00 | 0 | 0 | 0 | 7.2 | 150
2018-12-22 03:00 | 0 | 0 | 0 | 7.2 | 150
2018-12-22 04:00 | 0 | 0 | 0 | 7.2 | 150
2018-12-22 05:00 | 0 | 0 | 0 | 7.2 | 150
2018-12-22 06:00 | 0 | 0 | 0 | 7.2 | 150
2018-12-22 07:00 | 0 | 0 | 0 | 0 | 0
2018-12-22 08:00 | 0 | 0 | 0 | 0 | 0
2018-12-22 09:00 | 0 | 0 | 0 | 0 | 0
2018-12-22 10:00 | 0 | 0 | 0 | 0 | 0
2018-12-22 11:00 | 0 | 0 | 0 | 0 | 0
2018-12-22 12:00 | 0 | 0 | 0 | 0 | 0
2018-12-22 13:00 | 0 | 0 | 0 | 0 | 0
2018-12-22 14:00 | 0 | 0 | 0 | 0 | 0
2018-12-22 15:00 | 0 | 0 | 0 | 0 | 0
2018-12-22 16:00 | 0 | 0 | 0 | 0 | 0
2018-12-22 17:00 | 0 | 0 | 0 | 0 | 0
2018-12-22 18:00 | 0 | 0 | 0 | 0 | 0
2018-12-22 19:00 | 0 | 0 | 0 | 0 | 0
2018-12-22 20:00 | 0 | 0 | 0 | 0 | 0
2018-12-22 21:00 | 0 | 0 | 0 | 0 | 0
2018-12-22 22:00 | 0 | 0 | 0 | 0 | 0
2018-12-22 23:00 | 0 | 0 | 0 | 0 | 0
2018-12-23 | 0 | 0 | 0 | 0 | 0
2018-12-23 01:00 | 0 | 0 | 0 | 7.2 | 150
2018-12-23 02:00 | 0 | 0 | 0 | 7.2 | 150
2018-12-23 03:00 | 0 | 0 | 0 | 7.2 | 150
2018-12-23 04:00 | 0 | 0 | 0 | 7.2 | 150
2018-12-23 05:00 | 0 | 0 | 0 | 7.2 | 150
2018-12-23 06:00 | 0 | 0 | 0 | 7.2 | 150
2018-12-23 07:00 | 0 | 0 | 0 | 0 | 0
2018-12-23 08:00 | 0 | 0 | 0 | 0 | 0
2018-12-23 09:00 | 0 | 0 | 0 | 0 | 0
2018-12-23 10:00 | 0 | 0 | 0 | 0 | 0
2018-12-23 11:00 | 0 | 0 | 0 | 0 | 0
2018-12-23 12:00 | 0 | 0 | 0 | 0 | 0
2018-12-23 13:00 | 0 | 0 | 0 | 0 | 0
2018-12-23 14:00 | 0 | 0 | 0 | 0 | 0
2018-12-23 15:00 | 0 | 0 | 0 | 0 | 0
2018-12-23 16:00 | 0 | 0 | 0 | 0 | 0
2018-12-23 17:00 | 0 | 0 | 0 | 0 | 0
2018-12-23 18:00 | 0 | 0 | 0 | 0 | 0
2018-12-23 19:00 | 0 | 0 | 0 | 0 | 0
2018-12-23 20:00 | 0 | 0 | 0 | 0 | 0
2018-12-23 21:00 | 0 | 0 | 0 | 0 | 0
2018-12-23 22:00 | 0 | 0 | 0 | 0 | 0
2018-12-23 23:00 | 0 | 0 | 0 | 0 | 0
2018-12-24 | 0 | 0 | 0 | 0 | 0
2018-12-24 01:00 | 0 | 0 | 0 | 7.2 | 150
2018-12-24 02:00 | 0 | 0 | 0 | 7.2 | 150
2018-12-24 03:00 | 0 | 0 | 0 | 7.2 | 150
2018-12-24 04:00 | 0 | 0 | 0 | 7.2 | 150
2018-12-24 05:00 | 0 | 0 | 0 | 7.2 | 150
2018-12-24 06:00 | 0 | 0 | 0 | 7.2 | 150
2018-12-24 07:00 | 0 | 0 | 0 | 0 | 0
2018-12-24 08:00 | 0 | 0 | 0 | 0 | 0
2018-12-24 09:00 | 0 | 0 | 0 | 0 | 0
2018-12-24 10:00 | 0 | 0 | 0 | 0 | 0
2018-12-24 11:00 | 0 | 0 | 0 | 0 | 0
2018-12-24 12:00 | 0 | 0 | 0 | 0 | 0
2018-12-24 13:00 | 0 | 0 | 0 | 0 | 0
2018-12-24 14:00 | 0 | 0 | 0 | 0 | 0
2018-12-24 15:00 | 0 | 0 | 0 | 0 | 0
2018-12-24 16:00 | 0 | 0 | 0 | 0 | 0
2018-12-24 17:00 | 0 | 0 | 0 | 0 | 0
2018-12-24 18:00 | 0 | 0 | 0 | 0 | 0
2018-12-24 19:00 | 0 | 0 | 0 | 0 | 0
2018-12-24 20:00 | 0 | 0 | 0 | 0 | 0
2018-12-24 21:00 | 0 | 0 | 0 | 0 | 0
2018-12-24 22:00 | 0 | 0 | 0 | 0 | 0
2018-12-24 23:00 | 0 | 0 | 0 | 0 | 0
2018-12-25 | 0 | 0 | 0 | 0 | 0
2018-12-25 01:00 | 0 | 0 | 0 | 7.2 | 150
2018-12-25 02:00 | 0 | 0 | 0 | 7.2 | 150
2018-12-25 03:00 | 0 | 0 | 0 | 7.2 | 150
2018-12-25 04:00 | 0 | 0 | 0 | 7.2 | 150
2018-12-25 05:00 | 0 | 0 | 0 | 7.2 | 150
2018-12-25 06:00 | 0 | 0 | 0 | 7.2 | 150
2018-12-25 07:00 | 0 | 0 | 0 | 0 | 0
2018-12-25 08:00 | 0 | 0 | 0 | 0 | 0
2018-12-25 09:00 | 0 | 0 | 0 | 0 | 0
2018-12-25 10:00 | 0 | 0 | 0 | 0 | 0
2018-12-25 11:00 | 0 | 0 | 0 | 0 | 0
2018-12-25 12:00 | 0 | 0 | 0 | 0 | 0
2018-12-25 13:00 | 0 | 0 | 0 | 0 | 0
2018-12-25 14:00 | 0 | 0 | 0 | 0 | 0
2018-12-25 15:00 | 0 | 0 | 0 | 0 | 0
2018-12-25 16:00 | 0 | 0 | 0 | 0 | 0
2018-12-25 17:00 | 0 | 0 | 0 | 0 | 0
2018-12-25 18:00 | 0 | 0 | 0 | 0 | 0
2018-12-25 19:00 | 0 | 0 | 0 | 0 | 0
2018-12-25 20:00 | 0 | 0 | 0 | 0 | 0
2018-12-25 21:00 | 0 | 0 | 0 | 0 | 0
2018-12-25 22:00 | 0 | 0 | 0 | 0 | 0
2018-12-25 23:00 | 0 | 0 | 0 | 0 | 0
2018-12-26 | 0 | 0 | 0 | 0 | 0
2018-12-26 01:00 | 0 | 0 | 0 | 7.2 | 150
2018-12-26 02:00 | 0 | 0 | 0 | 7.2 | 150
2018-12-26 03:00 | 0 | 0 | 0 | 7.2 | 150
2018-12-26 04:00 | 0 | 0 | 0 | 7.2 | 150
2018-12-26 05:00 | 0 | 0 | 0 | 7.2 | 150
2018-12-26 06:00 | 0 | 0 | 0 | 7.2 | 150
2018-12-26 07:00 | 0 | 0 | 0 | 0 | 0
2018-12-26 08:00 | 0 | 0 | 0 | 0 | 0
2018-12-26 09:00 | 0 | 0 | 0 | 0 | 0
2018-12-26 10:00 | 0 | 0 | 0 | 0 | 0
2018-12-26 11:00 | 0 | 0 | 0 | 0 | 0
2018-12-26 12:00 | 0 | 0 | 0 | 0 | 0
2018-12-26 13:00 | 0 | 0 | 0 | 0 | 0
2018-12-26 14:00 | 0 | 0 | 0 | 0 | 0
2018-12-26 15:00 | 0 | 0 | 0 | 0 | 0
2018-12-26 16:00 | 0 | 0 | 0 | 0 | 0
2018-12-26 17:00 | 0 | 0 | 0 | 0 | 0
2018-12-26 18:00 | 0 | 0 | 0 | 0 | 0
2018-12-26 19:00 | 0 | 0 | 0 | 0 | 0
2018-12-26 20:00 | 0 | 0 | 0 | 0 | 0
2018-12-26 21:00 | 0 | 0 | 0 | 0 | 0
2018-12-26 22:00 | 0 | 0 | 0 | 0 | 0
2018-12-26 23:00 | 0 | 0 | 0 | 0 | 0
2018-12-27 | 0 | 0 | 0 | 0 | 0
2018-12-27 01:00 | 0 | 0 | 0 | 7.2 | 150
2018-12-27 02:00 | 0 | 0 | 0 | 7.2 | 150
2018-12-27 03:00 | 0 | 0 | 0 | 7.2 | 150
2018-12-27 04:00 | 0 | 0 | 0 | 7.2 | 150
2018-12-27 05:00 | 0 | 0 | 0 | 7.2 | 150
2018-12-27 06:00 | 0 | 0 | 0 | 7.2 | 150
2018-12-27 07:00 | 0 | 0 | 0 | 0 | 0
2018-12-27 08:00 | 0 | 0 | 0 | 0 | 0
2018-12-27 09:00 | 0 | 0 | 0 | 0 | 0
2018-12-27 10:00 | 0 | 0 | 0 | 0 | 0
2018-12-27 11:00 | 0 | 0 | 0 | 0 | 0
2018-12-27 12:00 | 0 | 0 | 0 | 0 | 0
2018-12-27 13:00 | 0 | 0 | 0 | 0 | 0
2018-12-27 14:00 | 0 | 0 | 0 | 0 | 0
2018-12-27 15:00 | 0 | 0 | 0 | 0 | 0
2018-12-27 16:00 | 0 | 0 | 0 | 0 | 0
2018-12-27 17:00 | 0 | 0 | 0 | 0 | 0
2018-12-27 18:00 | 0 | 0 | 0 | 0 | 0
2018-12-27 19:00 | 0 | 0 | 0 | 0 | 0
2018-12-27 20:00 | 0 | 0 | 0 | 0 | 0
2018-12-27 21:00 | 0 | 0 | 0 | 0 | 0
2018-12-27 22:00 | 0 | 0 | 0 | 0 | 0
2018-12-27 23:00 | 0 | 0 | 0 | 0 | 0
2018-12-28 | 0 | 0 | 0 | 0 | 0
2018-12-28 01:00 | 0 | 0 | 0 | 7.2 | 150
2018-12-28 02:00 | 243.7371 | 0 | 0 | 7.2 | 150
2018-12-28 03:00 | 244.8362 | 0 | 0 | 7.2 | 150
2018-12-28 04:00 | 233.9443 | 0 | 0 | 7.2 | 150
2018-12-28 05:00 | 282.4398 | 0 | 0 | 7.2 | 150
2018-12-28 06:00 | 256.1392 | 0 | 0 | 7.2 | 150
2018-12-28 07:00 | 263.4122 | 0 | 0 | 0 | 0
2018-12-28 08:00 | 258.9084 | 0 | 0 | 0 | 0
2018-12-28 09:00 | 259.5017 | 0 | 0 | 0 | 0
2018-12-28 10:00 | 256.9847 | 0 | 0 | 0 | 0
2018-12-28 11:00 | 231.4665 | 0 | 0 | 0 | 0
2018-12-28 12:00 | 236.8944 | 0 | 0 | 0 | 0
2018-12-28 13:00 | 254.628 | 0 | 0 | 0 | 0
2018-12-28 14:00 | 272.1775 | 0 | 0 | 0 | 0
2018-12-28 15:00 | 259.4065 | 0 | 0 | 0 | 0
2018-12-28 16:00 | 275.5605 | 0 | 0 | 0 | 0
2018-12-28 17:00 | 268.7339 | 0 | 0 | 0 | 0
2018-12-28 18:00 | 255.34 | 0 | 0 | 0 | 0
2018-12-28 19:00 | 258.395 | 0 | 0 | 0 | 0
2018-12-28 20:00 | 238.9999 | 0 | 0 | 0 | 0
2018-12-28 21:00 | 274.7645 | 0 | 0 | 0 | 0
2018-12-28 22:00 | 258.3616 | 0 | 0 | 0 | 0
2018-12-28 23:00 | 262.0825 | 0 | 0 | 0 | 0
2018-12-29 | 259.7643 | 0 | 0 | 0 | 0
2018-12-29 01:00 | 251.8088 | 0 | 0 | 7.2 | 150
2018-12-29 02:00 | 244.3476 | 0 | 0 | 7.2 | 150
2018-12-29 03:00 | 263.4044 | 0 | 0 | 7.2 | 150
2018-12-29 04:00 | 282.6633 | 0 | 0 | 7.2 | 150
2018-12-29 05:00 | 255.9434 | 0 | 0 | 7.2 | 150
2018-12-29 06:00 | 271.1308 | 0 | 0 | 7.2 | 150
2018-12-29 07:00 | 230.3258 | 0 | 0 | 0 | 0
2018-12-29 08:00 | 249.5916 | 0 | 0 | 0 | 0
2018-12-29 09:00 | 275.2681 | 0 | 0 | 0 | 0
2018-12-29 10:00 | 233.6242 | 0 | 0 | 0 | 0
2018-12-29 11:00 | 238.9398 | 0 | 0 | 0 | 0
2018-12-29 12:00 | 269.309 | 0 | 0 | 0 | 0
2018-12-29 13:00 | 243.466 | 0 | 0 | 0 | 0
2018-12-29 14:00 | 226.9255 | 0 | 0 | 0 | 0
2018-12-29 15:00 | 271.8684 | 0 | 0 | 0 | 0
2018-12-29 16:00 | 257.2108 | 0 | 0 | 0 | 0
2018-12-29 17:00 | 253.3842 | 0 | 0 | 0 | 0
2018-12-29 18:00 | 238.766 | 0 | 0 | 0 | 0
2018-12-29 19:00 | 261.7309 | 0 | 0 | 0 | 0
2018-12-29 20:00 | 233.23 | 0 | 0 | 0 | 0
2018-12-29 21:00 | 258.6727 | 0 | 0 | 0 | 0
2018-12-29 22:00 | 241.7396 | 0 | 0 | 0 | 0
2018-12-29 23:00 | 243.5028 | 0 | 0 | 0 | 0
2018-12-30 | 248.1501 | 0 | 0 | 0 | 0
2018-12-30 01:00 | 261.4003 | 0 | 0 | 7.2 | 150
2018-12-30 02:00 | 245.8405 | 0 | 0 | 7.2 | 150
2018-12-30 03:00 | 244.6528 | 0 | 0 | 7.2 | 150
2018-12-30 04:00 | 260.6614 | 0 | 0 | 7.2 | 150
2018-12-30 05:00 | 248.9579 | 0 | 0 | 7.2 | 150
2018-12-30 06:00 | 244.8118 | 0 | 0 | 7.2 | 150
2018-12-30 07:00 | 260.6467 | 0 | 0 | 0 | 0
2018-12-30 08:00 | 242.4064 | 0 | 0 | 0 | 0
2018-12-30 09:00 | 247.5601 | 0 | 0 | 0 | 0
2018-12-30 10:00 | 254.1071 | 0 | 0 | 0 | 0
2018-12-30 11:00 | 262.4645 | 0 | 0 | 0 | 0
2018-12-30 12:00 | 256.5252 | 0 | 0 | 0 | 0
2018-12-30 13:00 | 265.4723 | 0 | 0 | 0 | 0
2018-12-30 14:00 | 234.1587 | 0 | 0 | 0 | 0
2018-12-30 15:00 | 259.3934 | 0 | 0 | 0 | 0
2018-12-30 16:00 | 245.1254 | 0 | 0 | 0 | 0
2018-12-30 17:00 | 263.3277 | 0 | 0 | 0 | 0
2018-12-30 18:00 | 253.4699 | 0 | 0 | 0 | 0
2018-12-30 19:00 | 246.7927 | 0 | 0 | 0 | 0
2018-12-30 20:00 | 233.0266 | 0 | 0 | 0 | 0
2018-12-30 21:00 | 249.508 | 0 | 0 | 0 | 0
2018-12-30 22:00 | 257.7383 | 0 | 0 | 0 | 0
2018-12-30 23:00 | 245.3391 | 0 | 120.6169 | 0 | 0
2018-12-31 | 255.2044 | 0 | 269.164 | 0 | 0
2018-12-31 01:00 | 248.5104 | 0 | 235.3686 | 7.2 | 150
2018-12-31 02:00 | 266.9037 | 0 | 242.6814 | 7.2 | 150
2018-12-31 03:00 | 247.5265 | 0 | 234.9025 | 7.2 | 150
2018-12-31 04:00 | 262.1327 | 0 | 268.1754 | 7.2 | 150
2018-12-31 05:00 | 254.3742 | 0 | 269.7188 | 7.2 | 150
2018-12-31 06:00 | 252.4316 | 0 | 244.9283 | 7.2 | 150
2018-12-31 07:00 | 240.5194 | 0 | 260.376 | 0 | 0
2018-12-31 08:00 | 257.5755 | 0 | 261.9817 | 0 | 0
2018-12-31 09:00 | 270.7739 | 0 | 261.9403 | 0 | 0
2018-12-31 10:00 | 264.3561 | 0 | 263.9919 | 0 | 0
2018-12-31 11:00 | 261.5272 | 0 | 251.1411 | 0 | 0
2018-12-31 12:00 | 241.5995 | 0 | 256.647 | 0 | 0
2018-12-31 13:00 | 254.371 | 0 | 275.6058 | 0 | 0
2018-12-31 14:00 | 244.7978 | 0 | 254.3704 | 0 | 0
2018-12-31 15:00 | 247.9997 | 0 | 242.5095 | 0 | 0
2018-12-31 16:00 | 251.7107 | 0 | 261.3393 | 0 | 0
2018-12-31 17:00 | 255.1366 | 0 | 257.2109 | 0 | 0
2018-12-31 18:00 | 257.1425 | 0 | 243.6872 | 0 | 0
2018-12-31 19:00 | 258.8549 | 0 | 221.706 | 0 | 0
2018-12-31 20:00 | 230.3201 | 0 | 241.7127 | 0 | 0
2018-12-31 21:00 | 256.9614 | 0 | 255.8644 | 0 | 0
2018-12-31 22:00 | 256.7465 | 0 | 249.3086 | 0 | 0
2018-12-31 23:00 | 249.7355 | 0 | 247.2254 | 0 | 0
2019-01-01 | 264.3258 | 0 | 274.327 | 0 | 0
Note:
The STS crane load profiles are generated for a container terminal. The terminal is assumed to include one to three berths, while there are 3 cranes at each berth. The vessel schedule is assumed to be 1/3 call per day per berth on average and the sizes of the vessels are from 7,000-20,000 TEUs.
The charging load profiles for forklifts and generic rolling cargo handling equipment (CHE) assmes an off-shift 6-hour-per-day charging schedule. Their battery capacities are assumed to be 48 kWh and 1 MWh, respectively. A shift is assumed to consume 90% of the capacity.

## Locomotive
Time | Locomotive Charging (kW)
2018-01-01 01:00 | 336
2018-01-01 02:00 | 336
2018-01-01 03:00 | 336
2018-01-01 04:00 | 336
2018-01-01 05:00 | 336
2018-01-01 06:00 | 336
2018-01-01 07:00 | 0
2018-01-01 08:00 | 0
2018-01-01 09:00 | 0
2018-01-01 10:00 | 0
2018-01-01 11:00 | 0
2018-01-01 12:00 | 0
2018-01-01 13:00 | 0
2018-01-01 14:00 | 0
2018-01-01 15:00 | 0
2018-01-01 16:00 | 0
2018-01-01 17:00 | 0
2018-01-01 18:00 | 0
2018-01-01 19:00 | 0
2018-01-01 20:00 | 0
2018-01-01 21:00 | 0
2018-01-01 22:00 | 0
2018-01-01 23:00 | 0
2018-01-02 | 0
2018-01-02 01:00 | 336
2018-01-02 02:00 | 336
2018-01-02 03:00 | 336
2018-01-02 04:00 | 336
2018-01-02 05:00 | 336
2018-01-02 06:00 | 336
2018-01-02 07:00 | 0
2018-01-02 08:00 | 0
2018-01-02 09:00 | 0
2018-01-02 10:00 | 0
2018-01-02 11:00 | 0
2018-01-02 12:00 | 0
2018-01-02 13:00 | 0
2018-01-02 14:00 | 0
2018-01-02 15:00 | 0
2018-01-02 16:00 | 0
2018-01-02 17:00 | 0
2018-01-02 18:00 | 0
2018-01-02 19:00 | 0
2018-01-02 20:00 | 0
2018-01-02 21:00 | 0
2018-01-02 22:00 | 0
2018-01-02 23:00 | 0
2018-01-03 | 0
2018-01-03 01:00 | 336
2018-01-03 02:00 | 336
2018-01-03 03:00 | 336
2018-01-03 04:00 | 336
2018-01-03 05:00 | 336
2018-01-03 06:00 | 336
2018-01-03 07:00 | 0
2018-01-03 08:00 | 0
2018-01-03 09:00 | 0
2018-01-03 10:00 | 0
2018-01-03 11:00 | 0
2018-01-03 12:00 | 0
2018-01-03 13:00 | 0
2018-01-03 14:00 | 0
2018-01-03 15:00 | 0
2018-01-03 16:00 | 0
2018-01-03 17:00 | 0
2018-01-03 18:00 | 0
2018-01-03 19:00 | 0
2018-01-03 20:00 | 0
2018-01-03 21:00 | 0
2018-01-03 22:00 | 0
2018-01-03 23:00 | 0
2018-01-04 | 0
2018-01-04 01:00 | 336
2018-01-04 02:00 | 336
2018-01-04 03:00 | 336
2018-01-04 04:00 | 336
2018-01-04 05:00 | 336
2018-01-04 06:00 | 336
2018-01-04 07:00 | 0
2018-01-04 08:00 | 0
2018-01-04 09:00 | 0
2018-01-04 10:00 | 0
2018-01-04 11:00 | 0
2018-01-04 12:00 | 0
2018-01-04 13:00 | 0
2018-01-04 14:00 | 0
2018-01-04 15:00 | 0
2018-01-04 16:00 | 0
2018-01-04 17:00 | 0
2018-01-04 18:00 | 0
2018-01-04 19:00 | 0
2018-01-04 20:00 | 0
2018-01-04 21:00 | 0
2018-01-04 22:00 | 0
2018-01-04 23:00 | 0
2018-01-05 | 0
2018-01-05 01:00 | 336
2018-01-05 02:00 | 336
2018-01-05 03:00 | 336
2018-01-05 04:00 | 336
2018-01-05 05:00 | 336
2018-01-05 06:00 | 336
2018-01-05 07:00 | 0
2018-01-05 08:00 | 0
2018-01-05 09:00 | 0
2018-01-05 10:00 | 0
2018-01-05 11:00 | 0
2018-01-05 12:00 | 0
2018-01-05 13:00 | 0
2018-01-05 14:00 | 0
2018-01-05 15:00 | 0
2018-01-05 16:00 | 0
2018-01-05 17:00 | 0
2018-01-05 18:00 | 0
2018-01-05 19:00 | 0
2018-01-05 20:00 | 0
2018-01-05 21:00 | 0
2018-01-05 22:00 | 0
2018-01-05 23:00 | 0
2018-01-06 | 0
2018-01-06 01:00 | 336
2018-01-06 02:00 | 336
2018-01-06 03:00 | 336
2018-01-06 04:00 | 336
2018-01-06 05:00 | 336
2018-01-06 06:00 | 336
2018-01-06 07:00 | 0
2018-01-06 08:00 | 0
2018-01-06 09:00 | 0
2018-01-06 10:00 | 0
2018-01-06 11:00 | 0
2018-01-06 12:00 | 0
2018-01-06 13:00 | 0
2018-01-06 14:00 | 0
2018-01-06 15:00 | 0
2018-01-06 16:00 | 0
2018-01-06 17:00 | 0
2018-01-06 18:00 | 0
2018-01-06 19:00 | 0
2018-01-06 20:00 | 0
2018-01-06 21:00 | 0
2018-01-06 22:00 | 0
2018-01-06 23:00 | 0
2018-01-07 | 0
2018-01-07 01:00 | 336
2018-01-07 02:00 | 336
2018-01-07 03:00 | 336
2018-01-07 04:00 | 336
2018-01-07 05:00 | 336
2018-01-07 06:00 | 336
2018-01-07 07:00 | 0
2018-01-07 08:00 | 0
2018-01-07 09:00 | 0
2018-01-07 10:00 | 0
2018-01-07 11:00 | 0
2018-01-07 12:00 | 0
2018-01-07 13:00 | 0
2018-01-07 14:00 | 0
2018-01-07 15:00 | 0
2018-01-07 16:00 | 0
2018-01-07 17:00 | 0
2018-01-07 18:00 | 0
2018-01-07 19:00 | 0
2018-01-07 20:00 | 0
2018-01-07 21:00 | 0
2018-01-07 22:00 | 0
2018-01-07 23:00 | 0
2018-01-08 | 0
2018-01-08 01:00 | 336
2018-01-08 02:00 | 336
2018-01-08 03:00 | 336
2018-01-08 04:00 | 336
2018-01-08 05:00 | 336
2018-01-08 06:00 | 336
2018-01-08 07:00 | 0
2018-01-08 08:00 | 0
2018-01-08 09:00 | 0
2018-01-08 10:00 | 0
2018-01-08 11:00 | 0
2018-01-08 12:00 | 0
2018-01-08 13:00 | 0
2018-01-08 14:00 | 0
2018-01-08 15:00 | 0
2018-01-08 16:00 | 0
2018-01-08 17:00 | 0
2018-01-08 18:00 | 0
2018-01-08 19:00 | 0
2018-01-08 20:00 | 0
2018-01-08 21:00 | 0
2018-01-08 22:00 | 0
2018-01-08 23:00 | 0
2018-01-09 | 0
2018-01-09 01:00 | 336
2018-01-09 02:00 | 336
2018-01-09 03:00 | 336
2018-01-09 04:00 | 336
2018-01-09 05:00 | 336
2018-01-09 06:00 | 336
2018-01-09 07:00 | 0
2018-01-09 08:00 | 0
2018-01-09 09:00 | 0
2018-01-09 10:00 | 0
2018-01-09 11:00 | 0
2018-01-09 12:00 | 0
2018-01-09 13:00 | 0
2018-01-09 14:00 | 0
2018-01-09 15:00 | 0
2018-01-09 16:00 | 0
2018-01-09 17:00 | 0
2018-01-09 18:00 | 0
2018-01-09 19:00 | 0
2018-01-09 20:00 | 0
2018-01-09 21:00 | 0
2018-01-09 22:00 | 0
2018-01-09 23:00 | 0
2018-01-10 | 0
2018-01-10 01:00 | 336
2018-01-10 02:00 | 336
2018-01-10 03:00 | 336
2018-01-10 04:00 | 336
2018-01-10 05:00 | 336
2018-01-10 06:00 | 336
2018-01-10 07:00 | 0
2018-01-10 08:00 | 0
2018-01-10 09:00 | 0
2018-01-10 10:00 | 0
2018-01-10 11:00 | 0
2018-01-10 12:00 | 0
2018-01-10 13:00 | 0
2018-01-10 14:00 | 0
2018-01-10 15:00 | 0
2018-01-10 16:00 | 0
2018-01-10 17:00 | 0
2018-01-10 18:00 | 0
2018-01-10 19:00 | 0
2018-01-10 20:00 | 0
2018-01-10 21:00 | 0
2018-01-10 22:00 | 0
2018-01-10 23:00 | 0
2018-01-11 | 0
2018-01-11 01:00 | 336
2018-01-11 02:00 | 336
2018-01-11 03:00 | 336
2018-01-11 04:00 | 336
2018-01-11 05:00 | 336
2018-01-11 06:00 | 336
2018-01-11 07:00 | 0
2018-01-11 08:00 | 0
2018-01-11 09:00 | 0
2018-01-11 10:00 | 0
2018-01-11 11:00 | 0
2018-01-11 12:00 | 0
2018-01-11 13:00 | 0
2018-01-11 14:00 | 0
2018-01-11 15:00 | 0
2018-01-11 16:00 | 0
2018-01-11 17:00 | 0
2018-01-11 18:00 | 0
2018-01-11 19:00 | 0
2018-01-11 20:00 | 0
2018-01-11 21:00 | 0
2018-01-11 22:00 | 0
2018-01-11 23:00 | 0
2018-01-12 | 0
2018-01-12 01:00 | 336
2018-01-12 02:00 | 336
2018-01-12 03:00 | 336
2018-01-12 04:00 | 336
2018-01-12 05:00 | 336
2018-01-12 06:00 | 336
2018-01-12 07:00 | 0
2018-01-12 08:00 | 0
2018-01-12 09:00 | 0
2018-01-12 10:00 | 0
2018-01-12 11:00 | 0
2018-01-12 12:00 | 0
2018-01-12 13:00 | 0
2018-01-12 14:00 | 0
2018-01-12 15:00 | 0
2018-01-12 16:00 | 0
2018-01-12 17:00 | 0
2018-01-12 18:00 | 0
2018-01-12 19:00 | 0
2018-01-12 20:00 | 0
2018-01-12 21:00 | 0
2018-01-12 22:00 | 0
2018-01-12 23:00 | 0
2018-01-13 | 0
2018-01-13 01:00 | 336
2018-01-13 02:00 | 336
2018-01-13 03:00 | 336
2018-01-13 04:00 | 336
2018-01-13 05:00 | 336
2018-01-13 06:00 | 336
2018-01-13 07:00 | 0
2018-01-13 08:00 | 0
2018-01-13 09:00 | 0
2018-01-13 10:00 | 0
2018-01-13 11:00 | 0
2018-01-13 12:00 | 0
2018-01-13 13:00 | 0
2018-01-13 14:00 | 0
2018-01-13 15:00 | 0
2018-01-13 16:00 | 0
2018-01-13 17:00 | 0
2018-01-13 18:00 | 0
2018-01-13 19:00 | 0
2018-01-13 20:00 | 0
2018-01-13 21:00 | 0
2018-01-13 22:00 | 0
2018-01-13 23:00 | 0
2018-01-14 | 0
2018-01-14 01:00 | 336
2018-01-14 02:00 | 336
2018-01-14 03:00 | 336
2018-01-14 04:00 | 336
2018-01-14 05:00 | 336
2018-01-14 06:00 | 336
2018-01-14 07:00 | 0
2018-01-14 08:00 | 0
2018-01-14 09:00 | 0
2018-01-14 10:00 | 0
2018-01-14 11:00 | 0
2018-01-14 12:00 | 0
2018-01-14 13:00 | 0
2018-01-14 14:00 | 0
2018-01-14 15:00 | 0
2018-01-14 16:00 | 0
2018-01-14 17:00 | 0
2018-01-14 18:00 | 0
2018-01-14 19:00 | 0
2018-01-14 20:00 | 0
2018-01-14 21:00 | 0
2018-01-14 22:00 | 0
2018-01-14 23:00 | 0
2018-01-15 | 0
2018-01-15 01:00 | 336
2018-01-15 02:00 | 336
2018-01-15 03:00 | 336
2018-01-15 04:00 | 336
2018-01-15 05:00 | 336
2018-01-15 06:00 | 336
2018-01-15 07:00 | 0
2018-01-15 08:00 | 0
2018-01-15 09:00 | 0
2018-01-15 10:00 | 0
2018-01-15 11:00 | 0
2018-01-15 12:00 | 0
2018-01-15 13:00 | 0
2018-01-15 14:00 | 0
2018-01-15 15:00 | 0
2018-01-15 16:00 | 0
2018-01-15 17:00 | 0
2018-01-15 18:00 | 0
2018-01-15 19:00 | 0
2018-01-15 20:00 | 0
2018-01-15 21:00 | 0
2018-01-15 22:00 | 0
2018-01-15 23:00 | 0
2018-01-16 | 0
2018-01-16 01:00 | 336
2018-01-16 02:00 | 336
2018-01-16 03:00 | 336
2018-01-16 04:00 | 336
2018-01-16 05:00 | 336
2018-01-16 06:00 | 336
2018-01-16 07:00 | 0
2018-01-16 08:00 | 0
2018-01-16 09:00 | 0
2018-01-16 10:00 | 0
2018-01-16 11:00 | 0
2018-01-16 12:00 | 0
2018-01-16 13:00 | 0
2018-01-16 14:00 | 0
2018-01-16 15:00 | 0
2018-01-16 16:00 | 0
2018-01-16 17:00 | 0
2018-01-16 18:00 | 0
2018-01-16 19:00 | 0
2018-01-16 20:00 | 0
2018-01-16 21:00 | 0
2018-01-16 22:00 | 0
2018-01-16 23:00 | 0
2018-01-17 | 0
2018-01-17 01:00 | 336
2018-01-17 02:00 | 336
2018-01-17 03:00 | 336
2018-01-17 04:00 | 336
2018-01-17 05:00 | 336
2018-01-17 06:00 | 336
2018-01-17 07:00 | 0
2018-01-17 08:00 | 0
2018-01-17 09:00 | 0
2018-01-17 10:00 | 0
2018-01-17 11:00 | 0
2018-01-17 12:00 | 0
2018-01-17 13:00 | 0
2018-01-17 14:00 | 0
2018-01-17 15:00 | 0
2018-01-17 16:00 | 0
2018-01-17 17:00 | 0
2018-01-17 18:00 | 0
2018-01-17 19:00 | 0
2018-01-17 20:00 | 0
2018-01-17 21:00 | 0
2018-01-17 22:00 | 0
2018-01-17 23:00 | 0
2018-01-18 | 0
2018-01-18 01:00 | 336
2018-01-18 02:00 | 336
2018-01-18 03:00 | 336
2018-01-18 04:00 | 336
2018-01-18 05:00 | 336
2018-01-18 06:00 | 336
2018-01-18 07:00 | 0
2018-01-18 08:00 | 0
2018-01-18 09:00 | 0
2018-01-18 10:00 | 0
2018-01-18 11:00 | 0
2018-01-18 12:00 | 0
2018-01-18 13:00 | 0
2018-01-18 14:00 | 0
2018-01-18 15:00 | 0
2018-01-18 16:00 | 0
2018-01-18 17:00 | 0
2018-01-18 18:00 | 0
2018-01-18 19:00 | 0
2018-01-18 20:00 | 0
2018-01-18 21:00 | 0
2018-01-18 22:00 | 0
2018-01-18 23:00 | 0
2018-01-19 | 0
2018-01-19 01:00 | 336
2018-01-19 02:00 | 336
2018-01-19 03:00 | 336
2018-01-19 04:00 | 336
2018-01-19 05:00 | 336
2018-01-19 06:00 | 336
2018-01-19 07:00 | 0
2018-01-19 08:00 | 0
2018-01-19 09:00 | 0
2018-01-19 10:00 | 0
2018-01-19 11:00 | 0
2018-01-19 12:00 | 0
2018-01-19 13:00 | 0
2018-01-19 14:00 | 0
2018-01-19 15:00 | 0
2018-01-19 16:00 | 0
2018-01-19 17:00 | 0
2018-01-19 18:00 | 0
2018-01-19 19:00 | 0
2018-01-19 20:00 | 0
2018-01-19 21:00 | 0
2018-01-19 22:00 | 0
2018-01-19 23:00 | 0
2018-01-20 | 0
2018-01-20 01:00 | 336
2018-01-20 02:00 | 336
2018-01-20 03:00 | 336
2018-01-20 04:00 | 336
2018-01-20 05:00 | 336
2018-01-20 06:00 | 336
2018-01-20 07:00 | 0
2018-01-20 08:00 | 0
2018-01-20 09:00 | 0
2018-01-20 10:00 | 0
2018-01-20 11:00 | 0
2018-01-20 12:00 | 0
2018-01-20 13:00 | 0
2018-01-20 14:00 | 0
2018-01-20 15:00 | 0
2018-01-20 16:00 | 0
2018-01-20 17:00 | 0
2018-01-20 18:00 | 0
2018-01-20 19:00 | 0
2018-01-20 20:00 | 0
2018-01-20 21:00 | 0
2018-01-20 22:00 | 0
2018-01-20 23:00 | 0
2018-01-21 | 0
2018-01-21 01:00 | 336
2018-01-21 02:00 | 336
2018-01-21 03:00 | 336
2018-01-21 04:00 | 336
2018-01-21 05:00 | 336
2018-01-21 06:00 | 336
2018-01-21 07:00 | 0
2018-01-21 08:00 | 0
2018-01-21 09:00 | 0
2018-01-21 10:00 | 0
2018-01-21 11:00 | 0
2018-01-21 12:00 | 0
2018-01-21 13:00 | 0
2018-01-21 14:00 | 0
2018-01-21 15:00 | 0
2018-01-21 16:00 | 0
2018-01-21 17:00 | 0
2018-01-21 18:00 | 0
2018-01-21 19:00 | 0
2018-01-21 20:00 | 0
2018-01-21 21:00 | 0
2018-01-21 22:00 | 0
2018-01-21 23:00 | 0
2018-01-22 | 0
2018-01-22 01:00 | 336
2018-01-22 02:00 | 336
2018-01-22 03:00 | 336
2018-01-22 04:00 | 336
2018-01-22 05:00 | 336
2018-01-22 06:00 | 336
2018-01-22 07:00 | 0
2018-01-22 08:00 | 0
2018-01-22 09:00 | 0
2018-01-22 10:00 | 0
2018-01-22 11:00 | 0
2018-01-22 12:00 | 0
2018-01-22 13:00 | 0
2018-01-22 14:00 | 0
2018-01-22 15:00 | 0
2018-01-22 16:00 | 0
2018-01-22 17:00 | 0
2018-01-22 18:00 | 0
2018-01-22 19:00 | 0
2018-01-22 20:00 | 0
2018-01-22 21:00 | 0
2018-01-22 22:00 | 0
2018-01-22 23:00 | 0
2018-01-23 | 0
2018-01-23 01:00 | 336
2018-01-23 02:00 | 336
2018-01-23 03:00 | 336
2018-01-23 04:00 | 336
2018-01-23 05:00 | 336
2018-01-23 06:00 | 336
2018-01-23 07:00 | 0
2018-01-23 08:00 | 0
2018-01-23 09:00 | 0
2018-01-23 10:00 | 0
2018-01-23 11:00 | 0
2018-01-23 12:00 | 0
2018-01-23 13:00 | 0
2018-01-23 14:00 | 0
2018-01-23 15:00 | 0
2018-01-23 16:00 | 0
2018-01-23 17:00 | 0
2018-01-23 18:00 | 0
2018-01-23 19:00 | 0
2018-01-23 20:00 | 0
2018-01-23 21:00 | 0
2018-01-23 22:00 | 0
2018-01-23 23:00 | 0
2018-01-24 | 0
2018-01-24 01:00 | 336
2018-01-24 02:00 | 336
2018-01-24 03:00 | 336
2018-01-24 04:00 | 336
2018-01-24 05:00 | 336
2018-01-24 06:00 | 336
2018-01-24 07:00 | 0
2018-01-24 08:00 | 0
2018-01-24 09:00 | 0
2018-01-24 10:00 | 0
2018-01-24 11:00 | 0
2018-01-24 12:00 | 0
2018-01-24 13:00 | 0
2018-01-24 14:00 | 0
2018-01-24 15:00 | 0
2018-01-24 16:00 | 0
2018-01-24 17:00 | 0
2018-01-24 18:00 | 0
2018-01-24 19:00 | 0
2018-01-24 20:00 | 0
2018-01-24 21:00 | 0
2018-01-24 22:00 | 0
2018-01-24 23:00 | 0
2018-01-25 | 0
2018-01-25 01:00 | 336
2018-01-25 02:00 | 336
2018-01-25 03:00 | 336
2018-01-25 04:00 | 336
2018-01-25 05:00 | 336
2018-01-25 06:00 | 336
2018-01-25 07:00 | 0
2018-01-25 08:00 | 0
2018-01-25 09:00 | 0
2018-01-25 10:00 | 0
2018-01-25 11:00 | 0
2018-01-25 12:00 | 0
2018-01-25 13:00 | 0
2018-01-25 14:00 | 0
2018-01-25 15:00 | 0
2018-01-25 16:00 | 0
2018-01-25 17:00 | 0
2018-01-25 18:00 | 0
2018-01-25 19:00 | 0
2018-01-25 20:00 | 0
2018-01-25 21:00 | 0
2018-01-25 22:00 | 0
2018-01-25 23:00 | 0
2018-01-26 | 0
2018-01-26 01:00 | 336
2018-01-26 02:00 | 336
2018-01-26 03:00 | 336
2018-01-26 04:00 | 336
2018-01-26 05:00 | 336
2018-01-26 06:00 | 336
2018-01-26 07:00 | 0
2018-01-26 08:00 | 0
2018-01-26 09:00 | 0
2018-01-26 10:00 | 0
2018-01-26 11:00 | 0
2018-01-26 12:00 | 0
2018-01-26 13:00 | 0
2018-01-26 14:00 | 0
2018-01-26 15:00 | 0
2018-01-26 16:00 | 0
2018-01-26 17:00 | 0
2018-01-26 18:00 | 0
2018-01-26 19:00 | 0
2018-01-26 20:00 | 0
2018-01-26 21:00 | 0
2018-01-26 22:00 | 0
2018-01-26 23:00 | 0
2018-01-27 | 0
2018-01-27 01:00 | 336
2018-01-27 02:00 | 336
2018-01-27 03:00 | 336
2018-01-27 04:00 | 336
2018-01-27 05:00 | 336
2018-01-27 06:00 | 336
2018-01-27 07:00 | 0
2018-01-27 08:00 | 0
2018-01-27 09:00 | 0
2018-01-27 10:00 | 0
2018-01-27 11:00 | 0
2018-01-27 12:00 | 0
2018-01-27 13:00 | 0
2018-01-27 14:00 | 0
2018-01-27 15:00 | 0
2018-01-27 16:00 | 0
2018-01-27 17:00 | 0
2018-01-27 18:00 | 0
2018-01-27 19:00 | 0
2018-01-27 20:00 | 0
2018-01-27 21:00 | 0
2018-01-27 22:00 | 0
2018-01-27 23:00 | 0
2018-01-28 | 0
2018-01-28 01:00 | 336
2018-01-28 02:00 | 336
2018-01-28 03:00 | 336
2018-01-28 04:00 | 336
2018-01-28 05:00 | 336
2018-01-28 06:00 | 336
2018-01-28 07:00 | 0
2018-01-28 08:00 | 0
2018-01-28 09:00 | 0
2018-01-28 10:00 | 0
2018-01-28 11:00 | 0
2018-01-28 12:00 | 0
2018-01-28 13:00 | 0
2018-01-28 14:00 | 0
2018-01-28 15:00 | 0
2018-01-28 16:00 | 0
2018-01-28 17:00 | 0
2018-01-28 18:00 | 0
2018-01-28 19:00 | 0
2018-01-28 20:00 | 0
2018-01-28 21:00 | 0
2018-01-28 22:00 | 0
2018-01-28 23:00 | 0
2018-01-29 | 0
2018-01-29 01:00 | 336
2018-01-29 02:00 | 336
2018-01-29 03:00 | 336
2018-01-29 04:00 | 336
2018-01-29 05:00 | 336
2018-01-29 06:00 | 336
2018-01-29 07:00 | 0
2018-01-29 08:00 | 0
2018-01-29 09:00 | 0
2018-01-29 10:00 | 0
2018-01-29 11:00 | 0
2018-01-29 12:00 | 0
2018-01-29 13:00 | 0
2018-01-29 14:00 | 0
2018-01-29 15:00 | 0
2018-01-29 16:00 | 0
2018-01-29 17:00 | 0
2018-01-29 18:00 | 0
2018-01-29 19:00 | 0
2018-01-29 20:00 | 0
2018-01-29 21:00 | 0
2018-01-29 22:00 | 0
2018-01-29 23:00 | 0
2018-01-30 | 0
2018-01-30 01:00 | 336
2018-01-30 02:00 | 336
2018-01-30 03:00 | 336
2018-01-30 04:00 | 336
2018-01-30 05:00 | 336
2018-01-30 06:00 | 336
2018-01-30 07:00 | 0
2018-01-30 08:00 | 0
2018-01-30 09:00 | 0
2018-01-30 10:00 | 0
2018-01-30 11:00 | 0
2018-01-30 12:00 | 0
2018-01-30 13:00 | 0
2018-01-30 14:00 | 0
2018-01-30 15:00 | 0
2018-01-30 16:00 | 0
2018-01-30 17:00 | 0
2018-01-30 18:00 | 0
2018-01-30 19:00 | 0
2018-01-30 20:00 | 0
2018-01-30 21:00 | 0
2018-01-30 22:00 | 0
2018-01-30 23:00 | 0
2018-01-31 | 0
2018-01-31 01:00 | 336
2018-01-31 02:00 | 336
2018-01-31 03:00 | 336
2018-01-31 04:00 | 336
2018-01-31 05:00 | 336
2018-01-31 06:00 | 336
2018-01-31 07:00 | 0
2018-01-31 08:00 | 0
2018-01-31 09:00 | 0
2018-01-31 10:00 | 0
2018-01-31 11:00 | 0
2018-01-31 12:00 | 0
2018-01-31 13:00 | 0
2018-01-31 14:00 | 0
2018-01-31 15:00 | 0
2018-01-31 16:00 | 0
2018-01-31 17:00 | 0
2018-01-31 18:00 | 0
2018-01-31 19:00 | 0
2018-01-31 20:00 | 0
2018-01-31 21:00 | 0
2018-01-31 22:00 | 0
2018-01-31 23:00 | 0
2018-02-01 | 0
2018-02-01 01:00 | 336
2018-02-01 02:00 | 336
2018-02-01 03:00 | 336
2018-02-01 04:00 | 336
2018-02-01 05:00 | 336
2018-02-01 06:00 | 336
2018-02-01 07:00 | 0
2018-02-01 08:00 | 0
2018-02-01 09:00 | 0
2018-02-01 10:00 | 0
2018-02-01 11:00 | 0
2018-02-01 12:00 | 0
2018-02-01 13:00 | 0
2018-02-01 14:00 | 0
2018-02-01 15:00 | 0
2018-02-01 16:00 | 0
2018-02-01 17:00 | 0
2018-02-01 18:00 | 0
2018-02-01 19:00 | 0
2018-02-01 20:00 | 0
2018-02-01 21:00 | 0
2018-02-01 22:00 | 0
2018-02-01 23:00 | 0
2018-02-02 | 0
2018-02-02 01:00 | 336
2018-02-02 02:00 | 336
2018-02-02 03:00 | 336
2018-02-02 04:00 | 336
2018-02-02 05:00 | 336
2018-02-02 06:00 | 336
2018-02-02 07:00 | 0
2018-02-02 08:00 | 0
2018-02-02 09:00 | 0
2018-02-02 10:00 | 0
2018-02-02 11:00 | 0
2018-02-02 12:00 | 0
2018-02-02 13:00 | 0
2018-02-02 14:00 | 0
2018-02-02 15:00 | 0
2018-02-02 16:00 | 0
2018-02-02 17:00 | 0
2018-02-02 18:00 | 0
2018-02-02 19:00 | 0
2018-02-02 20:00 | 0
2018-02-02 21:00 | 0
2018-02-02 22:00 | 0
2018-02-02 23:00 | 0
2018-02-03 | 0
2018-02-03 01:00 | 336
2018-02-03 02:00 | 336
2018-02-03 03:00 | 336
2018-02-03 04:00 | 336
2018-02-03 05:00 | 336
2018-02-03 06:00 | 336
2018-02-03 07:00 | 0
2018-02-03 08:00 | 0
2018-02-03 09:00 | 0
2018-02-03 10:00 | 0
2018-02-03 11:00 | 0
2018-02-03 12:00 | 0
2018-02-03 13:00 | 0
2018-02-03 14:00 | 0
2018-02-03 15:00 | 0
2018-02-03 16:00 | 0
2018-02-03 17:00 | 0
2018-02-03 18:00 | 0
2018-02-03 19:00 | 0
2018-02-03 20:00 | 0
2018-02-03 21:00 | 0
2018-02-03 22:00 | 0
2018-02-03 23:00 | 0
2018-02-04 | 0
2018-02-04 01:00 | 336
2018-02-04 02:00 | 336
2018-02-04 03:00 | 336
2018-02-04 04:00 | 336
2018-02-04 05:00 | 336
2018-02-04 06:00 | 336
2018-02-04 07:00 | 0
2018-02-04 08:00 | 0
2018-02-04 09:00 | 0
2018-02-04 10:00 | 0
2018-02-04 11:00 | 0
2018-02-04 12:00 | 0
2018-02-04 13:00 | 0
2018-02-04 14:00 | 0
2018-02-04 15:00 | 0
2018-02-04 16:00 | 0
2018-02-04 17:00 | 0
2018-02-04 18:00 | 0
2018-02-04 19:00 | 0
2018-02-04 20:00 | 0
2018-02-04 21:00 | 0
2018-02-04 22:00 | 0
2018-02-04 23:00 | 0
2018-02-05 | 0
2018-02-05 01:00 | 336
2018-02-05 02:00 | 336
2018-02-05 03:00 | 336
2018-02-05 04:00 | 336
2018-02-05 05:00 | 336
2018-02-05 06:00 | 336
2018-02-05 07:00 | 0
2018-02-05 08:00 | 0
2018-02-05 09:00 | 0
2018-02-05 10:00 | 0
2018-02-05 11:00 | 0
2018-02-05 12:00 | 0
2018-02-05 13:00 | 0
2018-02-05 14:00 | 0
2018-02-05 15:00 | 0
2018-02-05 16:00 | 0
2018-02-05 17:00 | 0
2018-02-05 18:00 | 0
2018-02-05 19:00 | 0
2018-02-05 20:00 | 0
2018-02-05 21:00 | 0
2018-02-05 22:00 | 0
2018-02-05 23:00 | 0
2018-02-06 | 0
2018-02-06 01:00 | 336
2018-02-06 02:00 | 336
2018-02-06 03:00 | 336
2018-02-06 04:00 | 336
2018-02-06 05:00 | 336
2018-02-06 06:00 | 336
2018-02-06 07:00 | 0
2018-02-06 08:00 | 0
2018-02-06 09:00 | 0
2018-02-06 10:00 | 0
2018-02-06 11:00 | 0
2018-02-06 12:00 | 0
2018-02-06 13:00 | 0
2018-02-06 14:00 | 0
2018-02-06 15:00 | 0
2018-02-06 16:00 | 0
2018-02-06 17:00 | 0
2018-02-06 18:00 | 0
2018-02-06 19:00 | 0
2018-02-06 20:00 | 0
2018-02-06 21:00 | 0
2018-02-06 22:00 | 0
2018-02-06 23:00 | 0
2018-02-07 | 0
2018-02-07 01:00 | 336
2018-02-07 02:00 | 336
2018-02-07 03:00 | 336
2018-02-07 04:00 | 336
2018-02-07 05:00 | 336
2018-02-07 06:00 | 336
2018-02-07 07:00 | 0
2018-02-07 08:00 | 0
2018-02-07 09:00 | 0
2018-02-07 10:00 | 0
2018-02-07 11:00 | 0
2018-02-07 12:00 | 0
2018-02-07 13:00 | 0
2018-02-07 14:00 | 0
2018-02-07 15:00 | 0
2018-02-07 16:00 | 0
2018-02-07 17:00 | 0
2018-02-07 18:00 | 0
2018-02-07 19:00 | 0
2018-02-07 20:00 | 0
2018-02-07 21:00 | 0
2018-02-07 22:00 | 0
2018-02-07 23:00 | 0
2018-02-08 | 0
2018-02-08 01:00 | 336
2018-02-08 02:00 | 336
2018-02-08 03:00 | 336
2018-02-08 04:00 | 336
2018-02-08 05:00 | 336
2018-02-08 06:00 | 336
2018-02-08 07:00 | 0
2018-02-08 08:00 | 0
2018-02-08 09:00 | 0
2018-02-08 10:00 | 0
2018-02-08 11:00 | 0
2018-02-08 12:00 | 0
2018-02-08 13:00 | 0
2018-02-08 14:00 | 0
2018-02-08 15:00 | 0
2018-02-08 16:00 | 0
2018-02-08 17:00 | 0
2018-02-08 18:00 | 0
2018-02-08 19:00 | 0
2018-02-08 20:00 | 0
2018-02-08 21:00 | 0
2018-02-08 22:00 | 0
2018-02-08 23:00 | 0
2018-02-09 | 0
2018-02-09 01:00 | 336
2018-02-09 02:00 | 336
2018-02-09 03:00 | 336
2018-02-09 04:00 | 336
2018-02-09 05:00 | 336
2018-02-09 06:00 | 336
2018-02-09 07:00 | 0
2018-02-09 08:00 | 0
2018-02-09 09:00 | 0
2018-02-09 10:00 | 0
2018-02-09 11:00 | 0
2018-02-09 12:00 | 0
2018-02-09 13:00 | 0
2018-02-09 14:00 | 0
2018-02-09 15:00 | 0
2018-02-09 16:00 | 0
2018-02-09 17:00 | 0
2018-02-09 18:00 | 0
2018-02-09 19:00 | 0
2018-02-09 20:00 | 0
2018-02-09 21:00 | 0
2018-02-09 22:00 | 0
2018-02-09 23:00 | 0
2018-02-10 | 0
2018-02-10 01:00 | 336
2018-02-10 02:00 | 336
2018-02-10 03:00 | 336
2018-02-10 04:00 | 336
2018-02-10 05:00 | 336
2018-02-10 06:00 | 336
2018-02-10 07:00 | 0
2018-02-10 08:00 | 0
2018-02-10 09:00 | 0
2018-02-10 10:00 | 0
2018-02-10 11:00 | 0
2018-02-10 12:00 | 0
2018-02-10 13:00 | 0
2018-02-10 14:00 | 0
2018-02-10 15:00 | 0
2018-02-10 16:00 | 0
2018-02-10 17:00 | 0
2018-02-10 18:00 | 0
2018-02-10 19:00 | 0
2018-02-10 20:00 | 0
2018-02-10 21:00 | 0
2018-02-10 22:00 | 0
2018-02-10 23:00 | 0
2018-02-11 | 0
2018-02-11 01:00 | 336
2018-02-11 02:00 | 336
2018-02-11 03:00 | 336
2018-02-11 04:00 | 336
2018-02-11 05:00 | 336
2018-02-11 06:00 | 336
2018-02-11 07:00 | 0
2018-02-11 08:00 | 0
2018-02-11 09:00 | 0
2018-02-11 10:00 | 0
2018-02-11 11:00 | 0
2018-02-11 12:00 | 0
2018-02-11 13:00 | 0
2018-02-11 14:00 | 0
2018-02-11 15:00 | 0
2018-02-11 16:00 | 0
2018-02-11 17:00 | 0
2018-02-11 18:00 | 0
2018-02-11 19:00 | 0
2018-02-11 20:00 | 0
2018-02-11 21:00 | 0
2018-02-11 22:00 | 0
2018-02-11 23:00 | 0
2018-02-12 | 0
2018-02-12 01:00 | 336
2018-02-12 02:00 | 336
2018-02-12 03:00 | 336
2018-02-12 04:00 | 336
2018-02-12 05:00 | 336
2018-02-12 06:00 | 336
2018-02-12 07:00 | 0
2018-02-12 08:00 | 0
2018-02-12 09:00 | 0
2018-02-12 10:00 | 0
2018-02-12 11:00 | 0
2018-02-12 12:00 | 0
2018-02-12 13:00 | 0
2018-02-12 14:00 | 0
2018-02-12 15:00 | 0
2018-02-12 16:00 | 0
2018-02-12 17:00 | 0
2018-02-12 18:00 | 0
2018-02-12 19:00 | 0
2018-02-12 20:00 | 0
2018-02-12 21:00 | 0
2018-02-12 22:00 | 0
2018-02-12 23:00 | 0
2018-02-13 | 0
2018-02-13 01:00 | 336
2018-02-13 02:00 | 336
2018-02-13 03:00 | 336
2018-02-13 04:00 | 336
2018-02-13 05:00 | 336
2018-02-13 06:00 | 336
2018-02-13 07:00 | 0
2018-02-13 08:00 | 0
2018-02-13 09:00 | 0
2018-02-13 10:00 | 0
2018-02-13 11:00 | 0
2018-02-13 12:00 | 0
2018-02-13 13:00 | 0
2018-02-13 14:00 | 0
2018-02-13 15:00 | 0
2018-02-13 16:00 | 0
2018-02-13 17:00 | 0
2018-02-13 18:00 | 0
2018-02-13 19:00 | 0
2018-02-13 20:00 | 0
2018-02-13 21:00 | 0
2018-02-13 22:00 | 0
2018-02-13 23:00 | 0
2018-02-14 | 0
2018-02-14 01:00 | 336
2018-02-14 02:00 | 336
2018-02-14 03:00 | 336
2018-02-14 04:00 | 336
2018-02-14 05:00 | 336
2018-02-14 06:00 | 336
2018-02-14 07:00 | 0
2018-02-14 08:00 | 0
2018-02-14 09:00 | 0
2018-02-14 10:00 | 0
2018-02-14 11:00 | 0
2018-02-14 12:00 | 0
2018-02-14 13:00 | 0
2018-02-14 14:00 | 0
2018-02-14 15:00 | 0
2018-02-14 16:00 | 0
2018-02-14 17:00 | 0
2018-02-14 18:00 | 0
2018-02-14 19:00 | 0
2018-02-14 20:00 | 0
2018-02-14 21:00 | 0
2018-02-14 22:00 | 0
2018-02-14 23:00 | 0
2018-02-15 | 0
2018-02-15 01:00 | 336
2018-02-15 02:00 | 336
2018-02-15 03:00 | 336
2018-02-15 04:00 | 336
2018-02-15 05:00 | 336
2018-02-15 06:00 | 336
2018-02-15 07:00 | 0
2018-02-15 08:00 | 0
2018-02-15 09:00 | 0
2018-02-15 10:00 | 0
2018-02-15 11:00 | 0
2018-02-15 12:00 | 0
2018-02-15 13:00 | 0
2018-02-15 14:00 | 0
2018-02-15 15:00 | 0
2018-02-15 16:00 | 0
2018-02-15 17:00 | 0
2018-02-15 18:00 | 0
2018-02-15 19:00 | 0
2018-02-15 20:00 | 0
2018-02-15 21:00 | 0
2018-02-15 22:00 | 0
2018-02-15 23:00 | 0
2018-02-16 | 0
2018-02-16 01:00 | 336
2018-02-16 02:00 | 336
2018-02-16 03:00 | 336
2018-02-16 04:00 | 336
2018-02-16 05:00 | 336
2018-02-16 06:00 | 336
2018-02-16 07:00 | 0
2018-02-16 08:00 | 0
2018-02-16 09:00 | 0
2018-02-16 10:00 | 0
2018-02-16 11:00 | 0
2018-02-16 12:00 | 0
2018-02-16 13:00 | 0
2018-02-16 14:00 | 0
2018-02-16 15:00 | 0
2018-02-16 16:00 | 0
2018-02-16 17:00 | 0
2018-02-16 18:00 | 0
2018-02-16 19:00 | 0
2018-02-16 20:00 | 0
2018-02-16 21:00 | 0
2018-02-16 22:00 | 0
2018-02-16 23:00 | 0
2018-02-17 | 0
2018-02-17 01:00 | 336
2018-02-17 02:00 | 336
2018-02-17 03:00 | 336
2018-02-17 04:00 | 336
2018-02-17 05:00 | 336
2018-02-17 06:00 | 336
2018-02-17 07:00 | 0
2018-02-17 08:00 | 0
2018-02-17 09:00 | 0
2018-02-17 10:00 | 0
2018-02-17 11:00 | 0
2018-02-17 12:00 | 0
2018-02-17 13:00 | 0
2018-02-17 14:00 | 0
2018-02-17 15:00 | 0
2018-02-17 16:00 | 0
2018-02-17 17:00 | 0
2018-02-17 18:00 | 0
2018-02-17 19:00 | 0
2018-02-17 20:00 | 0
2018-02-17 21:00 | 0
2018-02-17 22:00 | 0
2018-02-17 23:00 | 0
2018-02-18 | 0
2018-02-18 01:00 | 336
2018-02-18 02:00 | 336
2018-02-18 03:00 | 336
2018-02-18 04:00 | 336
2018-02-18 05:00 | 336
2018-02-18 06:00 | 336
2018-02-18 07:00 | 0
2018-02-18 08:00 | 0
2018-02-18 09:00 | 0
2018-02-18 10:00 | 0
2018-02-18 11:00 | 0
2018-02-18 12:00 | 0
2018-02-18 13:00 | 0
2018-02-18 14:00 | 0
2018-02-18 15:00 | 0
2018-02-18 16:00 | 0
2018-02-18 17:00 | 0
2018-02-18 18:00 | 0
2018-02-18 19:00 | 0
2018-02-18 20:00 | 0
2018-02-18 21:00 | 0
2018-02-18 22:00 | 0
2018-02-18 23:00 | 0
2018-02-19 | 0
2018-02-19 01:00 | 336
2018-02-19 02:00 | 336
2018-02-19 03:00 | 336
2018-02-19 04:00 | 336
2018-02-19 05:00 | 336
2018-02-19 06:00 | 336
2018-02-19 07:00 | 0
2018-02-19 08:00 | 0
2018-02-19 09:00 | 0
2018-02-19 10:00 | 0
2018-02-19 11:00 | 0
2018-02-19 12:00 | 0
2018-02-19 13:00 | 0
2018-02-19 14:00 | 0
2018-02-19 15:00 | 0
2018-02-19 16:00 | 0
2018-02-19 17:00 | 0
2018-02-19 18:00 | 0
2018-02-19 19:00 | 0
2018-02-19 20:00 | 0
2018-02-19 21:00 | 0
2018-02-19 22:00 | 0
2018-02-19 23:00 | 0
2018-02-20 | 0
2018-02-20 01:00 | 336
2018-02-20 02:00 | 336
2018-02-20 03:00 | 336
2018-02-20 04:00 | 336
2018-02-20 05:00 | 336
2018-02-20 06:00 | 336
2018-02-20 07:00 | 0
2018-02-20 08:00 | 0
2018-02-20 09:00 | 0
2018-02-20 10:00 | 0
2018-02-20 11:00 | 0
2018-02-20 12:00 | 0
2018-02-20 13:00 | 0
2018-02-20 14:00 | 0
2018-02-20 15:00 | 0
2018-02-20 16:00 | 0
2018-02-20 17:00 | 0
2018-02-20 18:00 | 0
2018-02-20 19:00 | 0
2018-02-20 20:00 | 0
2018-02-20 21:00 | 0
2018-02-20 22:00 | 0
2018-02-20 23:00 | 0
2018-02-21 | 0
2018-02-21 01:00 | 336
2018-02-21 02:00 | 336
2018-02-21 03:00 | 336
2018-02-21 04:00 | 336
2018-02-21 05:00 | 336
2018-02-21 06:00 | 336
2018-02-21 07:00 | 0
2018-02-21 08:00 | 0
2018-02-21 09:00 | 0
2018-02-21 10:00 | 0
2018-02-21 11:00 | 0
2018-02-21 12:00 | 0
2018-02-21 13:00 | 0
2018-02-21 14:00 | 0
2018-02-21 15:00 | 0
2018-02-21 16:00 | 0
2018-02-21 17:00 | 0
2018-02-21 18:00 | 0
2018-02-21 19:00 | 0
2018-02-21 20:00 | 0
2018-02-21 21:00 | 0
2018-02-21 22:00 | 0
2018-02-21 23:00 | 0
2018-02-22 | 0
2018-02-22 01:00 | 336
2018-02-22 02:00 | 336
2018-02-22 03:00 | 336
2018-02-22 04:00 | 336
2018-02-22 05:00 | 336
2018-02-22 06:00 | 336
2018-02-22 07:00 | 0
2018-02-22 08:00 | 0
2018-02-22 09:00 | 0
2018-02-22 10:00 | 0
2018-02-22 11:00 | 0
2018-02-22 12:00 | 0
2018-02-22 13:00 | 0
2018-02-22 14:00 | 0
2018-02-22 15:00 | 0
2018-02-22 16:00 | 0
2018-02-22 17:00 | 0
2018-02-22 18:00 | 0
2018-02-22 19:00 | 0
2018-02-22 20:00 | 0
2018-02-22 21:00 | 0
2018-02-22 22:00 | 0
2018-02-22 23:00 | 0
2018-02-23 | 0
2018-02-23 01:00 | 336
2018-02-23 02:00 | 336
2018-02-23 03:00 | 336
2018-02-23 04:00 | 336
2018-02-23 05:00 | 336
2018-02-23 06:00 | 336
2018-02-23 07:00 | 0
2018-02-23 08:00 | 0
2018-02-23 09:00 | 0
2018-02-23 10:00 | 0
2018-02-23 11:00 | 0
2018-02-23 12:00 | 0
2018-02-23 13:00 | 0
2018-02-23 14:00 | 0
2018-02-23 15:00 | 0
2018-02-23 16:00 | 0
2018-02-23 17:00 | 0
2018-02-23 18:00 | 0
2018-02-23 19:00 | 0
2018-02-23 20:00 | 0
2018-02-23 21:00 | 0
2018-02-23 22:00 | 0
2018-02-23 23:00 | 0
2018-02-24 | 0
2018-02-24 01:00 | 336
2018-02-24 02:00 | 336
2018-02-24 03:00 | 336
2018-02-24 04:00 | 336
2018-02-24 05:00 | 336
2018-02-24 06:00 | 336
2018-02-24 07:00 | 0
2018-02-24 08:00 | 0
2018-02-24 09:00 | 0
2018-02-24 10:00 | 0
2018-02-24 11:00 | 0
2018-02-24 12:00 | 0
2018-02-24 13:00 | 0
2018-02-24 14:00 | 0
2018-02-24 15:00 | 0
2018-02-24 16:00 | 0
2018-02-24 17:00 | 0
2018-02-24 18:00 | 0
2018-02-24 19:00 | 0
2018-02-24 20:00 | 0
2018-02-24 21:00 | 0
2018-02-24 22:00 | 0
2018-02-24 23:00 | 0
2018-02-25 | 0
2018-02-25 01:00 | 336
2018-02-25 02:00 | 336
2018-02-25 03:00 | 336
2018-02-25 04:00 | 336
2018-02-25 05:00 | 336
2018-02-25 06:00 | 336
2018-02-25 07:00 | 0
2018-02-25 08:00 | 0
2018-02-25 09:00 | 0
2018-02-25 10:00 | 0
2018-02-25 11:00 | 0
2018-02-25 12:00 | 0
2018-02-25 13:00 | 0
2018-02-25 14:00 | 0
2018-02-25 15:00 | 0
2018-02-25 16:00 | 0
2018-02-25 17:00 | 0
2018-02-25 18:00 | 0
2018-02-25 19:00 | 0
2018-02-25 20:00 | 0
2018-02-25 21:00 | 0
2018-02-25 22:00 | 0
2018-02-25 23:00 | 0
2018-02-26 | 0
2018-02-26 01:00 | 336
2018-02-26 02:00 | 336
2018-02-26 03:00 | 336
2018-02-26 04:00 | 336
2018-02-26 05:00 | 336
2018-02-26 06:00 | 336
2018-02-26 07:00 | 0
2018-02-26 08:00 | 0
2018-02-26 09:00 | 0
2018-02-26 10:00 | 0
2018-02-26 11:00 | 0
2018-02-26 12:00 | 0
2018-02-26 13:00 | 0
2018-02-26 14:00 | 0
2018-02-26 15:00 | 0
2018-02-26 16:00 | 0
2018-02-26 17:00 | 0
2018-02-26 18:00 | 0
2018-02-26 19:00 | 0
2018-02-26 20:00 | 0
2018-02-26 21:00 | 0
2018-02-26 22:00 | 0
2018-02-26 23:00 | 0
2018-02-27 | 0
2018-02-27 01:00 | 336
2018-02-27 02:00 | 336
2018-02-27 03:00 | 336
2018-02-27 04:00 | 336
2018-02-27 05:00 | 336
2018-02-27 06:00 | 336
2018-02-27 07:00 | 0
2018-02-27 08:00 | 0
2018-02-27 09:00 | 0
2018-02-27 10:00 | 0
2018-02-27 11:00 | 0
2018-02-27 12:00 | 0
2018-02-27 13:00 | 0
2018-02-27 14:00 | 0
2018-02-27 15:00 | 0
2018-02-27 16:00 | 0
2018-02-27 17:00 | 0
2018-02-27 18:00 | 0
2018-02-27 19:00 | 0
2018-02-27 20:00 | 0
2018-02-27 21:00 | 0
2018-02-27 22:00 | 0
2018-02-27 23:00 | 0
2018-02-28 | 0
2018-02-28 01:00 | 336
2018-02-28 02:00 | 336
2018-02-28 03:00 | 336
2018-02-28 04:00 | 336
2018-02-28 05:00 | 336
2018-02-28 06:00 | 336
2018-02-28 07:00 | 0
2018-02-28 08:00 | 0
2018-02-28 09:00 | 0
2018-02-28 10:00 | 0
2018-02-28 11:00 | 0
2018-02-28 12:00 | 0
2018-02-28 13:00 | 0
2018-02-28 14:00 | 0
2018-02-28 15:00 | 0
2018-02-28 16:00 | 0
2018-02-28 17:00 | 0
2018-02-28 18:00 | 0
2018-02-28 19:00 | 0
2018-02-28 20:00 | 0
2018-02-28 21:00 | 0
2018-02-28 22:00 | 0
2018-02-28 23:00 | 0
2018-03-01 | 0
2018-03-01 01:00 | 336
2018-03-01 02:00 | 336
2018-03-01 03:00 | 336
2018-03-01 04:00 | 336
2018-03-01 05:00 | 336
2018-03-01 06:00 | 336
2018-03-01 07:00 | 0
2018-03-01 08:00 | 0
2018-03-01 09:00 | 0
2018-03-01 10:00 | 0
2018-03-01 11:00 | 0
2018-03-01 12:00 | 0
2018-03-01 13:00 | 0
2018-03-01 14:00 | 0
2018-03-01 15:00 | 0
2018-03-01 16:00 | 0
2018-03-01 17:00 | 0
2018-03-01 18:00 | 0
2018-03-01 19:00 | 0
2018-03-01 20:00 | 0
2018-03-01 21:00 | 0
2018-03-01 22:00 | 0
2018-03-01 23:00 | 0
2018-03-02 | 0
2018-03-02 01:00 | 336
2018-03-02 02:00 | 336
2018-03-02 03:00 | 336
2018-03-02 04:00 | 336
2018-03-02 05:00 | 336
2018-03-02 06:00 | 336
2018-03-02 07:00 | 0
2018-03-02 08:00 | 0
2018-03-02 09:00 | 0
2018-03-02 10:00 | 0
2018-03-02 11:00 | 0
2018-03-02 12:00 | 0
2018-03-02 13:00 | 0
2018-03-02 14:00 | 0
2018-03-02 15:00 | 0
2018-03-02 16:00 | 0
2018-03-02 17:00 | 0
2018-03-02 18:00 | 0
2018-03-02 19:00 | 0
2018-03-02 20:00 | 0
2018-03-02 21:00 | 0
2018-03-02 22:00 | 0
2018-03-02 23:00 | 0
2018-03-03 | 0
2018-03-03 01:00 | 336
2018-03-03 02:00 | 336
2018-03-03 03:00 | 336
2018-03-03 04:00 | 336
2018-03-03 05:00 | 336
2018-03-03 06:00 | 336
2018-03-03 07:00 | 0
2018-03-03 08:00 | 0
2018-03-03 09:00 | 0
2018-03-03 10:00 | 0
2018-03-03 11:00 | 0
2018-03-03 12:00 | 0
2018-03-03 13:00 | 0
2018-03-03 14:00 | 0
2018-03-03 15:00 | 0
2018-03-03 16:00 | 0
2018-03-03 17:00 | 0
2018-03-03 18:00 | 0
2018-03-03 19:00 | 0
2018-03-03 20:00 | 0
2018-03-03 21:00 | 0
2018-03-03 22:00 | 0
2018-03-03 23:00 | 0
2018-03-04 | 0
2018-03-04 01:00 | 336
2018-03-04 02:00 | 336
2018-03-04 03:00 | 336
2018-03-04 04:00 | 336
2018-03-04 05:00 | 336
2018-03-04 06:00 | 336
2018-03-04 07:00 | 0
2018-03-04 08:00 | 0
2018-03-04 09:00 | 0
2018-03-04 10:00 | 0
2018-03-04 11:00 | 0
2018-03-04 12:00 | 0
2018-03-04 13:00 | 0
2018-03-04 14:00 | 0
2018-03-04 15:00 | 0
2018-03-04 16:00 | 0
2018-03-04 17:00 | 0
2018-03-04 18:00 | 0
2018-03-04 19:00 | 0
2018-03-04 20:00 | 0
2018-03-04 21:00 | 0
2018-03-04 22:00 | 0
2018-03-04 23:00 | 0
2018-03-05 | 0
2018-03-05 01:00 | 336
2018-03-05 02:00 | 336
2018-03-05 03:00 | 336
2018-03-05 04:00 | 336
2018-03-05 05:00 | 336
2018-03-05 06:00 | 336
2018-03-05 07:00 | 0
2018-03-05 08:00 | 0
2018-03-05 09:00 | 0
2018-03-05 10:00 | 0
2018-03-05 11:00 | 0
2018-03-05 12:00 | 0
2018-03-05 13:00 | 0
2018-03-05 14:00 | 0
2018-03-05 15:00 | 0
2018-03-05 16:00 | 0
2018-03-05 17:00 | 0
2018-03-05 18:00 | 0
2018-03-05 19:00 | 0
2018-03-05 20:00 | 0
2018-03-05 21:00 | 0
2018-03-05 22:00 | 0
2018-03-05 23:00 | 0
2018-03-06 | 0
2018-03-06 01:00 | 336
2018-03-06 02:00 | 336
2018-03-06 03:00 | 336
2018-03-06 04:00 | 336
2018-03-06 05:00 | 336
2018-03-06 06:00 | 336
2018-03-06 07:00 | 0
2018-03-06 08:00 | 0
2018-03-06 09:00 | 0
2018-03-06 10:00 | 0
2018-03-06 11:00 | 0
2018-03-06 12:00 | 0
2018-03-06 13:00 | 0
2018-03-06 14:00 | 0
2018-03-06 15:00 | 0
2018-03-06 16:00 | 0
2018-03-06 17:00 | 0
2018-03-06 18:00 | 0
2018-03-06 19:00 | 0
2018-03-06 20:00 | 0
2018-03-06 21:00 | 0
2018-03-06 22:00 | 0
2018-03-06 23:00 | 0
2018-03-07 | 0
2018-03-07 01:00 | 336
2018-03-07 02:00 | 336
2018-03-07 03:00 | 336
2018-03-07 04:00 | 336
2018-03-07 05:00 | 336
2018-03-07 06:00 | 336
2018-03-07 07:00 | 0
2018-03-07 08:00 | 0
2018-03-07 09:00 | 0
2018-03-07 10:00 | 0
2018-03-07 11:00 | 0
2018-03-07 12:00 | 0
2018-03-07 13:00 | 0
2018-03-07 14:00 | 0
2018-03-07 15:00 | 0
2018-03-07 16:00 | 0
2018-03-07 17:00 | 0
2018-03-07 18:00 | 0
2018-03-07 19:00 | 0
2018-03-07 20:00 | 0
2018-03-07 21:00 | 0
2018-03-07 22:00 | 0
2018-03-07 23:00 | 0
2018-03-08 | 0
2018-03-08 01:00 | 336
2018-03-08 02:00 | 336
2018-03-08 03:00 | 336
2018-03-08 04:00 | 336
2018-03-08 05:00 | 336
2018-03-08 06:00 | 336
2018-03-08 07:00 | 0
2018-03-08 08:00 | 0
2018-03-08 09:00 | 0
2018-03-08 10:00 | 0
2018-03-08 11:00 | 0
2018-03-08 12:00 | 0
2018-03-08 13:00 | 0
2018-03-08 14:00 | 0
2018-03-08 15:00 | 0
2018-03-08 16:00 | 0
2018-03-08 17:00 | 0
2018-03-08 18:00 | 0
2018-03-08 19:00 | 0
2018-03-08 20:00 | 0
2018-03-08 21:00 | 0
2018-03-08 22:00 | 0
2018-03-08 23:00 | 0
2018-03-09 | 0
2018-03-09 01:00 | 336
2018-03-09 02:00 | 336
2018-03-09 03:00 | 336
2018-03-09 04:00 | 336
2018-03-09 05:00 | 336
2018-03-09 06:00 | 336
2018-03-09 07:00 | 0
2018-03-09 08:00 | 0
2018-03-09 09:00 | 0
2018-03-09 10:00 | 0
2018-03-09 11:00 | 0
2018-03-09 12:00 | 0
2018-03-09 13:00 | 0
2018-03-09 14:00 | 0
2018-03-09 15:00 | 0
2018-03-09 16:00 | 0
2018-03-09 17:00 | 0
2018-03-09 18:00 | 0
2018-03-09 19:00 | 0
2018-03-09 20:00 | 0
2018-03-09 21:00 | 0
2018-03-09 22:00 | 0
2018-03-09 23:00 | 0
2018-03-10 | 0
2018-03-10 01:00 | 336
2018-03-10 02:00 | 336
2018-03-10 03:00 | 336
2018-03-10 04:00 | 336
2018-03-10 05:00 | 336
2018-03-10 06:00 | 336
2018-03-10 07:00 | 0
2018-03-10 08:00 | 0
2018-03-10 09:00 | 0
2018-03-10 10:00 | 0
2018-03-10 11:00 | 0
2018-03-10 12:00 | 0
2018-03-10 13:00 | 0
2018-03-10 14:00 | 0
2018-03-10 15:00 | 0
2018-03-10 16:00 | 0
2018-03-10 17:00 | 0
2018-03-10 18:00 | 0
2018-03-10 19:00 | 0
2018-03-10 20:00 | 0
2018-03-10 21:00 | 0
2018-03-10 22:00 | 0
2018-03-10 23:00 | 0
2018-03-11 | 0
2018-03-11 01:00 | 336
2018-03-11 02:00 | 336
2018-03-11 03:00 | 336
2018-03-11 04:00 | 336
2018-03-11 05:00 | 336
2018-03-11 06:00 | 336
2018-03-11 07:00 | 0
2018-03-11 08:00 | 0
2018-03-11 09:00 | 0
2018-03-11 10:00 | 0
2018-03-11 11:00 | 0
2018-03-11 12:00 | 0
2018-03-11 13:00 | 0
2018-03-11 14:00 | 0
2018-03-11 15:00 | 0
2018-03-11 16:00 | 0
2018-03-11 17:00 | 0
2018-03-11 18:00 | 0
2018-03-11 19:00 | 0
2018-03-11 20:00 | 0
2018-03-11 21:00 | 0
2018-03-11 22:00 | 0
2018-03-11 23:00 | 0
2018-03-12 | 0
2018-03-12 01:00 | 336
2018-03-12 02:00 | 336
2018-03-12 03:00 | 336
2018-03-12 04:00 | 336
2018-03-12 05:00 | 336
2018-03-12 06:00 | 336
2018-03-12 07:00 | 0
2018-03-12 08:00 | 0
2018-03-12 09:00 | 0
2018-03-12 10:00 | 0
2018-03-12 11:00 | 0
2018-03-12 12:00 | 0
2018-03-12 13:00 | 0
2018-03-12 14:00 | 0
2018-03-12 15:00 | 0
2018-03-12 16:00 | 0
2018-03-12 17:00 | 0
2018-03-12 18:00 | 0
2018-03-12 19:00 | 0
2018-03-12 20:00 | 0
2018-03-12 21:00 | 0
2018-03-12 22:00 | 0
2018-03-12 23:00 | 0
2018-03-13 | 0
2018-03-13 01:00 | 336
2018-03-13 02:00 | 336
2018-03-13 03:00 | 336
2018-03-13 04:00 | 336
2018-03-13 05:00 | 336
2018-03-13 06:00 | 336
2018-03-13 07:00 | 0
2018-03-13 08:00 | 0
2018-03-13 09:00 | 0
2018-03-13 10:00 | 0
2018-03-13 11:00 | 0
2018-03-13 12:00 | 0
2018-03-13 13:00 | 0
2018-03-13 14:00 | 0
2018-03-13 15:00 | 0
2018-03-13 16:00 | 0
2018-03-13 17:00 | 0
2018-03-13 18:00 | 0
2018-03-13 19:00 | 0
2018-03-13 20:00 | 0
2018-03-13 21:00 | 0
2018-03-13 22:00 | 0
2018-03-13 23:00 | 0
2018-03-14 | 0
2018-03-14 01:00 | 336
2018-03-14 02:00 | 336
2018-03-14 03:00 | 336
2018-03-14 04:00 | 336
2018-03-14 05:00 | 336
2018-03-14 06:00 | 336
2018-03-14 07:00 | 0
2018-03-14 08:00 | 0
2018-03-14 09:00 | 0
2018-03-14 10:00 | 0
2018-03-14 11:00 | 0
2018-03-14 12:00 | 0
2018-03-14 13:00 | 0
2018-03-14 14:00 | 0
2018-03-14 15:00 | 0
2018-03-14 16:00 | 0
2018-03-14 17:00 | 0
2018-03-14 18:00 | 0
2018-03-14 19:00 | 0
2018-03-14 20:00 | 0
2018-03-14 21:00 | 0
2018-03-14 22:00 | 0
2018-03-14 23:00 | 0
2018-03-15 | 0
2018-03-15 01:00 | 336
2018-03-15 02:00 | 336
2018-03-15 03:00 | 336
2018-03-15 04:00 | 336
2018-03-15 05:00 | 336
2018-03-15 06:00 | 336
2018-03-15 07:00 | 0
2018-03-15 08:00 | 0
2018-03-15 09:00 | 0
2018-03-15 10:00 | 0
2018-03-15 11:00 | 0
2018-03-15 12:00 | 0
2018-03-15 13:00 | 0
2018-03-15 14:00 | 0
2018-03-15 15:00 | 0
2018-03-15 16:00 | 0
2018-03-15 17:00 | 0
2018-03-15 18:00 | 0
2018-03-15 19:00 | 0
2018-03-15 20:00 | 0
2018-03-15 21:00 | 0
2018-03-15 22:00 | 0
2018-03-15 23:00 | 0
2018-03-16 | 0
2018-03-16 01:00 | 336
2018-03-16 02:00 | 336
2018-03-16 03:00 | 336
2018-03-16 04:00 | 336
2018-03-16 05:00 | 336
2018-03-16 06:00 | 336
2018-03-16 07:00 | 0
2018-03-16 08:00 | 0
2018-03-16 09:00 | 0
2018-03-16 10:00 | 0
2018-03-16 11:00 | 0
2018-03-16 12:00 | 0
2018-03-16 13:00 | 0
2018-03-16 14:00 | 0
2018-03-16 15:00 | 0
2018-03-16 16:00 | 0
2018-03-16 17:00 | 0
2018-03-16 18:00 | 0
2018-03-16 19:00 | 0
2018-03-16 20:00 | 0
2018-03-16 21:00 | 0
2018-03-16 22:00 | 0
2018-03-16 23:00 | 0
2018-03-17 | 0
2018-03-17 01:00 | 336
2018-03-17 02:00 | 336
2018-03-17 03:00 | 336
2018-03-17 04:00 | 336
2018-03-17 05:00 | 336
2018-03-17 06:00 | 336
2018-03-17 07:00 | 0
2018-03-17 08:00 | 0
2018-03-17 09:00 | 0
2018-03-17 10:00 | 0
2018-03-17 11:00 | 0
2018-03-17 12:00 | 0
2018-03-17 13:00 | 0
2018-03-17 14:00 | 0
2018-03-17 15:00 | 0
2018-03-17 16:00 | 0
2018-03-17 17:00 | 0
2018-03-17 18:00 | 0
2018-03-17 19:00 | 0
2018-03-17 20:00 | 0
2018-03-17 21:00 | 0
2018-03-17 22:00 | 0
2018-03-17 23:00 | 0
2018-03-18 | 0
2018-03-18 01:00 | 336
2018-03-18 02:00 | 336
2018-03-18 03:00 | 336
2018-03-18 04:00 | 336
2018-03-18 05:00 | 336
2018-03-18 06:00 | 336
2018-03-18 07:00 | 0
2018-03-18 08:00 | 0
2018-03-18 09:00 | 0
2018-03-18 10:00 | 0
2018-03-18 11:00 | 0
2018-03-18 12:00 | 0
2018-03-18 13:00 | 0
2018-03-18 14:00 | 0
2018-03-18 15:00 | 0
2018-03-18 16:00 | 0
2018-03-18 17:00 | 0
2018-03-18 18:00 | 0
2018-03-18 19:00 | 0
2018-03-18 20:00 | 0
2018-03-18 21:00 | 0
2018-03-18 22:00 | 0
2018-03-18 23:00 | 0
2018-03-19 | 0
2018-03-19 01:00 | 336
2018-03-19 02:00 | 336
2018-03-19 03:00 | 336
2018-03-19 04:00 | 336
2018-03-19 05:00 | 336
2018-03-19 06:00 | 336
2018-03-19 07:00 | 0
2018-03-19 08:00 | 0
2018-03-19 09:00 | 0
2018-03-19 10:00 | 0
2018-03-19 11:00 | 0
2018-03-19 12:00 | 0
2018-03-19 13:00 | 0
2018-03-19 14:00 | 0
2018-03-19 15:00 | 0
2018-03-19 16:00 | 0
2018-03-19 17:00 | 0
2018-03-19 18:00 | 0
2018-03-19 19:00 | 0
2018-03-19 20:00 | 0
2018-03-19 21:00 | 0
2018-03-19 22:00 | 0
2018-03-19 23:00 | 0
2018-03-20 | 0
2018-03-20 01:00 | 336
2018-03-20 02:00 | 336
2018-03-20 03:00 | 336
2018-03-20 04:00 | 336
2018-03-20 05:00 | 336
2018-03-20 06:00 | 336
2018-03-20 07:00 | 0
2018-03-20 08:00 | 0
2018-03-20 09:00 | 0
2018-03-20 10:00 | 0
2018-03-20 11:00 | 0
2018-03-20 12:00 | 0
2018-03-20 13:00 | 0
2018-03-20 14:00 | 0
2018-03-20 15:00 | 0
2018-03-20 16:00 | 0
2018-03-20 17:00 | 0
2018-03-20 18:00 | 0
2018-03-20 19:00 | 0
2018-03-20 20:00 | 0
2018-03-20 21:00 | 0
2018-03-20 22:00 | 0
2018-03-20 23:00 | 0
2018-03-21 | 0
2018-03-21 01:00 | 336
2018-03-21 02:00 | 336
2018-03-21 03:00 | 336
2018-03-21 04:00 | 336
2018-03-21 05:00 | 336
2018-03-21 06:00 | 336
2018-03-21 07:00 | 0
2018-03-21 08:00 | 0
2018-03-21 09:00 | 0
2018-03-21 10:00 | 0
2018-03-21 11:00 | 0
2018-03-21 12:00 | 0
2018-03-21 13:00 | 0
2018-03-21 14:00 | 0
2018-03-21 15:00 | 0
2018-03-21 16:00 | 0
2018-03-21 17:00 | 0
2018-03-21 18:00 | 0
2018-03-21 19:00 | 0
2018-03-21 20:00 | 0
2018-03-21 21:00 | 0
2018-03-21 22:00 | 0
2018-03-21 23:00 | 0
2018-03-22 | 0
2018-03-22 01:00 | 336
2018-03-22 02:00 | 336
2018-03-22 03:00 | 336
2018-03-22 04:00 | 336
2018-03-22 05:00 | 336
2018-03-22 06:00 | 336
2018-03-22 07:00 | 0
2018-03-22 08:00 | 0
2018-03-22 09:00 | 0
2018-03-22 10:00 | 0
2018-03-22 11:00 | 0
2018-03-22 12:00 | 0
2018-03-22 13:00 | 0
2018-03-22 14:00 | 0
2018-03-22 15:00 | 0
2018-03-22 16:00 | 0
2018-03-22 17:00 | 0
2018-03-22 18:00 | 0
2018-03-22 19:00 | 0
2018-03-22 20:00 | 0
2018-03-22 21:00 | 0
2018-03-22 22:00 | 0
2018-03-22 23:00 | 0
2018-03-23 | 0
2018-03-23 01:00 | 336
2018-03-23 02:00 | 336
2018-03-23 03:00 | 336
2018-03-23 04:00 | 336
2018-03-23 05:00 | 336
2018-03-23 06:00 | 336
2018-03-23 07:00 | 0
2018-03-23 08:00 | 0
2018-03-23 09:00 | 0
2018-03-23 10:00 | 0
2018-03-23 11:00 | 0
2018-03-23 12:00 | 0
2018-03-23 13:00 | 0
2018-03-23 14:00 | 0
2018-03-23 15:00 | 0
2018-03-23 16:00 | 0
2018-03-23 17:00 | 0
2018-03-23 18:00 | 0
2018-03-23 19:00 | 0
2018-03-23 20:00 | 0
2018-03-23 21:00 | 0
2018-03-23 22:00 | 0
2018-03-23 23:00 | 0
2018-03-24 | 0
2018-03-24 01:00 | 336
2018-03-24 02:00 | 336
2018-03-24 03:00 | 336
2018-03-24 04:00 | 336
2018-03-24 05:00 | 336
2018-03-24 06:00 | 336
2018-03-24 07:00 | 0
2018-03-24 08:00 | 0
2018-03-24 09:00 | 0
2018-03-24 10:00 | 0
2018-03-24 11:00 | 0
2018-03-24 12:00 | 0
2018-03-24 13:00 | 0
2018-03-24 14:00 | 0
2018-03-24 15:00 | 0
2018-03-24 16:00 | 0
2018-03-24 17:00 | 0
2018-03-24 18:00 | 0
2018-03-24 19:00 | 0
2018-03-24 20:00 | 0
2018-03-24 21:00 | 0
2018-03-24 22:00 | 0
2018-03-24 23:00 | 0
2018-03-25 | 0
2018-03-25 01:00 | 336
2018-03-25 02:00 | 336
2018-03-25 03:00 | 336
2018-03-25 04:00 | 336
2018-03-25 05:00 | 336
2018-03-25 06:00 | 336
2018-03-25 07:00 | 0
2018-03-25 08:00 | 0
2018-03-25 09:00 | 0
2018-03-25 10:00 | 0
2018-03-25 11:00 | 0
2018-03-25 12:00 | 0
2018-03-25 13:00 | 0
2018-03-25 14:00 | 0
2018-03-25 15:00 | 0
2018-03-25 16:00 | 0
2018-03-25 17:00 | 0
2018-03-25 18:00 | 0
2018-03-25 19:00 | 0
2018-03-25 20:00 | 0
2018-03-25 21:00 | 0
2018-03-25 22:00 | 0
2018-03-25 23:00 | 0
2018-03-26 | 0
2018-03-26 01:00 | 336
2018-03-26 02:00 | 336
2018-03-26 03:00 | 336
2018-03-26 04:00 | 336
2018-03-26 05:00 | 336
2018-03-26 06:00 | 336
2018-03-26 07:00 | 0
2018-03-26 08:00 | 0
2018-03-26 09:00 | 0
2018-03-26 10:00 | 0
2018-03-26 11:00 | 0
2018-03-26 12:00 | 0
2018-03-26 13:00 | 0
2018-03-26 14:00 | 0
2018-03-26 15:00 | 0
2018-03-26 16:00 | 0
2018-03-26 17:00 | 0
2018-03-26 18:00 | 0
2018-03-26 19:00 | 0
2018-03-26 20:00 | 0
2018-03-26 21:00 | 0
2018-03-26 22:00 | 0
2018-03-26 23:00 | 0
2018-03-27 | 0
2018-03-27 01:00 | 336
2018-03-27 02:00 | 336
2018-03-27 03:00 | 336
2018-03-27 04:00 | 336
2018-03-27 05:00 | 336
2018-03-27 06:00 | 336
2018-03-27 07:00 | 0
2018-03-27 08:00 | 0
2018-03-27 09:00 | 0
2018-03-27 10:00 | 0
2018-03-27 11:00 | 0
2018-03-27 12:00 | 0
2018-03-27 13:00 | 0
2018-03-27 14:00 | 0
2018-03-27 15:00 | 0
2018-03-27 16:00 | 0
2018-03-27 17:00 | 0
2018-03-27 18:00 | 0
2018-03-27 19:00 | 0
2018-03-27 20:00 | 0
2018-03-27 21:00 | 0
2018-03-27 22:00 | 0
2018-03-27 23:00 | 0
2018-03-28 | 0
2018-03-28 01:00 | 336
2018-03-28 02:00 | 336
2018-03-28 03:00 | 336
2018-03-28 04:00 | 336
2018-03-28 05:00 | 336
2018-03-28 06:00 | 336
2018-03-28 07:00 | 0
2018-03-28 08:00 | 0
2018-03-28 09:00 | 0
2018-03-28 10:00 | 0
2018-03-28 11:00 | 0
2018-03-28 12:00 | 0
2018-03-28 13:00 | 0
2018-03-28 14:00 | 0
2018-03-28 15:00 | 0
2018-03-28 16:00 | 0
2018-03-28 17:00 | 0
2018-03-28 18:00 | 0
2018-03-28 19:00 | 0
2018-03-28 20:00 | 0
2018-03-28 21:00 | 0
2018-03-28 22:00 | 0
2018-03-28 23:00 | 0
2018-03-29 | 0
2018-03-29 01:00 | 336
2018-03-29 02:00 | 336
2018-03-29 03:00 | 336
2018-03-29 04:00 | 336
2018-03-29 05:00 | 336
2018-03-29 06:00 | 336
2018-03-29 07:00 | 0
2018-03-29 08:00 | 0
2018-03-29 09:00 | 0
2018-03-29 10:00 | 0
2018-03-29 11:00 | 0
2018-03-29 12:00 | 0
2018-03-29 13:00 | 0
2018-03-29 14:00 | 0
2018-03-29 15:00 | 0
2018-03-29 16:00 | 0
2018-03-29 17:00 | 0
2018-03-29 18:00 | 0
2018-03-29 19:00 | 0
2018-03-29 20:00 | 0
2018-03-29 21:00 | 0
2018-03-29 22:00 | 0
2018-03-29 23:00 | 0
2018-03-30 | 0
2018-03-30 01:00 | 336
2018-03-30 02:00 | 336
2018-03-30 03:00 | 336
2018-03-30 04:00 | 336
2018-03-30 05:00 | 336
2018-03-30 06:00 | 336
2018-03-30 07:00 | 0
2018-03-30 08:00 | 0
2018-03-30 09:00 | 0
2018-03-30 10:00 | 0
2018-03-30 11:00 | 0
2018-03-30 12:00 | 0
2018-03-30 13:00 | 0
2018-03-30 14:00 | 0
2018-03-30 15:00 | 0
2018-03-30 16:00 | 0
2018-03-30 17:00 | 0
2018-03-30 18:00 | 0
2018-03-30 19:00 | 0
2018-03-30 20:00 | 0
2018-03-30 21:00 | 0
2018-03-30 22:00 | 0
2018-03-30 23:00 | 0
2018-03-31 | 0
2018-03-31 01:00 | 336
2018-03-31 02:00 | 336
2018-03-31 03:00 | 336
2018-03-31 04:00 | 336
2018-03-31 05:00 | 336
2018-03-31 06:00 | 336
2018-03-31 07:00 | 0
2018-03-31 08:00 | 0
2018-03-31 09:00 | 0
2018-03-31 10:00 | 0
2018-03-31 11:00 | 0
2018-03-31 12:00 | 0
2018-03-31 13:00 | 0
2018-03-31 14:00 | 0
2018-03-31 15:00 | 0
2018-03-31 16:00 | 0
2018-03-31 17:00 | 0
2018-03-31 18:00 | 0
2018-03-31 19:00 | 0
2018-03-31 20:00 | 0
2018-03-31 21:00 | 0
2018-03-31 22:00 | 0
2018-03-31 23:00 | 0
2018-04-01 | 0
2018-04-01 01:00 | 336
2018-04-01 02:00 | 336
2018-04-01 03:00 | 336
2018-04-01 04:00 | 336
2018-04-01 05:00 | 336
2018-04-01 06:00 | 336
2018-04-01 07:00 | 0
2018-04-01 08:00 | 0
2018-04-01 09:00 | 0
2018-04-01 10:00 | 0
2018-04-01 11:00 | 0
2018-04-01 12:00 | 0
2018-04-01 13:00 | 0
2018-04-01 14:00 | 0
2018-04-01 15:00 | 0
2018-04-01 16:00 | 0
2018-04-01 17:00 | 0
2018-04-01 18:00 | 0
2018-04-01 19:00 | 0
2018-04-01 20:00 | 0
2018-04-01 21:00 | 0
2018-04-01 22:00 | 0
2018-04-01 23:00 | 0
2018-04-02 | 0
2018-04-02 01:00 | 336
2018-04-02 02:00 | 336
2018-04-02 03:00 | 336
2018-04-02 04:00 | 336
2018-04-02 05:00 | 336
2018-04-02 06:00 | 336
2018-04-02 07:00 | 0
2018-04-02 08:00 | 0
2018-04-02 09:00 | 0
2018-04-02 10:00 | 0
2018-04-02 11:00 | 0
2018-04-02 12:00 | 0
2018-04-02 13:00 | 0
2018-04-02 14:00 | 0
2018-04-02 15:00 | 0
2018-04-02 16:00 | 0
2018-04-02 17:00 | 0
2018-04-02 18:00 | 0
2018-04-02 19:00 | 0
2018-04-02 20:00 | 0
2018-04-02 21:00 | 0
2018-04-02 22:00 | 0
2018-04-02 23:00 | 0
2018-04-03 | 0
2018-04-03 01:00 | 336
2018-04-03 02:00 | 336
2018-04-03 03:00 | 336
2018-04-03 04:00 | 336
2018-04-03 05:00 | 336
2018-04-03 06:00 | 336
2018-04-03 07:00 | 0
2018-04-03 08:00 | 0
2018-04-03 09:00 | 0
2018-04-03 10:00 | 0
2018-04-03 11:00 | 0
2018-04-03 12:00 | 0
2018-04-03 13:00 | 0
2018-04-03 14:00 | 0
2018-04-03 15:00 | 0
2018-04-03 16:00 | 0
2018-04-03 17:00 | 0
2018-04-03 18:00 | 0
2018-04-03 19:00 | 0
2018-04-03 20:00 | 0
2018-04-03 21:00 | 0
2018-04-03 22:00 | 0
2018-04-03 23:00 | 0
2018-04-04 | 0
2018-04-04 01:00 | 336
2018-04-04 02:00 | 336
2018-04-04 03:00 | 336
2018-04-04 04:00 | 336
2018-04-04 05:00 | 336
2018-04-04 06:00 | 336
2018-04-04 07:00 | 0
2018-04-04 08:00 | 0
2018-04-04 09:00 | 0
2018-04-04 10:00 | 0
2018-04-04 11:00 | 0
2018-04-04 12:00 | 0
2018-04-04 13:00 | 0
2018-04-04 14:00 | 0
2018-04-04 15:00 | 0
2018-04-04 16:00 | 0
2018-04-04 17:00 | 0
2018-04-04 18:00 | 0
2018-04-04 19:00 | 0
2018-04-04 20:00 | 0
2018-04-04 21:00 | 0
2018-04-04 22:00 | 0
2018-04-04 23:00 | 0
2018-04-05 | 0
2018-04-05 01:00 | 336
2018-04-05 02:00 | 336
2018-04-05 03:00 | 336
2018-04-05 04:00 | 336
2018-04-05 05:00 | 336
2018-04-05 06:00 | 336
2018-04-05 07:00 | 0
2018-04-05 08:00 | 0
2018-04-05 09:00 | 0
2018-04-05 10:00 | 0
2018-04-05 11:00 | 0
2018-04-05 12:00 | 0
2018-04-05 13:00 | 0
2018-04-05 14:00 | 0
2018-04-05 15:00 | 0
2018-04-05 16:00 | 0
2018-04-05 17:00 | 0
2018-04-05 18:00 | 0
2018-04-05 19:00 | 0
2018-04-05 20:00 | 0
2018-04-05 21:00 | 0
2018-04-05 22:00 | 0
2018-04-05 23:00 | 0
2018-04-06 | 0
2018-04-06 01:00 | 336
2018-04-06 02:00 | 336
2018-04-06 03:00 | 336
2018-04-06 04:00 | 336
2018-04-06 05:00 | 336
2018-04-06 06:00 | 336
2018-04-06 07:00 | 0
2018-04-06 08:00 | 0
2018-04-06 09:00 | 0
2018-04-06 10:00 | 0
2018-04-06 11:00 | 0
2018-04-06 12:00 | 0
2018-04-06 13:00 | 0
2018-04-06 14:00 | 0
2018-04-06 15:00 | 0
2018-04-06 16:00 | 0
2018-04-06 17:00 | 0
2018-04-06 18:00 | 0
2018-04-06 19:00 | 0
2018-04-06 20:00 | 0
2018-04-06 21:00 | 0
2018-04-06 22:00 | 0
2018-04-06 23:00 | 0
2018-04-07 | 0
2018-04-07 01:00 | 336
2018-04-07 02:00 | 336
2018-04-07 03:00 | 336
2018-04-07 04:00 | 336
2018-04-07 05:00 | 336
2018-04-07 06:00 | 336
2018-04-07 07:00 | 0
2018-04-07 08:00 | 0
2018-04-07 09:00 | 0
2018-04-07 10:00 | 0
2018-04-07 11:00 | 0
2018-04-07 12:00 | 0
2018-04-07 13:00 | 0
2018-04-07 14:00 | 0
2018-04-07 15:00 | 0
2018-04-07 16:00 | 0
2018-04-07 17:00 | 0
2018-04-07 18:00 | 0
2018-04-07 19:00 | 0
2018-04-07 20:00 | 0
2018-04-07 21:00 | 0
2018-04-07 22:00 | 0
2018-04-07 23:00 | 0
2018-04-08 | 0
2018-04-08 01:00 | 336
2018-04-08 02:00 | 336
2018-04-08 03:00 | 336
2018-04-08 04:00 | 336
2018-04-08 05:00 | 336
2018-04-08 06:00 | 336
2018-04-08 07:00 | 0
2018-04-08 08:00 | 0
2018-04-08 09:00 | 0
2018-04-08 10:00 | 0
2018-04-08 11:00 | 0
2018-04-08 12:00 | 0
2018-04-08 13:00 | 0
2018-04-08 14:00 | 0
2018-04-08 15:00 | 0
2018-04-08 16:00 | 0
2018-04-08 17:00 | 0
2018-04-08 18:00 | 0
2018-04-08 19:00 | 0
2018-04-08 20:00 | 0
2018-04-08 21:00 | 0
2018-04-08 22:00 | 0
2018-04-08 23:00 | 0
2018-04-09 | 0
2018-04-09 01:00 | 336
2018-04-09 02:00 | 336
2018-04-09 03:00 | 336
2018-04-09 04:00 | 336
2018-04-09 05:00 | 336
2018-04-09 06:00 | 336
2018-04-09 07:00 | 0
2018-04-09 08:00 | 0
2018-04-09 09:00 | 0
2018-04-09 10:00 | 0
2018-04-09 11:00 | 0
2018-04-09 12:00 | 0
2018-04-09 13:00 | 0
2018-04-09 14:00 | 0
2018-04-09 15:00 | 0
2018-04-09 16:00 | 0
2018-04-09 17:00 | 0
2018-04-09 18:00 | 0
2018-04-09 19:00 | 0
2018-04-09 20:00 | 0
2018-04-09 21:00 | 0
2018-04-09 22:00 | 0
2018-04-09 23:00 | 0
2018-04-10 | 0
2018-04-10 01:00 | 336
2018-04-10 02:00 | 336
2018-04-10 03:00 | 336
2018-04-10 04:00 | 336
2018-04-10 05:00 | 336
2018-04-10 06:00 | 336
2018-04-10 07:00 | 0
2018-04-10 08:00 | 0
2018-04-10 09:00 | 0
2018-04-10 10:00 | 0
2018-04-10 11:00 | 0
2018-04-10 12:00 | 0
2018-04-10 13:00 | 0
2018-04-10 14:00 | 0
2018-04-10 15:00 | 0
2018-04-10 16:00 | 0
2018-04-10 17:00 | 0
2018-04-10 18:00 | 0
2018-04-10 19:00 | 0
2018-04-10 20:00 | 0
2018-04-10 21:00 | 0
2018-04-10 22:00 | 0
2018-04-10 23:00 | 0
2018-04-11 | 0
2018-04-11 01:00 | 336
2018-04-11 02:00 | 336
2018-04-11 03:00 | 336
2018-04-11 04:00 | 336
2018-04-11 05:00 | 336
2018-04-11 06:00 | 336
2018-04-11 07:00 | 0
2018-04-11 08:00 | 0
2018-04-11 09:00 | 0
2018-04-11 10:00 | 0
2018-04-11 11:00 | 0
2018-04-11 12:00 | 0
2018-04-11 13:00 | 0
2018-04-11 14:00 | 0
2018-04-11 15:00 | 0
2018-04-11 16:00 | 0
2018-04-11 17:00 | 0
2018-04-11 18:00 | 0
2018-04-11 19:00 | 0
2018-04-11 20:00 | 0
2018-04-11 21:00 | 0
2018-04-11 22:00 | 0
2018-04-11 23:00 | 0
2018-04-12 | 0
2018-04-12 01:00 | 336
2018-04-12 02:00 | 336
2018-04-12 03:00 | 336
2018-04-12 04:00 | 336
2018-04-12 05:00 | 336
2018-04-12 06:00 | 336
2018-04-12 07:00 | 0
2018-04-12 08:00 | 0
2018-04-12 09:00 | 0
2018-04-12 10:00 | 0
2018-04-12 11:00 | 0
2018-04-12 12:00 | 0
2018-04-12 13:00 | 0
2018-04-12 14:00 | 0
2018-04-12 15:00 | 0
2018-04-12 16:00 | 0
2018-04-12 17:00 | 0
2018-04-12 18:00 | 0
2018-04-12 19:00 | 0
2018-04-12 20:00 | 0
2018-04-12 21:00 | 0
2018-04-12 22:00 | 0
2018-04-12 23:00 | 0
2018-04-13 | 0
2018-04-13 01:00 | 336
2018-04-13 02:00 | 336
2018-04-13 03:00 | 336
2018-04-13 04:00 | 336
2018-04-13 05:00 | 336
2018-04-13 06:00 | 336
2018-04-13 07:00 | 0
2018-04-13 08:00 | 0
2018-04-13 09:00 | 0
2018-04-13 10:00 | 0
2018-04-13 11:00 | 0
2018-04-13 12:00 | 0
2018-04-13 13:00 | 0
2018-04-13 14:00 | 0
2018-04-13 15:00 | 0
2018-04-13 16:00 | 0
2018-04-13 17:00 | 0
2018-04-13 18:00 | 0
2018-04-13 19:00 | 0
2018-04-13 20:00 | 0
2018-04-13 21:00 | 0
2018-04-13 22:00 | 0
2018-04-13 23:00 | 0
2018-04-14 | 0
2018-04-14 01:00 | 336
2018-04-14 02:00 | 336
2018-04-14 03:00 | 336
2018-04-14 04:00 | 336
2018-04-14 05:00 | 336
2018-04-14 06:00 | 336
2018-04-14 07:00 | 0
2018-04-14 08:00 | 0
2018-04-14 09:00 | 0
2018-04-14 10:00 | 0
2018-04-14 11:00 | 0
2018-04-14 12:00 | 0
2018-04-14 13:00 | 0
2018-04-14 14:00 | 0
2018-04-14 15:00 | 0
2018-04-14 16:00 | 0
2018-04-14 17:00 | 0
2018-04-14 18:00 | 0
2018-04-14 19:00 | 0
2018-04-14 20:00 | 0
2018-04-14 21:00 | 0
2018-04-14 22:00 | 0
2018-04-14 23:00 | 0
2018-04-15 | 0
2018-04-15 01:00 | 336
2018-04-15 02:00 | 336
2018-04-15 03:00 | 336
2018-04-15 04:00 | 336
2018-04-15 05:00 | 336
2018-04-15 06:00 | 336
2018-04-15 07:00 | 0
2018-04-15 08:00 | 0
2018-04-15 09:00 | 0
2018-04-15 10:00 | 0
2018-04-15 11:00 | 0
2018-04-15 12:00 | 0
2018-04-15 13:00 | 0
2018-04-15 14:00 | 0
2018-04-15 15:00 | 0
2018-04-15 16:00 | 0
2018-04-15 17:00 | 0
2018-04-15 18:00 | 0
2018-04-15 19:00 | 0
2018-04-15 20:00 | 0
2018-04-15 21:00 | 0
2018-04-15 22:00 | 0
2018-04-15 23:00 | 0
2018-04-16 | 0
2018-04-16 01:00 | 336
2018-04-16 02:00 | 336
2018-04-16 03:00 | 336
2018-04-16 04:00 | 336
2018-04-16 05:00 | 336
2018-04-16 06:00 | 336
2018-04-16 07:00 | 0
2018-04-16 08:00 | 0
2018-04-16 09:00 | 0
2018-04-16 10:00 | 0
2018-04-16 11:00 | 0
2018-04-16 12:00 | 0
2018-04-16 13:00 | 0
2018-04-16 14:00 | 0
2018-04-16 15:00 | 0
2018-04-16 16:00 | 0
2018-04-16 17:00 | 0
2018-04-16 18:00 | 0
2018-04-16 19:00 | 0
2018-04-16 20:00 | 0
2018-04-16 21:00 | 0
2018-04-16 22:00 | 0
2018-04-16 23:00 | 0
2018-04-17 | 0
2018-04-17 01:00 | 336
2018-04-17 02:00 | 336
2018-04-17 03:00 | 336
2018-04-17 04:00 | 336
2018-04-17 05:00 | 336
2018-04-17 06:00 | 336
2018-04-17 07:00 | 0
2018-04-17 08:00 | 0
2018-04-17 09:00 | 0
2018-04-17 10:00 | 0
2018-04-17 11:00 | 0
2018-04-17 12:00 | 0
2018-04-17 13:00 | 0
2018-04-17 14:00 | 0
2018-04-17 15:00 | 0
2018-04-17 16:00 | 0
2018-04-17 17:00 | 0
2018-04-17 18:00 | 0
2018-04-17 19:00 | 0
2018-04-17 20:00 | 0
2018-04-17 21:00 | 0
2018-04-17 22:00 | 0
2018-04-17 23:00 | 0
2018-04-18 | 0
2018-04-18 01:00 | 336
2018-04-18 02:00 | 336
2018-04-18 03:00 | 336
2018-04-18 04:00 | 336
2018-04-18 05:00 | 336
2018-04-18 06:00 | 336
2018-04-18 07:00 | 0
2018-04-18 08:00 | 0
2018-04-18 09:00 | 0
2018-04-18 10:00 | 0
2018-04-18 11:00 | 0
2018-04-18 12:00 | 0
2018-04-18 13:00 | 0
2018-04-18 14:00 | 0
2018-04-18 15:00 | 0
2018-04-18 16:00 | 0
2018-04-18 17:00 | 0
2018-04-18 18:00 | 0
2018-04-18 19:00 | 0
2018-04-18 20:00 | 0
2018-04-18 21:00 | 0
2018-04-18 22:00 | 0
2018-04-18 23:00 | 0
2018-04-19 | 0
2018-04-19 01:00 | 336
2018-04-19 02:00 | 336
2018-04-19 03:00 | 336
2018-04-19 04:00 | 336
2018-04-19 05:00 | 336
2018-04-19 06:00 | 336
2018-04-19 07:00 | 0
2018-04-19 08:00 | 0
2018-04-19 09:00 | 0
2018-04-19 10:00 | 0
2018-04-19 11:00 | 0
2018-04-19 12:00 | 0
2018-04-19 13:00 | 0
2018-04-19 14:00 | 0
2018-04-19 15:00 | 0
2018-04-19 16:00 | 0
2018-04-19 17:00 | 0
2018-04-19 18:00 | 0
2018-04-19 19:00 | 0
2018-04-19 20:00 | 0
2018-04-19 21:00 | 0
2018-04-19 22:00 | 0
2018-04-19 23:00 | 0
2018-04-20 | 0
2018-04-20 01:00 | 336
2018-04-20 02:00 | 336
2018-04-20 03:00 | 336
2018-04-20 04:00 | 336
2018-04-20 05:00 | 336
2018-04-20 06:00 | 336
2018-04-20 07:00 | 0
2018-04-20 08:00 | 0
2018-04-20 09:00 | 0
2018-04-20 10:00 | 0
2018-04-20 11:00 | 0
2018-04-20 12:00 | 0
2018-04-20 13:00 | 0
2018-04-20 14:00 | 0
2018-04-20 15:00 | 0
2018-04-20 16:00 | 0
2018-04-20 17:00 | 0
2018-04-20 18:00 | 0
2018-04-20 19:00 | 0
2018-04-20 20:00 | 0
2018-04-20 21:00 | 0
2018-04-20 22:00 | 0
2018-04-20 23:00 | 0
2018-04-21 | 0
2018-04-21 01:00 | 336
2018-04-21 02:00 | 336
2018-04-21 03:00 | 336
2018-04-21 04:00 | 336
2018-04-21 05:00 | 336
2018-04-21 06:00 | 336
2018-04-21 07:00 | 0
2018-04-21 08:00 | 0
2018-04-21 09:00 | 0
2018-04-21 10:00 | 0
2018-04-21 11:00 | 0
2018-04-21 12:00 | 0
2018-04-21 13:00 | 0
2018-04-21 14:00 | 0
2018-04-21 15:00 | 0
2018-04-21 16:00 | 0
2018-04-21 17:00 | 0
2018-04-21 18:00 | 0
2018-04-21 19:00 | 0
2018-04-21 20:00 | 0
2018-04-21 21:00 | 0
2018-04-21 22:00 | 0
2018-04-21 23:00 | 0
2018-04-22 | 0
2018-04-22 01:00 | 336
2018-04-22 02:00 | 336
2018-04-22 03:00 | 336
2018-04-22 04:00 | 336
2018-04-22 05:00 | 336
2018-04-22 06:00 | 336
2018-04-22 07:00 | 0
2018-04-22 08:00 | 0
2018-04-22 09:00 | 0
2018-04-22 10:00 | 0
2018-04-22 11:00 | 0
2018-04-22 12:00 | 0
2018-04-22 13:00 | 0
2018-04-22 14:00 | 0
2018-04-22 15:00 | 0
2018-04-22 16:00 | 0
2018-04-22 17:00 | 0
2018-04-22 18:00 | 0
2018-04-22 19:00 | 0
2018-04-22 20:00 | 0
2018-04-22 21:00 | 0
2018-04-22 22:00 | 0
2018-04-22 23:00 | 0
2018-04-23 | 0
2018-04-23 01:00 | 336
2018-04-23 02:00 | 336
2018-04-23 03:00 | 336
2018-04-23 04:00 | 336
2018-04-23 05:00 | 336
2018-04-23 06:00 | 336
2018-04-23 07:00 | 0
2018-04-23 08:00 | 0
2018-04-23 09:00 | 0
2018-04-23 10:00 | 0
2018-04-23 11:00 | 0
2018-04-23 12:00 | 0
2018-04-23 13:00 | 0
2018-04-23 14:00 | 0
2018-04-23 15:00 | 0
2018-04-23 16:00 | 0
2018-04-23 17:00 | 0
2018-04-23 18:00 | 0
2018-04-23 19:00 | 0
2018-04-23 20:00 | 0
2018-04-23 21:00 | 0
2018-04-23 22:00 | 0
2018-04-23 23:00 | 0
2018-04-24 | 0
2018-04-24 01:00 | 336
2018-04-24 02:00 | 336
2018-04-24 03:00 | 336
2018-04-24 04:00 | 336
2018-04-24 05:00 | 336
2018-04-24 06:00 | 336
2018-04-24 07:00 | 0
2018-04-24 08:00 | 0
2018-04-24 09:00 | 0
2018-04-24 10:00 | 0
2018-04-24 11:00 | 0
2018-04-24 12:00 | 0
2018-04-24 13:00 | 0
2018-04-24 14:00 | 0
2018-04-24 15:00 | 0
2018-04-24 16:00 | 0
2018-04-24 17:00 | 0
2018-04-24 18:00 | 0
2018-04-24 19:00 | 0
2018-04-24 20:00 | 0
2018-04-24 21:00 | 0
2018-04-24 22:00 | 0
2018-04-24 23:00 | 0
2018-04-25 | 0
2018-04-25 01:00 | 336
2018-04-25 02:00 | 336
2018-04-25 03:00 | 336
2018-04-25 04:00 | 336
2018-04-25 05:00 | 336
2018-04-25 06:00 | 336
2018-04-25 07:00 | 0
2018-04-25 08:00 | 0
2018-04-25 09:00 | 0
2018-04-25 10:00 | 0
2018-04-25 11:00 | 0
2018-04-25 12:00 | 0
2018-04-25 13:00 | 0
2018-04-25 14:00 | 0
2018-04-25 15:00 | 0
2018-04-25 16:00 | 0
2018-04-25 17:00 | 0
2018-04-25 18:00 | 0
2018-04-25 19:00 | 0
2018-04-25 20:00 | 0
2018-04-25 21:00 | 0
2018-04-25 22:00 | 0
2018-04-25 23:00 | 0
2018-04-26 | 0
2018-04-26 01:00 | 336
2018-04-26 02:00 | 336
2018-04-26 03:00 | 336
2018-04-26 04:00 | 336
2018-04-26 05:00 | 336
2018-04-26 06:00 | 336
2018-04-26 07:00 | 0
2018-04-26 08:00 | 0
2018-04-26 09:00 | 0
2018-04-26 10:00 | 0
2018-04-26 11:00 | 0
2018-04-26 12:00 | 0
2018-04-26 13:00 | 0
2018-04-26 14:00 | 0
2018-04-26 15:00 | 0
2018-04-26 16:00 | 0
2018-04-26 17:00 | 0
2018-04-26 18:00 | 0
2018-04-26 19:00 | 0
2018-04-26 20:00 | 0
2018-04-26 21:00 | 0
2018-04-26 22:00 | 0
2018-04-26 23:00 | 0
2018-04-27 | 0
2018-04-27 01:00 | 336
2018-04-27 02:00 | 336
2018-04-27 03:00 | 336
2018-04-27 04:00 | 336
2018-04-27 05:00 | 336
2018-04-27 06:00 | 336
2018-04-27 07:00 | 0
2018-04-27 08:00 | 0
2018-04-27 09:00 | 0
2018-04-27 10:00 | 0
2018-04-27 11:00 | 0
2018-04-27 12:00 | 0
2018-04-27 13:00 | 0
2018-04-27 14:00 | 0
2018-04-27 15:00 | 0
2018-04-27 16:00 | 0
2018-04-27 17:00 | 0
2018-04-27 18:00 | 0
2018-04-27 19:00 | 0
2018-04-27 20:00 | 0
2018-04-27 21:00 | 0
2018-04-27 22:00 | 0
2018-04-27 23:00 | 0
2018-04-28 | 0
2018-04-28 01:00 | 336
2018-04-28 02:00 | 336
2018-04-28 03:00 | 336
2018-04-28 04:00 | 336
2018-04-28 05:00 | 336
2018-04-28 06:00 | 336
2018-04-28 07:00 | 0
2018-04-28 08:00 | 0
2018-04-28 09:00 | 0
2018-04-28 10:00 | 0
2018-04-28 11:00 | 0
2018-04-28 12:00 | 0
2018-04-28 13:00 | 0
2018-04-28 14:00 | 0
2018-04-28 15:00 | 0
2018-04-28 16:00 | 0
2018-04-28 17:00 | 0
2018-04-28 18:00 | 0
2018-04-28 19:00 | 0
2018-04-28 20:00 | 0
2018-04-28 21:00 | 0
2018-04-28 22:00 | 0
2018-04-28 23:00 | 0
2018-04-29 | 0
2018-04-29 01:00 | 336
2018-04-29 02:00 | 336
2018-04-29 03:00 | 336
2018-04-29 04:00 | 336
2018-04-29 05:00 | 336
2018-04-29 06:00 | 336
2018-04-29 07:00 | 0
2018-04-29 08:00 | 0
2018-04-29 09:00 | 0
2018-04-29 10:00 | 0
2018-04-29 11:00 | 0
2018-04-29 12:00 | 0
2018-04-29 13:00 | 0
2018-04-29 14:00 | 0
2018-04-29 15:00 | 0
2018-04-29 16:00 | 0
2018-04-29 17:00 | 0
2018-04-29 18:00 | 0
2018-04-29 19:00 | 0
2018-04-29 20:00 | 0
2018-04-29 21:00 | 0
2018-04-29 22:00 | 0
2018-04-29 23:00 | 0
2018-04-30 | 0
2018-04-30 01:00 | 336
2018-04-30 02:00 | 336
2018-04-30 03:00 | 336
2018-04-30 04:00 | 336
2018-04-30 05:00 | 336
2018-04-30 06:00 | 336
2018-04-30 07:00 | 0
2018-04-30 08:00 | 0
2018-04-30 09:00 | 0
2018-04-30 10:00 | 0
2018-04-30 11:00 | 0
2018-04-30 12:00 | 0
2018-04-30 13:00 | 0
2018-04-30 14:00 | 0
2018-04-30 15:00 | 0
2018-04-30 16:00 | 0
2018-04-30 17:00 | 0
2018-04-30 18:00 | 0
2018-04-30 19:00 | 0
2018-04-30 20:00 | 0
2018-04-30 21:00 | 0
2018-04-30 22:00 | 0
2018-04-30 23:00 | 0
2018-05-01 | 0
2018-05-01 01:00 | 336
2018-05-01 02:00 | 336
2018-05-01 03:00 | 336
2018-05-01 04:00 | 336
2018-05-01 05:00 | 336
2018-05-01 06:00 | 336
2018-05-01 07:00 | 0
2018-05-01 08:00 | 0
2018-05-01 09:00 | 0
2018-05-01 10:00 | 0
2018-05-01 11:00 | 0
2018-05-01 12:00 | 0
2018-05-01 13:00 | 0
2018-05-01 14:00 | 0
2018-05-01 15:00 | 0
2018-05-01 16:00 | 0
2018-05-01 17:00 | 0
2018-05-01 18:00 | 0
2018-05-01 19:00 | 0
2018-05-01 20:00 | 0
2018-05-01 21:00 | 0
2018-05-01 22:00 | 0
2018-05-01 23:00 | 0
2018-05-02 | 0
2018-05-02 01:00 | 336
2018-05-02 02:00 | 336
2018-05-02 03:00 | 336
2018-05-02 04:00 | 336
2018-05-02 05:00 | 336
2018-05-02 06:00 | 336
2018-05-02 07:00 | 0
2018-05-02 08:00 | 0
2018-05-02 09:00 | 0
2018-05-02 10:00 | 0
2018-05-02 11:00 | 0
2018-05-02 12:00 | 0
2018-05-02 13:00 | 0
2018-05-02 14:00 | 0
2018-05-02 15:00 | 0
2018-05-02 16:00 | 0
2018-05-02 17:00 | 0
2018-05-02 18:00 | 0
2018-05-02 19:00 | 0
2018-05-02 20:00 | 0
2018-05-02 21:00 | 0
2018-05-02 22:00 | 0
2018-05-02 23:00 | 0
2018-05-03 | 0
2018-05-03 01:00 | 336
2018-05-03 02:00 | 336
2018-05-03 03:00 | 336
2018-05-03 04:00 | 336
2018-05-03 05:00 | 336
2018-05-03 06:00 | 336
2018-05-03 07:00 | 0
2018-05-03 08:00 | 0
2018-05-03 09:00 | 0
2018-05-03 10:00 | 0
2018-05-03 11:00 | 0
2018-05-03 12:00 | 0
2018-05-03 13:00 | 0
2018-05-03 14:00 | 0
2018-05-03 15:00 | 0
2018-05-03 16:00 | 0
2018-05-03 17:00 | 0
2018-05-03 18:00 | 0
2018-05-03 19:00 | 0
2018-05-03 20:00 | 0
2018-05-03 21:00 | 0
2018-05-03 22:00 | 0
2018-05-03 23:00 | 0
2018-05-04 | 0
2018-05-04 01:00 | 336
2018-05-04 02:00 | 336
2018-05-04 03:00 | 336
2018-05-04 04:00 | 336
2018-05-04 05:00 | 336
2018-05-04 06:00 | 336
2018-05-04 07:00 | 0
2018-05-04 08:00 | 0
2018-05-04 09:00 | 0
2018-05-04 10:00 | 0
2018-05-04 11:00 | 0
2018-05-04 12:00 | 0
2018-05-04 13:00 | 0
2018-05-04 14:00 | 0
2018-05-04 15:00 | 0
2018-05-04 16:00 | 0
2018-05-04 17:00 | 0
2018-05-04 18:00 | 0
2018-05-04 19:00 | 0
2018-05-04 20:00 | 0
2018-05-04 21:00 | 0
2018-05-04 22:00 | 0
2018-05-04 23:00 | 0
2018-05-05 | 0
2018-05-05 01:00 | 336
2018-05-05 02:00 | 336
2018-05-05 03:00 | 336
2018-05-05 04:00 | 336
2018-05-05 05:00 | 336
2018-05-05 06:00 | 336
2018-05-05 07:00 | 0
2018-05-05 08:00 | 0
2018-05-05 09:00 | 0
2018-05-05 10:00 | 0
2018-05-05 11:00 | 0
2018-05-05 12:00 | 0
2018-05-05 13:00 | 0
2018-05-05 14:00 | 0
2018-05-05 15:00 | 0
2018-05-05 16:00 | 0
2018-05-05 17:00 | 0
2018-05-05 18:00 | 0
2018-05-05 19:00 | 0
2018-05-05 20:00 | 0
2018-05-05 21:00 | 0
2018-05-05 22:00 | 0
2018-05-05 23:00 | 0
2018-05-06 | 0
2018-05-06 01:00 | 336
2018-05-06 02:00 | 336
2018-05-06 03:00 | 336
2018-05-06 04:00 | 336
2018-05-06 05:00 | 336
2018-05-06 06:00 | 336
2018-05-06 07:00 | 0
2018-05-06 08:00 | 0
2018-05-06 09:00 | 0
2018-05-06 10:00 | 0
2018-05-06 11:00 | 0
2018-05-06 12:00 | 0
2018-05-06 13:00 | 0
2018-05-06 14:00 | 0
2018-05-06 15:00 | 0
2018-05-06 16:00 | 0
2018-05-06 17:00 | 0
2018-05-06 18:00 | 0
2018-05-06 19:00 | 0
2018-05-06 20:00 | 0
2018-05-06 21:00 | 0
2018-05-06 22:00 | 0
2018-05-06 23:00 | 0
2018-05-07 | 0
2018-05-07 01:00 | 336
2018-05-07 02:00 | 336
2018-05-07 03:00 | 336
2018-05-07 04:00 | 336
2018-05-07 05:00 | 336
2018-05-07 06:00 | 336
2018-05-07 07:00 | 0
2018-05-07 08:00 | 0
2018-05-07 09:00 | 0
2018-05-07 10:00 | 0
2018-05-07 11:00 | 0
2018-05-07 12:00 | 0
2018-05-07 13:00 | 0
2018-05-07 14:00 | 0
2018-05-07 15:00 | 0
2018-05-07 16:00 | 0
2018-05-07 17:00 | 0
2018-05-07 18:00 | 0
2018-05-07 19:00 | 0
2018-05-07 20:00 | 0
2018-05-07 21:00 | 0
2018-05-07 22:00 | 0
2018-05-07 23:00 | 0
2018-05-08 | 0
2018-05-08 01:00 | 336
2018-05-08 02:00 | 336
2018-05-08 03:00 | 336
2018-05-08 04:00 | 336
2018-05-08 05:00 | 336
2018-05-08 06:00 | 336
2018-05-08 07:00 | 0
2018-05-08 08:00 | 0
2018-05-08 09:00 | 0
2018-05-08 10:00 | 0
2018-05-08 11:00 | 0
2018-05-08 12:00 | 0
2018-05-08 13:00 | 0
2018-05-08 14:00 | 0
2018-05-08 15:00 | 0
2018-05-08 16:00 | 0
2018-05-08 17:00 | 0
2018-05-08 18:00 | 0
2018-05-08 19:00 | 0
2018-05-08 20:00 | 0
2018-05-08 21:00 | 0
2018-05-08 22:00 | 0
2018-05-08 23:00 | 0
2018-05-09 | 0
2018-05-09 01:00 | 336
2018-05-09 02:00 | 336
2018-05-09 03:00 | 336
2018-05-09 04:00 | 336
2018-05-09 05:00 | 336
2018-05-09 06:00 | 336
2018-05-09 07:00 | 0
2018-05-09 08:00 | 0
2018-05-09 09:00 | 0
2018-05-09 10:00 | 0
2018-05-09 11:00 | 0
2018-05-09 12:00 | 0
2018-05-09 13:00 | 0
2018-05-09 14:00 | 0
2018-05-09 15:00 | 0
2018-05-09 16:00 | 0
2018-05-09 17:00 | 0
2018-05-09 18:00 | 0
2018-05-09 19:00 | 0
2018-05-09 20:00 | 0
2018-05-09 21:00 | 0
2018-05-09 22:00 | 0
2018-05-09 23:00 | 0
2018-05-10 | 0
2018-05-10 01:00 | 336
2018-05-10 02:00 | 336
2018-05-10 03:00 | 336
2018-05-10 04:00 | 336
2018-05-10 05:00 | 336
2018-05-10 06:00 | 336
2018-05-10 07:00 | 0
2018-05-10 08:00 | 0
2018-05-10 09:00 | 0
2018-05-10 10:00 | 0
2018-05-10 11:00 | 0
2018-05-10 12:00 | 0
2018-05-10 13:00 | 0
2018-05-10 14:00 | 0
2018-05-10 15:00 | 0
2018-05-10 16:00 | 0
2018-05-10 17:00 | 0
2018-05-10 18:00 | 0
2018-05-10 19:00 | 0
2018-05-10 20:00 | 0
2018-05-10 21:00 | 0
2018-05-10 22:00 | 0
2018-05-10 23:00 | 0
2018-05-11 | 0
2018-05-11 01:00 | 336
2018-05-11 02:00 | 336
2018-05-11 03:00 | 336
2018-05-11 04:00 | 336
2018-05-11 05:00 | 336
2018-05-11 06:00 | 336
2018-05-11 07:00 | 0
2018-05-11 08:00 | 0
2018-05-11 09:00 | 0
2018-05-11 10:00 | 0
2018-05-11 11:00 | 0
2018-05-11 12:00 | 0
2018-05-11 13:00 | 0
2018-05-11 14:00 | 0
2018-05-11 15:00 | 0
2018-05-11 16:00 | 0
2018-05-11 17:00 | 0
2018-05-11 18:00 | 0
2018-05-11 19:00 | 0
2018-05-11 20:00 | 0
2018-05-11 21:00 | 0
2018-05-11 22:00 | 0
2018-05-11 23:00 | 0
2018-05-12 | 0
2018-05-12 01:00 | 336
2018-05-12 02:00 | 336
2018-05-12 03:00 | 336
2018-05-12 04:00 | 336
2018-05-12 05:00 | 336
2018-05-12 06:00 | 336
2018-05-12 07:00 | 0
2018-05-12 08:00 | 0
2018-05-12 09:00 | 0
2018-05-12 10:00 | 0
2018-05-12 11:00 | 0
2018-05-12 12:00 | 0
2018-05-12 13:00 | 0
2018-05-12 14:00 | 0
2018-05-12 15:00 | 0
2018-05-12 16:00 | 0
2018-05-12 17:00 | 0
2018-05-12 18:00 | 0
2018-05-12 19:00 | 0
2018-05-12 20:00 | 0
2018-05-12 21:00 | 0
2018-05-12 22:00 | 0
2018-05-12 23:00 | 0
2018-05-13 | 0
2018-05-13 01:00 | 336
2018-05-13 02:00 | 336
2018-05-13 03:00 | 336
2018-05-13 04:00 | 336
2018-05-13 05:00 | 336
2018-05-13 06:00 | 336
2018-05-13 07:00 | 0
2018-05-13 08:00 | 0
2018-05-13 09:00 | 0
2018-05-13 10:00 | 0
2018-05-13 11:00 | 0
2018-05-13 12:00 | 0
2018-05-13 13:00 | 0
2018-05-13 14:00 | 0
2018-05-13 15:00 | 0
2018-05-13 16:00 | 0
2018-05-13 17:00 | 0
2018-05-13 18:00 | 0
2018-05-13 19:00 | 0
2018-05-13 20:00 | 0
2018-05-13 21:00 | 0
2018-05-13 22:00 | 0
2018-05-13 23:00 | 0
2018-05-14 | 0
2018-05-14 01:00 | 336
2018-05-14 02:00 | 336
2018-05-14 03:00 | 336
2018-05-14 04:00 | 336
2018-05-14 05:00 | 336
2018-05-14 06:00 | 336
2018-05-14 07:00 | 0
2018-05-14 08:00 | 0
2018-05-14 09:00 | 0
2018-05-14 10:00 | 0
2018-05-14 11:00 | 0
2018-05-14 12:00 | 0
2018-05-14 13:00 | 0
2018-05-14 14:00 | 0
2018-05-14 15:00 | 0
2018-05-14 16:00 | 0
2018-05-14 17:00 | 0
2018-05-14 18:00 | 0
2018-05-14 19:00 | 0
2018-05-14 20:00 | 0
2018-05-14 21:00 | 0
2018-05-14 22:00 | 0
2018-05-14 23:00 | 0
2018-05-15 | 0
2018-05-15 01:00 | 336
2018-05-15 02:00 | 336
2018-05-15 03:00 | 336
2018-05-15 04:00 | 336
2018-05-15 05:00 | 336
2018-05-15 06:00 | 336
2018-05-15 07:00 | 0
2018-05-15 08:00 | 0
2018-05-15 09:00 | 0
2018-05-15 10:00 | 0
2018-05-15 11:00 | 0
2018-05-15 12:00 | 0
2018-05-15 13:00 | 0
2018-05-15 14:00 | 0
2018-05-15 15:00 | 0
2018-05-15 16:00 | 0
2018-05-15 17:00 | 0
2018-05-15 18:00 | 0
2018-05-15 19:00 | 0
2018-05-15 20:00 | 0
2018-05-15 21:00 | 0
2018-05-15 22:00 | 0
2018-05-15 23:00 | 0
2018-05-16 | 0
2018-05-16 01:00 | 336
2018-05-16 02:00 | 336
2018-05-16 03:00 | 336
2018-05-16 04:00 | 336
2018-05-16 05:00 | 336
2018-05-16 06:00 | 336
2018-05-16 07:00 | 0
2018-05-16 08:00 | 0
2018-05-16 09:00 | 0
2018-05-16 10:00 | 0
2018-05-16 11:00 | 0
2018-05-16 12:00 | 0
2018-05-16 13:00 | 0
2018-05-16 14:00 | 0
2018-05-16 15:00 | 0
2018-05-16 16:00 | 0
2018-05-16 17:00 | 0
2018-05-16 18:00 | 0
2018-05-16 19:00 | 0
2018-05-16 20:00 | 0
2018-05-16 21:00 | 0
2018-05-16 22:00 | 0
2018-05-16 23:00 | 0
2018-05-17 | 0
2018-05-17 01:00 | 336
2018-05-17 02:00 | 336
2018-05-17 03:00 | 336
2018-05-17 04:00 | 336
2018-05-17 05:00 | 336
2018-05-17 06:00 | 336
2018-05-17 07:00 | 0
2018-05-17 08:00 | 0
2018-05-17 09:00 | 0
2018-05-17 10:00 | 0
2018-05-17 11:00 | 0
2018-05-17 12:00 | 0
2018-05-17 13:00 | 0
2018-05-17 14:00 | 0
2018-05-17 15:00 | 0
2018-05-17 16:00 | 0
2018-05-17 17:00 | 0
2018-05-17 18:00 | 0
2018-05-17 19:00 | 0
2018-05-17 20:00 | 0
2018-05-17 21:00 | 0
2018-05-17 22:00 | 0
2018-05-17 23:00 | 0
2018-05-18 | 0
2018-05-18 01:00 | 336
2018-05-18 02:00 | 336
2018-05-18 03:00 | 336
2018-05-18 04:00 | 336
2018-05-18 05:00 | 336
2018-05-18 06:00 | 336
2018-05-18 07:00 | 0
2018-05-18 08:00 | 0
2018-05-18 09:00 | 0
2018-05-18 10:00 | 0
2018-05-18 11:00 | 0
2018-05-18 12:00 | 0
2018-05-18 13:00 | 0
2018-05-18 14:00 | 0
2018-05-18 15:00 | 0
2018-05-18 16:00 | 0
2018-05-18 17:00 | 0
2018-05-18 18:00 | 0
2018-05-18 19:00 | 0
2018-05-18 20:00 | 0
2018-05-18 21:00 | 0
2018-05-18 22:00 | 0
2018-05-18 23:00 | 0
2018-05-19 | 0
2018-05-19 01:00 | 336
2018-05-19 02:00 | 336
2018-05-19 03:00 | 336
2018-05-19 04:00 | 336
2018-05-19 05:00 | 336
2018-05-19 06:00 | 336
2018-05-19 07:00 | 0
2018-05-19 08:00 | 0
2018-05-19 09:00 | 0
2018-05-19 10:00 | 0
2018-05-19 11:00 | 0
2018-05-19 12:00 | 0
2018-05-19 13:00 | 0
2018-05-19 14:00 | 0
2018-05-19 15:00 | 0
2018-05-19 16:00 | 0
2018-05-19 17:00 | 0
2018-05-19 18:00 | 0
2018-05-19 19:00 | 0
2018-05-19 20:00 | 0
2018-05-19 21:00 | 0
2018-05-19 22:00 | 0
2018-05-19 23:00 | 0
2018-05-20 | 0
2018-05-20 01:00 | 336
2018-05-20 02:00 | 336
2018-05-20 03:00 | 336
2018-05-20 04:00 | 336
2018-05-20 05:00 | 336
2018-05-20 06:00 | 336
2018-05-20 07:00 | 0
2018-05-20 08:00 | 0
2018-05-20 09:00 | 0
2018-05-20 10:00 | 0
2018-05-20 11:00 | 0
2018-05-20 12:00 | 0
2018-05-20 13:00 | 0
2018-05-20 14:00 | 0
2018-05-20 15:00 | 0
2018-05-20 16:00 | 0
2018-05-20 17:00 | 0
2018-05-20 18:00 | 0
2018-05-20 19:00 | 0
2018-05-20 20:00 | 0
2018-05-20 21:00 | 0
2018-05-20 22:00 | 0
2018-05-20 23:00 | 0
2018-05-21 | 0
2018-05-21 01:00 | 336
2018-05-21 02:00 | 336
2018-05-21 03:00 | 336
2018-05-21 04:00 | 336
2018-05-21 05:00 | 336
2018-05-21 06:00 | 336
2018-05-21 07:00 | 0
2018-05-21 08:00 | 0
2018-05-21 09:00 | 0
2018-05-21 10:00 | 0
2018-05-21 11:00 | 0
2018-05-21 12:00 | 0
2018-05-21 13:00 | 0
2018-05-21 14:00 | 0
2018-05-21 15:00 | 0
2018-05-21 16:00 | 0
2018-05-21 17:00 | 0
2018-05-21 18:00 | 0
2018-05-21 19:00 | 0
2018-05-21 20:00 | 0
2018-05-21 21:00 | 0
2018-05-21 22:00 | 0
2018-05-21 23:00 | 0
2018-05-22 | 0
2018-05-22 01:00 | 336
2018-05-22 02:00 | 336
2018-05-22 03:00 | 336
2018-05-22 04:00 | 336
2018-05-22 05:00 | 336
2018-05-22 06:00 | 336
2018-05-22 07:00 | 0
2018-05-22 08:00 | 0
2018-05-22 09:00 | 0
2018-05-22 10:00 | 0
2018-05-22 11:00 | 0
2018-05-22 12:00 | 0
2018-05-22 13:00 | 0
2018-05-22 14:00 | 0
2018-05-22 15:00 | 0
2018-05-22 16:00 | 0
2018-05-22 17:00 | 0
2018-05-22 18:00 | 0
2018-05-22 19:00 | 0
2018-05-22 20:00 | 0
2018-05-22 21:00 | 0
2018-05-22 22:00 | 0
2018-05-22 23:00 | 0
2018-05-23 | 0
2018-05-23 01:00 | 336
2018-05-23 02:00 | 336
2018-05-23 03:00 | 336
2018-05-23 04:00 | 336
2018-05-23 05:00 | 336
2018-05-23 06:00 | 336
2018-05-23 07:00 | 0
2018-05-23 08:00 | 0
2018-05-23 09:00 | 0
2018-05-23 10:00 | 0
2018-05-23 11:00 | 0
2018-05-23 12:00 | 0
2018-05-23 13:00 | 0
2018-05-23 14:00 | 0
2018-05-23 15:00 | 0
2018-05-23 16:00 | 0
2018-05-23 17:00 | 0
2018-05-23 18:00 | 0
2018-05-23 19:00 | 0
2018-05-23 20:00 | 0
2018-05-23 21:00 | 0
2018-05-23 22:00 | 0
2018-05-23 23:00 | 0
2018-05-24 | 0
2018-05-24 01:00 | 336
2018-05-24 02:00 | 336
2018-05-24 03:00 | 336
2018-05-24 04:00 | 336
2018-05-24 05:00 | 336
2018-05-24 06:00 | 336
2018-05-24 07:00 | 0
2018-05-24 08:00 | 0
2018-05-24 09:00 | 0
2018-05-24 10:00 | 0
2018-05-24 11:00 | 0
2018-05-24 12:00 | 0
2018-05-24 13:00 | 0
2018-05-24 14:00 | 0
2018-05-24 15:00 | 0
2018-05-24 16:00 | 0
2018-05-24 17:00 | 0
2018-05-24 18:00 | 0
2018-05-24 19:00 | 0
2018-05-24 20:00 | 0
2018-05-24 21:00 | 0
2018-05-24 22:00 | 0
2018-05-24 23:00 | 0
2018-05-25 | 0
2018-05-25 01:00 | 336
2018-05-25 02:00 | 336
2018-05-25 03:00 | 336
2018-05-25 04:00 | 336
2018-05-25 05:00 | 336
2018-05-25 06:00 | 336
2018-05-25 07:00 | 0
2018-05-25 08:00 | 0
2018-05-25 09:00 | 0
2018-05-25 10:00 | 0
2018-05-25 11:00 | 0
2018-05-25 12:00 | 0
2018-05-25 13:00 | 0
2018-05-25 14:00 | 0
2018-05-25 15:00 | 0
2018-05-25 16:00 | 0
2018-05-25 17:00 | 0
2018-05-25 18:00 | 0
2018-05-25 19:00 | 0
2018-05-25 20:00 | 0
2018-05-25 21:00 | 0
2018-05-25 22:00 | 0
2018-05-25 23:00 | 0
2018-05-26 | 0
2018-05-26 01:00 | 336
2018-05-26 02:00 | 336
2018-05-26 03:00 | 336
2018-05-26 04:00 | 336
2018-05-26 05:00 | 336
2018-05-26 06:00 | 336
2018-05-26 07:00 | 0
2018-05-26 08:00 | 0
2018-05-26 09:00 | 0
2018-05-26 10:00 | 0
2018-05-26 11:00 | 0
2018-05-26 12:00 | 0
2018-05-26 13:00 | 0
2018-05-26 14:00 | 0
2018-05-26 15:00 | 0
2018-05-26 16:00 | 0
2018-05-26 17:00 | 0
2018-05-26 18:00 | 0
2018-05-26 19:00 | 0
2018-05-26 20:00 | 0
2018-05-26 21:00 | 0
2018-05-26 22:00 | 0
2018-05-26 23:00 | 0
2018-05-27 | 0
2018-05-27 01:00 | 336
2018-05-27 02:00 | 336
2018-05-27 03:00 | 336
2018-05-27 04:00 | 336
2018-05-27 05:00 | 336
2018-05-27 06:00 | 336
2018-05-27 07:00 | 0
2018-05-27 08:00 | 0
2018-05-27 09:00 | 0
2018-05-27 10:00 | 0
2018-05-27 11:00 | 0
2018-05-27 12:00 | 0
2018-05-27 13:00 | 0
2018-05-27 14:00 | 0
2018-05-27 15:00 | 0
2018-05-27 16:00 | 0
2018-05-27 17:00 | 0
2018-05-27 18:00 | 0
2018-05-27 19:00 | 0
2018-05-27 20:00 | 0
2018-05-27 21:00 | 0
2018-05-27 22:00 | 0
2018-05-27 23:00 | 0
2018-05-28 | 0
2018-05-28 01:00 | 336
2018-05-28 02:00 | 336
2018-05-28 03:00 | 336
2018-05-28 04:00 | 336
2018-05-28 05:00 | 336
2018-05-28 06:00 | 336
2018-05-28 07:00 | 0
2018-05-28 08:00 | 0
2018-05-28 09:00 | 0
2018-05-28 10:00 | 0
2018-05-28 11:00 | 0
2018-05-28 12:00 | 0
2018-05-28 13:00 | 0
2018-05-28 14:00 | 0
2018-05-28 15:00 | 0
2018-05-28 16:00 | 0
2018-05-28 17:00 | 0
2018-05-28 18:00 | 0
2018-05-28 19:00 | 0
2018-05-28 20:00 | 0
2018-05-28 21:00 | 0
2018-05-28 22:00 | 0
2018-05-28 23:00 | 0
2018-05-29 | 0
2018-05-29 01:00 | 336
2018-05-29 02:00 | 336
2018-05-29 03:00 | 336
2018-05-29 04:00 | 336
2018-05-29 05:00 | 336
2018-05-29 06:00 | 336
2018-05-29 07:00 | 0
2018-05-29 08:00 | 0
2018-05-29 09:00 | 0
2018-05-29 10:00 | 0
2018-05-29 11:00 | 0
2018-05-29 12:00 | 0
2018-05-29 13:00 | 0
2018-05-29 14:00 | 0
2018-05-29 15:00 | 0
2018-05-29 16:00 | 0
2018-05-29 17:00 | 0
2018-05-29 18:00 | 0
2018-05-29 19:00 | 0
2018-05-29 20:00 | 0
2018-05-29 21:00 | 0
2018-05-29 22:00 | 0
2018-05-29 23:00 | 0
2018-05-30 | 0
2018-05-30 01:00 | 336
2018-05-30 02:00 | 336
2018-05-30 03:00 | 336
2018-05-30 04:00 | 336
2018-05-30 05:00 | 336
2018-05-30 06:00 | 336
2018-05-30 07:00 | 0
2018-05-30 08:00 | 0
2018-05-30 09:00 | 0
2018-05-30 10:00 | 0
2018-05-30 11:00 | 0
2018-05-30 12:00 | 0
2018-05-30 13:00 | 0
2018-05-30 14:00 | 0
2018-05-30 15:00 | 0
2018-05-30 16:00 | 0
2018-05-30 17:00 | 0
2018-05-30 18:00 | 0
2018-05-30 19:00 | 0
2018-05-30 20:00 | 0
2018-05-30 21:00 | 0
2018-05-30 22:00 | 0
2018-05-30 23:00 | 0
2018-05-31 | 0
2018-05-31 01:00 | 336
2018-05-31 02:00 | 336
2018-05-31 03:00 | 336
2018-05-31 04:00 | 336
2018-05-31 05:00 | 336
2018-05-31 06:00 | 336
2018-05-31 07:00 | 0
2018-05-31 08:00 | 0
2018-05-31 09:00 | 0
2018-05-31 10:00 | 0
2018-05-31 11:00 | 0
2018-05-31 12:00 | 0
2018-05-31 13:00 | 0
2018-05-31 14:00 | 0
2018-05-31 15:00 | 0
2018-05-31 16:00 | 0
2018-05-31 17:00 | 0
2018-05-31 18:00 | 0
2018-05-31 19:00 | 0
2018-05-31 20:00 | 0
2018-05-31 21:00 | 0
2018-05-31 22:00 | 0
2018-05-31 23:00 | 0
2018-06-01 | 0
2018-06-01 01:00 | 336
2018-06-01 02:00 | 336
2018-06-01 03:00 | 336
2018-06-01 04:00 | 336
2018-06-01 05:00 | 336
2018-06-01 06:00 | 336
2018-06-01 07:00 | 0
2018-06-01 08:00 | 0
2018-06-01 09:00 | 0
2018-06-01 10:00 | 0
2018-06-01 11:00 | 0
2018-06-01 12:00 | 0
2018-06-01 13:00 | 0
2018-06-01 14:00 | 0
2018-06-01 15:00 | 0
2018-06-01 16:00 | 0
2018-06-01 17:00 | 0
2018-06-01 18:00 | 0
2018-06-01 19:00 | 0
2018-06-01 20:00 | 0
2018-06-01 21:00 | 0
2018-06-01 22:00 | 0
2018-06-01 23:00 | 0
2018-06-02 | 0
2018-06-02 01:00 | 336
2018-06-02 02:00 | 336
2018-06-02 03:00 | 336
2018-06-02 04:00 | 336
2018-06-02 05:00 | 336
2018-06-02 06:00 | 336
2018-06-02 07:00 | 0
2018-06-02 08:00 | 0
2018-06-02 09:00 | 0
2018-06-02 10:00 | 0
2018-06-02 11:00 | 0
2018-06-02 12:00 | 0
2018-06-02 13:00 | 0
2018-06-02 14:00 | 0
2018-06-02 15:00 | 0
2018-06-02 16:00 | 0
2018-06-02 17:00 | 0
2018-06-02 18:00 | 0
2018-06-02 19:00 | 0
2018-06-02 20:00 | 0
2018-06-02 21:00 | 0
2018-06-02 22:00 | 0
2018-06-02 23:00 | 0
2018-06-03 | 0
2018-06-03 01:00 | 336
2018-06-03 02:00 | 336
2018-06-03 03:00 | 336
2018-06-03 04:00 | 336
2018-06-03 05:00 | 336
2018-06-03 06:00 | 336
2018-06-03 07:00 | 0
2018-06-03 08:00 | 0
2018-06-03 09:00 | 0
2018-06-03 10:00 | 0
2018-06-03 11:00 | 0
2018-06-03 12:00 | 0
2018-06-03 13:00 | 0
2018-06-03 14:00 | 0
2018-06-03 15:00 | 0
2018-06-03 16:00 | 0
2018-06-03 17:00 | 0
2018-06-03 18:00 | 0
2018-06-03 19:00 | 0
2018-06-03 20:00 | 0
2018-06-03 21:00 | 0
2018-06-03 22:00 | 0
2018-06-03 23:00 | 0
2018-06-04 | 0
2018-06-04 01:00 | 336
2018-06-04 02:00 | 336
2018-06-04 03:00 | 336
2018-06-04 04:00 | 336
2018-06-04 05:00 | 336
2018-06-04 06:00 | 336
2018-06-04 07:00 | 0
2018-06-04 08:00 | 0
2018-06-04 09:00 | 0
2018-06-04 10:00 | 0
2018-06-04 11:00 | 0
2018-06-04 12:00 | 0
2018-06-04 13:00 | 0
2018-06-04 14:00 | 0
2018-06-04 15:00 | 0
2018-06-04 16:00 | 0
2018-06-04 17:00 | 0
2018-06-04 18:00 | 0
2018-06-04 19:00 | 0
2018-06-04 20:00 | 0
2018-06-04 21:00 | 0
2018-06-04 22:00 | 0
2018-06-04 23:00 | 0
2018-06-05 | 0
2018-06-05 01:00 | 336
2018-06-05 02:00 | 336
2018-06-05 03:00 | 336
2018-06-05 04:00 | 336
2018-06-05 05:00 | 336
2018-06-05 06:00 | 336
2018-06-05 07:00 | 0
2018-06-05 08:00 | 0
2018-06-05 09:00 | 0
2018-06-05 10:00 | 0
2018-06-05 11:00 | 0
2018-06-05 12:00 | 0
2018-06-05 13:00 | 0
2018-06-05 14:00 | 0
2018-06-05 15:00 | 0
2018-06-05 16:00 | 0
2018-06-05 17:00 | 0
2018-06-05 18:00 | 0
2018-06-05 19:00 | 0
2018-06-05 20:00 | 0
2018-06-05 21:00 | 0
2018-06-05 22:00 | 0
2018-06-05 23:00 | 0
2018-06-06 | 0
2018-06-06 01:00 | 336
2018-06-06 02:00 | 336
2018-06-06 03:00 | 336
2018-06-06 04:00 | 336
2018-06-06 05:00 | 336
2018-06-06 06:00 | 336
2018-06-06 07:00 | 0
2018-06-06 08:00 | 0
2018-06-06 09:00 | 0
2018-06-06 10:00 | 0
2018-06-06 11:00 | 0
2018-06-06 12:00 | 0
2018-06-06 13:00 | 0
2018-06-06 14:00 | 0
2018-06-06 15:00 | 0
2018-06-06 16:00 | 0
2018-06-06 17:00 | 0
2018-06-06 18:00 | 0
2018-06-06 19:00 | 0
2018-06-06 20:00 | 0
2018-06-06 21:00 | 0
2018-06-06 22:00 | 0
2018-06-06 23:00 | 0
2018-06-07 | 0
2018-06-07 01:00 | 336
2018-06-07 02:00 | 336
2018-06-07 03:00 | 336
2018-06-07 04:00 | 336
2018-06-07 05:00 | 336
2018-06-07 06:00 | 336
2018-06-07 07:00 | 0
2018-06-07 08:00 | 0
2018-06-07 09:00 | 0
2018-06-07 10:00 | 0
2018-06-07 11:00 | 0
2018-06-07 12:00 | 0
2018-06-07 13:00 | 0
2018-06-07 14:00 | 0
2018-06-07 15:00 | 0
2018-06-07 16:00 | 0
2018-06-07 17:00 | 0
2018-06-07 18:00 | 0
2018-06-07 19:00 | 0
2018-06-07 20:00 | 0
2018-06-07 21:00 | 0
2018-06-07 22:00 | 0
2018-06-07 23:00 | 0
2018-06-08 | 0
2018-06-08 01:00 | 336
2018-06-08 02:00 | 336
2018-06-08 03:00 | 336
2018-06-08 04:00 | 336
2018-06-08 05:00 | 336
2018-06-08 06:00 | 336
2018-06-08 07:00 | 0
2018-06-08 08:00 | 0
2018-06-08 09:00 | 0
2018-06-08 10:00 | 0
2018-06-08 11:00 | 0
2018-06-08 12:00 | 0
2018-06-08 13:00 | 0
2018-06-08 14:00 | 0
2018-06-08 15:00 | 0
2018-06-08 16:00 | 0
2018-06-08 17:00 | 0
2018-06-08 18:00 | 0
2018-06-08 19:00 | 0
2018-06-08 20:00 | 0
2018-06-08 21:00 | 0
2018-06-08 22:00 | 0
2018-06-08 23:00 | 0
2018-06-09 | 0
2018-06-09 01:00 | 336
2018-06-09 02:00 | 336
2018-06-09 03:00 | 336
2018-06-09 04:00 | 336
2018-06-09 05:00 | 336
2018-06-09 06:00 | 336
2018-06-09 07:00 | 0
2018-06-09 08:00 | 0
2018-06-09 09:00 | 0
2018-06-09 10:00 | 0
2018-06-09 11:00 | 0
2018-06-09 12:00 | 0
2018-06-09 13:00 | 0
2018-06-09 14:00 | 0
2018-06-09 15:00 | 0
2018-06-09 16:00 | 0
2018-06-09 17:00 | 0
2018-06-09 18:00 | 0
2018-06-09 19:00 | 0
2018-06-09 20:00 | 0
2018-06-09 21:00 | 0
2018-06-09 22:00 | 0
2018-06-09 23:00 | 0
2018-06-10 | 0
2018-06-10 01:00 | 336
2018-06-10 02:00 | 336
2018-06-10 03:00 | 336
2018-06-10 04:00 | 336
2018-06-10 05:00 | 336
2018-06-10 06:00 | 336
2018-06-10 07:00 | 0
2018-06-10 08:00 | 0
2018-06-10 09:00 | 0
2018-06-10 10:00 | 0
2018-06-10 11:00 | 0
2018-06-10 12:00 | 0
2018-06-10 13:00 | 0
2018-06-10 14:00 | 0
2018-06-10 15:00 | 0
2018-06-10 16:00 | 0
2018-06-10 17:00 | 0
2018-06-10 18:00 | 0
2018-06-10 19:00 | 0
2018-06-10 20:00 | 0
2018-06-10 21:00 | 0
2018-06-10 22:00 | 0
2018-06-10 23:00 | 0
2018-06-11 | 0
2018-06-11 01:00 | 336
2018-06-11 02:00 | 336
2018-06-11 03:00 | 336
2018-06-11 04:00 | 336
2018-06-11 05:00 | 336
2018-06-11 06:00 | 336
2018-06-11 07:00 | 0
2018-06-11 08:00 | 0
2018-06-11 09:00 | 0
2018-06-11 10:00 | 0
2018-06-11 11:00 | 0
2018-06-11 12:00 | 0
2018-06-11 13:00 | 0
2018-06-11 14:00 | 0
2018-06-11 15:00 | 0
2018-06-11 16:00 | 0
2018-06-11 17:00 | 0
2018-06-11 18:00 | 0
2018-06-11 19:00 | 0
2018-06-11 20:00 | 0
2018-06-11 21:00 | 0
2018-06-11 22:00 | 0
2018-06-11 23:00 | 0
2018-06-12 | 0
2018-06-12 01:00 | 336
2018-06-12 02:00 | 336
2018-06-12 03:00 | 336
2018-06-12 04:00 | 336
2018-06-12 05:00 | 336
2018-06-12 06:00 | 336
2018-06-12 07:00 | 0
2018-06-12 08:00 | 0
2018-06-12 09:00 | 0
2018-06-12 10:00 | 0
2018-06-12 11:00 | 0
2018-06-12 12:00 | 0
2018-06-12 13:00 | 0
2018-06-12 14:00 | 0
2018-06-12 15:00 | 0
2018-06-12 16:00 | 0
2018-06-12 17:00 | 0
2018-06-12 18:00 | 0
2018-06-12 19:00 | 0
2018-06-12 20:00 | 0
2018-06-12 21:00 | 0
2018-06-12 22:00 | 0
2018-06-12 23:00 | 0
2018-06-13 | 0
2018-06-13 01:00 | 336
2018-06-13 02:00 | 336
2018-06-13 03:00 | 336
2018-06-13 04:00 | 336
2018-06-13 05:00 | 336
2018-06-13 06:00 | 336
2018-06-13 07:00 | 0
2018-06-13 08:00 | 0
2018-06-13 09:00 | 0
2018-06-13 10:00 | 0
2018-06-13 11:00 | 0
2018-06-13 12:00 | 0
2018-06-13 13:00 | 0
2018-06-13 14:00 | 0
2018-06-13 15:00 | 0
2018-06-13 16:00 | 0
2018-06-13 17:00 | 0
2018-06-13 18:00 | 0
2018-06-13 19:00 | 0
2018-06-13 20:00 | 0
2018-06-13 21:00 | 0
2018-06-13 22:00 | 0
2018-06-13 23:00 | 0
2018-06-14 | 0
2018-06-14 01:00 | 336
2018-06-14 02:00 | 336
2018-06-14 03:00 | 336
2018-06-14 04:00 | 336
2018-06-14 05:00 | 336
2018-06-14 06:00 | 336
2018-06-14 07:00 | 0
2018-06-14 08:00 | 0
2018-06-14 09:00 | 0
2018-06-14 10:00 | 0
2018-06-14 11:00 | 0
2018-06-14 12:00 | 0
2018-06-14 13:00 | 0
2018-06-14 14:00 | 0
2018-06-14 15:00 | 0
2018-06-14 16:00 | 0
2018-06-14 17:00 | 0
2018-06-14 18:00 | 0
2018-06-14 19:00 | 0
2018-06-14 20:00 | 0
2018-06-14 21:00 | 0
2018-06-14 22:00 | 0
2018-06-14 23:00 | 0
2018-06-15 | 0
2018-06-15 01:00 | 336
2018-06-15 02:00 | 336
2018-06-15 03:00 | 336
2018-06-15 04:00 | 336
2018-06-15 05:00 | 336
2018-06-15 06:00 | 336
2018-06-15 07:00 | 0
2018-06-15 08:00 | 0
2018-06-15 09:00 | 0
2018-06-15 10:00 | 0
2018-06-15 11:00 | 0
2018-06-15 12:00 | 0
2018-06-15 13:00 | 0
2018-06-15 14:00 | 0
2018-06-15 15:00 | 0
2018-06-15 16:00 | 0
2018-06-15 17:00 | 0
2018-06-15 18:00 | 0
2018-06-15 19:00 | 0
2018-06-15 20:00 | 0
2018-06-15 21:00 | 0
2018-06-15 22:00 | 0
2018-06-15 23:00 | 0
2018-06-16 | 0
2018-06-16 01:00 | 336
2018-06-16 02:00 | 336
2018-06-16 03:00 | 336
2018-06-16 04:00 | 336
2018-06-16 05:00 | 336
2018-06-16 06:00 | 336
2018-06-16 07:00 | 0
2018-06-16 08:00 | 0
2018-06-16 09:00 | 0
2018-06-16 10:00 | 0
2018-06-16 11:00 | 0
2018-06-16 12:00 | 0
2018-06-16 13:00 | 0
2018-06-16 14:00 | 0
2018-06-16 15:00 | 0
2018-06-16 16:00 | 0
2018-06-16 17:00 | 0
2018-06-16 18:00 | 0
2018-06-16 19:00 | 0
2018-06-16 20:00 | 0
2018-06-16 21:00 | 0
2018-06-16 22:00 | 0
2018-06-16 23:00 | 0
2018-06-17 | 0
2018-06-17 01:00 | 336
2018-06-17 02:00 | 336
2018-06-17 03:00 | 336
2018-06-17 04:00 | 336
2018-06-17 05:00 | 336
2018-06-17 06:00 | 336
2018-06-17 07:00 | 0
2018-06-17 08:00 | 0
2018-06-17 09:00 | 0
2018-06-17 10:00 | 0
2018-06-17 11:00 | 0
2018-06-17 12:00 | 0
2018-06-17 13:00 | 0
2018-06-17 14:00 | 0
2018-06-17 15:00 | 0
2018-06-17 16:00 | 0
2018-06-17 17:00 | 0
2018-06-17 18:00 | 0
2018-06-17 19:00 | 0
2018-06-17 20:00 | 0
2018-06-17 21:00 | 0
2018-06-17 22:00 | 0
2018-06-17 23:00 | 0
2018-06-18 | 0
2018-06-18 01:00 | 336
2018-06-18 02:00 | 336
2018-06-18 03:00 | 336
2018-06-18 04:00 | 336
2018-06-18 05:00 | 336
2018-06-18 06:00 | 336
2018-06-18 07:00 | 0
2018-06-18 08:00 | 0
2018-06-18 09:00 | 0
2018-06-18 10:00 | 0
2018-06-18 11:00 | 0
2018-06-18 12:00 | 0
2018-06-18 13:00 | 0
2018-06-18 14:00 | 0
2018-06-18 15:00 | 0
2018-06-18 16:00 | 0
2018-06-18 17:00 | 0
2018-06-18 18:00 | 0
2018-06-18 19:00 | 0
2018-06-18 20:00 | 0
2018-06-18 21:00 | 0
2018-06-18 22:00 | 0
2018-06-18 23:00 | 0
2018-06-19 | 0
2018-06-19 01:00 | 336
2018-06-19 02:00 | 336
2018-06-19 03:00 | 336
2018-06-19 04:00 | 336
2018-06-19 05:00 | 336
2018-06-19 06:00 | 336
2018-06-19 07:00 | 0
2018-06-19 08:00 | 0
2018-06-19 09:00 | 0
2018-06-19 10:00 | 0
2018-06-19 11:00 | 0
2018-06-19 12:00 | 0
2018-06-19 13:00 | 0
2018-06-19 14:00 | 0
2018-06-19 15:00 | 0
2018-06-19 16:00 | 0
2018-06-19 17:00 | 0
2018-06-19 18:00 | 0
2018-06-19 19:00 | 0
2018-06-19 20:00 | 0
2018-06-19 21:00 | 0
2018-06-19 22:00 | 0
2018-06-19 23:00 | 0
2018-06-20 | 0
2018-06-20 01:00 | 336
2018-06-20 02:00 | 336
2018-06-20 03:00 | 336
2018-06-20 04:00 | 336
2018-06-20 05:00 | 336
2018-06-20 06:00 | 336
2018-06-20 07:00 | 0
2018-06-20 08:00 | 0
2018-06-20 09:00 | 0
2018-06-20 10:00 | 0
2018-06-20 11:00 | 0
2018-06-20 12:00 | 0
2018-06-20 13:00 | 0
2018-06-20 14:00 | 0
2018-06-20 15:00 | 0
2018-06-20 16:00 | 0
2018-06-20 17:00 | 0
2018-06-20 18:00 | 0
2018-06-20 19:00 | 0
2018-06-20 20:00 | 0
2018-06-20 21:00 | 0
2018-06-20 22:00 | 0
2018-06-20 23:00 | 0
2018-06-21 | 0
2018-06-21 01:00 | 336
2018-06-21 02:00 | 336
2018-06-21 03:00 | 336
2018-06-21 04:00 | 336
2018-06-21 05:00 | 336
2018-06-21 06:00 | 336
2018-06-21 07:00 | 0
2018-06-21 08:00 | 0
2018-06-21 09:00 | 0
2018-06-21 10:00 | 0
2018-06-21 11:00 | 0
2018-06-21 12:00 | 0
2018-06-21 13:00 | 0
2018-06-21 14:00 | 0
2018-06-21 15:00 | 0
2018-06-21 16:00 | 0
2018-06-21 17:00 | 0
2018-06-21 18:00 | 0
2018-06-21 19:00 | 0
2018-06-21 20:00 | 0
2018-06-21 21:00 | 0
2018-06-21 22:00 | 0
2018-06-21 23:00 | 0
2018-06-22 | 0
2018-06-22 01:00 | 336
2018-06-22 02:00 | 336
2018-06-22 03:00 | 336
2018-06-22 04:00 | 336
2018-06-22 05:00 | 336
2018-06-22 06:00 | 336
2018-06-22 07:00 | 0
2018-06-22 08:00 | 0
2018-06-22 09:00 | 0
2018-06-22 10:00 | 0
2018-06-22 11:00 | 0
2018-06-22 12:00 | 0
2018-06-22 13:00 | 0
2018-06-22 14:00 | 0
2018-06-22 15:00 | 0
2018-06-22 16:00 | 0
2018-06-22 17:00 | 0
2018-06-22 18:00 | 0
2018-06-22 19:00 | 0
2018-06-22 20:00 | 0
2018-06-22 21:00 | 0
2018-06-22 22:00 | 0
2018-06-22 23:00 | 0
2018-06-23 | 0
2018-06-23 01:00 | 336
2018-06-23 02:00 | 336
2018-06-23 03:00 | 336
2018-06-23 04:00 | 336
2018-06-23 05:00 | 336
2018-06-23 06:00 | 336
2018-06-23 07:00 | 0
2018-06-23 08:00 | 0
2018-06-23 09:00 | 0
2018-06-23 10:00 | 0
2018-06-23 11:00 | 0
2018-06-23 12:00 | 0
2018-06-23 13:00 | 0
2018-06-23 14:00 | 0
2018-06-23 15:00 | 0
2018-06-23 16:00 | 0
2018-06-23 17:00 | 0
2018-06-23 18:00 | 0
2018-06-23 19:00 | 0
2018-06-23 20:00 | 0
2018-06-23 21:00 | 0
2018-06-23 22:00 | 0
2018-06-23 23:00 | 0
2018-06-24 | 0
2018-06-24 01:00 | 336
2018-06-24 02:00 | 336
2018-06-24 03:00 | 336
2018-06-24 04:00 | 336
2018-06-24 05:00 | 336
2018-06-24 06:00 | 336
2018-06-24 07:00 | 0
2018-06-24 08:00 | 0
2018-06-24 09:00 | 0
2018-06-24 10:00 | 0
2018-06-24 11:00 | 0
2018-06-24 12:00 | 0
2018-06-24 13:00 | 0
2018-06-24 14:00 | 0
2018-06-24 15:00 | 0
2018-06-24 16:00 | 0
2018-06-24 17:00 | 0
2018-06-24 18:00 | 0
2018-06-24 19:00 | 0
2018-06-24 20:00 | 0
2018-06-24 21:00 | 0
2018-06-24 22:00 | 0
2018-06-24 23:00 | 0
2018-06-25 | 0
2018-06-25 01:00 | 336
2018-06-25 02:00 | 336
2018-06-25 03:00 | 336
2018-06-25 04:00 | 336
2018-06-25 05:00 | 336
2018-06-25 06:00 | 336
2018-06-25 07:00 | 0
2018-06-25 08:00 | 0
2018-06-25 09:00 | 0
2018-06-25 10:00 | 0
2018-06-25 11:00 | 0
2018-06-25 12:00 | 0
2018-06-25 13:00 | 0
2018-06-25 14:00 | 0
2018-06-25 15:00 | 0
2018-06-25 16:00 | 0
2018-06-25 17:00 | 0
2018-06-25 18:00 | 0
2018-06-25 19:00 | 0
2018-06-25 20:00 | 0
2018-06-25 21:00 | 0
2018-06-25 22:00 | 0
2018-06-25 23:00 | 0
2018-06-26 | 0
2018-06-26 01:00 | 336
2018-06-26 02:00 | 336
2018-06-26 03:00 | 336
2018-06-26 04:00 | 336
2018-06-26 05:00 | 336
2018-06-26 06:00 | 336
2018-06-26 07:00 | 0
2018-06-26 08:00 | 0
2018-06-26 09:00 | 0
2018-06-26 10:00 | 0
2018-06-26 11:00 | 0
2018-06-26 12:00 | 0
2018-06-26 13:00 | 0
2018-06-26 14:00 | 0
2018-06-26 15:00 | 0
2018-06-26 16:00 | 0
2018-06-26 17:00 | 0
2018-06-26 18:00 | 0
2018-06-26 19:00 | 0
2018-06-26 20:00 | 0
2018-06-26 21:00 | 0
2018-06-26 22:00 | 0
2018-06-26 23:00 | 0
2018-06-27 | 0
2018-06-27 01:00 | 336
2018-06-27 02:00 | 336
2018-06-27 03:00 | 336
2018-06-27 04:00 | 336
2018-06-27 05:00 | 336
2018-06-27 06:00 | 336
2018-06-27 07:00 | 0
2018-06-27 08:00 | 0
2018-06-27 09:00 | 0
2018-06-27 10:00 | 0
2018-06-27 11:00 | 0
2018-06-27 12:00 | 0
2018-06-27 13:00 | 0
2018-06-27 14:00 | 0
2018-06-27 15:00 | 0
2018-06-27 16:00 | 0
2018-06-27 17:00 | 0
2018-06-27 18:00 | 0
2018-06-27 19:00 | 0
2018-06-27 20:00 | 0
2018-06-27 21:00 | 0
2018-06-27 22:00 | 0
2018-06-27 23:00 | 0
2018-06-28 | 0
2018-06-28 01:00 | 336
2018-06-28 02:00 | 336
2018-06-28 03:00 | 336
2018-06-28 04:00 | 336
2018-06-28 05:00 | 336
2018-06-28 06:00 | 336
2018-06-28 07:00 | 0
2018-06-28 08:00 | 0
2018-06-28 09:00 | 0
2018-06-28 10:00 | 0
2018-06-28 11:00 | 0
2018-06-28 12:00 | 0
2018-06-28 13:00 | 0
2018-06-28 14:00 | 0
2018-06-28 15:00 | 0
2018-06-28 16:00 | 0
2018-06-28 17:00 | 0
2018-06-28 18:00 | 0
2018-06-28 19:00 | 0
2018-06-28 20:00 | 0
2018-06-28 21:00 | 0
2018-06-28 22:00 | 0
2018-06-28 23:00 | 0
2018-06-29 | 0
2018-06-29 01:00 | 336
2018-06-29 02:00 | 336
2018-06-29 03:00 | 336
2018-06-29 04:00 | 336
2018-06-29 05:00 | 336
2018-06-29 06:00 | 336
2018-06-29 07:00 | 0
2018-06-29 08:00 | 0
2018-06-29 09:00 | 0
2018-06-29 10:00 | 0
2018-06-29 11:00 | 0
2018-06-29 12:00 | 0
2018-06-29 13:00 | 0
2018-06-29 14:00 | 0
2018-06-29 15:00 | 0
2018-06-29 16:00 | 0
2018-06-29 17:00 | 0
2018-06-29 18:00 | 0
2018-06-29 19:00 | 0
2018-06-29 20:00 | 0
2018-06-29 21:00 | 0
2018-06-29 22:00 | 0
2018-06-29 23:00 | 0
2018-06-30 | 0
2018-06-30 01:00 | 336
2018-06-30 02:00 | 336
2018-06-30 03:00 | 336
2018-06-30 04:00 | 336
2018-06-30 05:00 | 336
2018-06-30 06:00 | 336
2018-06-30 07:00 | 0
2018-06-30 08:00 | 0
2018-06-30 09:00 | 0
2018-06-30 10:00 | 0
2018-06-30 11:00 | 0
2018-06-30 12:00 | 0
2018-06-30 13:00 | 0
2018-06-30 14:00 | 0
2018-06-30 15:00 | 0
2018-06-30 16:00 | 0
2018-06-30 17:00 | 0
2018-06-30 18:00 | 0
2018-06-30 19:00 | 0
2018-06-30 20:00 | 0
2018-06-30 21:00 | 0
2018-06-30 22:00 | 0
2018-06-30 23:00 | 0
2018-07-01 | 0
2018-07-01 01:00 | 336
2018-07-01 02:00 | 336
2018-07-01 03:00 | 336
2018-07-01 04:00 | 336
2018-07-01 05:00 | 336
2018-07-01 06:00 | 336
2018-07-01 07:00 | 0
2018-07-01 08:00 | 0
2018-07-01 09:00 | 0
2018-07-01 10:00 | 0
2018-07-01 11:00 | 0
2018-07-01 12:00 | 0
2018-07-01 13:00 | 0
2018-07-01 14:00 | 0
2018-07-01 15:00 | 0
2018-07-01 16:00 | 0
2018-07-01 17:00 | 0
2018-07-01 18:00 | 0
2018-07-01 19:00 | 0
2018-07-01 20:00 | 0
2018-07-01 21:00 | 0
2018-07-01 22:00 | 0
2018-07-01 23:00 | 0
2018-07-02 | 0
2018-07-02 01:00 | 336
2018-07-02 02:00 | 336
2018-07-02 03:00 | 336
2018-07-02 04:00 | 336
2018-07-02 05:00 | 336
2018-07-02 06:00 | 336
2018-07-02 07:00 | 0
2018-07-02 08:00 | 0
2018-07-02 09:00 | 0
2018-07-02 10:00 | 0
2018-07-02 11:00 | 0
2018-07-02 12:00 | 0
2018-07-02 13:00 | 0
2018-07-02 14:00 | 0
2018-07-02 15:00 | 0
2018-07-02 16:00 | 0
2018-07-02 17:00 | 0
2018-07-02 18:00 | 0
2018-07-02 19:00 | 0
2018-07-02 20:00 | 0
2018-07-02 21:00 | 0
2018-07-02 22:00 | 0
2018-07-02 23:00 | 0
2018-07-03 | 0
2018-07-03 01:00 | 336
2018-07-03 02:00 | 336
2018-07-03 03:00 | 336
2018-07-03 04:00 | 336
2018-07-03 05:00 | 336
2018-07-03 06:00 | 336
2018-07-03 07:00 | 0
2018-07-03 08:00 | 0
2018-07-03 09:00 | 0
2018-07-03 10:00 | 0
2018-07-03 11:00 | 0
2018-07-03 12:00 | 0
2018-07-03 13:00 | 0
2018-07-03 14:00 | 0
2018-07-03 15:00 | 0
2018-07-03 16:00 | 0
2018-07-03 17:00 | 0
2018-07-03 18:00 | 0
2018-07-03 19:00 | 0
2018-07-03 20:00 | 0
2018-07-03 21:00 | 0
2018-07-03 22:00 | 0
2018-07-03 23:00 | 0
2018-07-04 | 0
2018-07-04 01:00 | 336
2018-07-04 02:00 | 336
2018-07-04 03:00 | 336
2018-07-04 04:00 | 336
2018-07-04 05:00 | 336
2018-07-04 06:00 | 336
2018-07-04 07:00 | 0
2018-07-04 08:00 | 0
2018-07-04 09:00 | 0
2018-07-04 10:00 | 0
2018-07-04 11:00 | 0
2018-07-04 12:00 | 0
2018-07-04 13:00 | 0
2018-07-04 14:00 | 0
2018-07-04 15:00 | 0
2018-07-04 16:00 | 0
2018-07-04 17:00 | 0
2018-07-04 18:00 | 0
2018-07-04 19:00 | 0
2018-07-04 20:00 | 0
2018-07-04 21:00 | 0
2018-07-04 22:00 | 0
2018-07-04 23:00 | 0
2018-07-05 | 0
2018-07-05 01:00 | 336
2018-07-05 02:00 | 336
2018-07-05 03:00 | 336
2018-07-05 04:00 | 336
2018-07-05 05:00 | 336
2018-07-05 06:00 | 336
2018-07-05 07:00 | 0
2018-07-05 08:00 | 0
2018-07-05 09:00 | 0
2018-07-05 10:00 | 0
2018-07-05 11:00 | 0
2018-07-05 12:00 | 0
2018-07-05 13:00 | 0
2018-07-05 14:00 | 0
2018-07-05 15:00 | 0
2018-07-05 16:00 | 0
2018-07-05 17:00 | 0
2018-07-05 18:00 | 0
2018-07-05 19:00 | 0
2018-07-05 20:00 | 0
2018-07-05 21:00 | 0
2018-07-05 22:00 | 0
2018-07-05 23:00 | 0
2018-07-06 | 0
2018-07-06 01:00 | 336
2018-07-06 02:00 | 336
2018-07-06 03:00 | 336
2018-07-06 04:00 | 336
2018-07-06 05:00 | 336
2018-07-06 06:00 | 336
2018-07-06 07:00 | 0
2018-07-06 08:00 | 0
2018-07-06 09:00 | 0
2018-07-06 10:00 | 0
2018-07-06 11:00 | 0
2018-07-06 12:00 | 0
2018-07-06 13:00 | 0
2018-07-06 14:00 | 0
2018-07-06 15:00 | 0
2018-07-06 16:00 | 0
2018-07-06 17:00 | 0
2018-07-06 18:00 | 0
2018-07-06 19:00 | 0
2018-07-06 20:00 | 0
2018-07-06 21:00 | 0
2018-07-06 22:00 | 0
2018-07-06 23:00 | 0
2018-07-07 | 0
2018-07-07 01:00 | 336
2018-07-07 02:00 | 336
2018-07-07 03:00 | 336
2018-07-07 04:00 | 336
2018-07-07 05:00 | 336
2018-07-07 06:00 | 336
2018-07-07 07:00 | 0
2018-07-07 08:00 | 0
2018-07-07 09:00 | 0
2018-07-07 10:00 | 0
2018-07-07 11:00 | 0
2018-07-07 12:00 | 0
2018-07-07 13:00 | 0
2018-07-07 14:00 | 0
2018-07-07 15:00 | 0
2018-07-07 16:00 | 0
2018-07-07 17:00 | 0
2018-07-07 18:00 | 0
2018-07-07 19:00 | 0
2018-07-07 20:00 | 0
2018-07-07 21:00 | 0
2018-07-07 22:00 | 0
2018-07-07 23:00 | 0
2018-07-08 | 0
2018-07-08 01:00 | 336
2018-07-08 02:00 | 336
2018-07-08 03:00 | 336
2018-07-08 04:00 | 336
2018-07-08 05:00 | 336
2018-07-08 06:00 | 336
2018-07-08 07:00 | 0
2018-07-08 08:00 | 0
2018-07-08 09:00 | 0
2018-07-08 10:00 | 0
2018-07-08 11:00 | 0
2018-07-08 12:00 | 0
2018-07-08 13:00 | 0
2018-07-08 14:00 | 0
2018-07-08 15:00 | 0
2018-07-08 16:00 | 0
2018-07-08 17:00 | 0
2018-07-08 18:00 | 0
2018-07-08 19:00 | 0
2018-07-08 20:00 | 0
2018-07-08 21:00 | 0
2018-07-08 22:00 | 0
2018-07-08 23:00 | 0
2018-07-09 | 0
2018-07-09 01:00 | 336
2018-07-09 02:00 | 336
2018-07-09 03:00 | 336
2018-07-09 04:00 | 336
2018-07-09 05:00 | 336
2018-07-09 06:00 | 336
2018-07-09 07:00 | 0
2018-07-09 08:00 | 0
2018-07-09 09:00 | 0
2018-07-09 10:00 | 0
2018-07-09 11:00 | 0
2018-07-09 12:00 | 0
2018-07-09 13:00 | 0
2018-07-09 14:00 | 0
2018-07-09 15:00 | 0
2018-07-09 16:00 | 0
2018-07-09 17:00 | 0
2018-07-09 18:00 | 0
2018-07-09 19:00 | 0
2018-07-09 20:00 | 0
2018-07-09 21:00 | 0
2018-07-09 22:00 | 0
2018-07-09 23:00 | 0
2018-07-10 | 0
2018-07-10 01:00 | 336
2018-07-10 02:00 | 336
2018-07-10 03:00 | 336
2018-07-10 04:00 | 336
2018-07-10 05:00 | 336
2018-07-10 06:00 | 336
2018-07-10 07:00 | 0
2018-07-10 08:00 | 0
2018-07-10 09:00 | 0
2018-07-10 10:00 | 0
2018-07-10 11:00 | 0
2018-07-10 12:00 | 0
2018-07-10 13:00 | 0
2018-07-10 14:00 | 0
2018-07-10 15:00 | 0
2018-07-10 16:00 | 0
2018-07-10 17:00 | 0
2018-07-10 18:00 | 0
2018-07-10 19:00 | 0
2018-07-10 20:00 | 0
2018-07-10 21:00 | 0
2018-07-10 22:00 | 0
2018-07-10 23:00 | 0
2018-07-11 | 0
2018-07-11 01:00 | 336
2018-07-11 02:00 | 336
2018-07-11 03:00 | 336
2018-07-11 04:00 | 336
2018-07-11 05:00 | 336
2018-07-11 06:00 | 336
2018-07-11 07:00 | 0
2018-07-11 08:00 | 0
2018-07-11 09:00 | 0
2018-07-11 10:00 | 0
2018-07-11 11:00 | 0
2018-07-11 12:00 | 0
2018-07-11 13:00 | 0
2018-07-11 14:00 | 0
2018-07-11 15:00 | 0
2018-07-11 16:00 | 0
2018-07-11 17:00 | 0
2018-07-11 18:00 | 0
2018-07-11 19:00 | 0
2018-07-11 20:00 | 0
2018-07-11 21:00 | 0
2018-07-11 22:00 | 0
2018-07-11 23:00 | 0
2018-07-12 | 0
2018-07-12 01:00 | 336
2018-07-12 02:00 | 336
2018-07-12 03:00 | 336
2018-07-12 04:00 | 336
2018-07-12 05:00 | 336
2018-07-12 06:00 | 336
2018-07-12 07:00 | 0
2018-07-12 08:00 | 0
2018-07-12 09:00 | 0
2018-07-12 10:00 | 0
2018-07-12 11:00 | 0
2018-07-12 12:00 | 0
2018-07-12 13:00 | 0
2018-07-12 14:00 | 0
2018-07-12 15:00 | 0
2018-07-12 16:00 | 0
2018-07-12 17:00 | 0
2018-07-12 18:00 | 0
2018-07-12 19:00 | 0
2018-07-12 20:00 | 0
2018-07-12 21:00 | 0
2018-07-12 22:00 | 0
2018-07-12 23:00 | 0
2018-07-13 | 0
2018-07-13 01:00 | 336
2018-07-13 02:00 | 336
2018-07-13 03:00 | 336
2018-07-13 04:00 | 336
2018-07-13 05:00 | 336
2018-07-13 06:00 | 336
2018-07-13 07:00 | 0
2018-07-13 08:00 | 0
2018-07-13 09:00 | 0
2018-07-13 10:00 | 0
2018-07-13 11:00 | 0
2018-07-13 12:00 | 0
2018-07-13 13:00 | 0
2018-07-13 14:00 | 0
2018-07-13 15:00 | 0
2018-07-13 16:00 | 0
2018-07-13 17:00 | 0
2018-07-13 18:00 | 0
2018-07-13 19:00 | 0
2018-07-13 20:00 | 0
2018-07-13 21:00 | 0
2018-07-13 22:00 | 0
2018-07-13 23:00 | 0
2018-07-14 | 0
2018-07-14 01:00 | 336
2018-07-14 02:00 | 336
2018-07-14 03:00 | 336
2018-07-14 04:00 | 336
2018-07-14 05:00 | 336
2018-07-14 06:00 | 336
2018-07-14 07:00 | 0
2018-07-14 08:00 | 0
2018-07-14 09:00 | 0
2018-07-14 10:00 | 0
2018-07-14 11:00 | 0
2018-07-14 12:00 | 0
2018-07-14 13:00 | 0
2018-07-14 14:00 | 0
2018-07-14 15:00 | 0
2018-07-14 16:00 | 0
2018-07-14 17:00 | 0
2018-07-14 18:00 | 0
2018-07-14 19:00 | 0
2018-07-14 20:00 | 0
2018-07-14 21:00 | 0
2018-07-14 22:00 | 0
2018-07-14 23:00 | 0
2018-07-15 | 0
2018-07-15 01:00 | 336
2018-07-15 02:00 | 336
2018-07-15 03:00 | 336
2018-07-15 04:00 | 336
2018-07-15 05:00 | 336
2018-07-15 06:00 | 336
2018-07-15 07:00 | 0
2018-07-15 08:00 | 0
2018-07-15 09:00 | 0
2018-07-15 10:00 | 0
2018-07-15 11:00 | 0
2018-07-15 12:00 | 0
2018-07-15 13:00 | 0
2018-07-15 14:00 | 0
2018-07-15 15:00 | 0
2018-07-15 16:00 | 0
2018-07-15 17:00 | 0
2018-07-15 18:00 | 0
2018-07-15 19:00 | 0
2018-07-15 20:00 | 0
2018-07-15 21:00 | 0
2018-07-15 22:00 | 0
2018-07-15 23:00 | 0
2018-07-16 | 0
2018-07-16 01:00 | 336
2018-07-16 02:00 | 336
2018-07-16 03:00 | 336
2018-07-16 04:00 | 336
2018-07-16 05:00 | 336
2018-07-16 06:00 | 336
2018-07-16 07:00 | 0
2018-07-16 08:00 | 0
2018-07-16 09:00 | 0
2018-07-16 10:00 | 0
2018-07-16 11:00 | 0
2018-07-16 12:00 | 0
2018-07-16 13:00 | 0
2018-07-16 14:00 | 0
2018-07-16 15:00 | 0
2018-07-16 16:00 | 0
2018-07-16 17:00 | 0
2018-07-16 18:00 | 0
2018-07-16 19:00 | 0
2018-07-16 20:00 | 0
2018-07-16 21:00 | 0
2018-07-16 22:00 | 0
2018-07-16 23:00 | 0
2018-07-17 | 0
2018-07-17 01:00 | 336
2018-07-17 02:00 | 336
2018-07-17 03:00 | 336
2018-07-17 04:00 | 336
2018-07-17 05:00 | 336
2018-07-17 06:00 | 336
2018-07-17 07:00 | 0
2018-07-17 08:00 | 0
2018-07-17 09:00 | 0
2018-07-17 10:00 | 0
2018-07-17 11:00 | 0
2018-07-17 12:00 | 0
2018-07-17 13:00 | 0
2018-07-17 14:00 | 0
2018-07-17 15:00 | 0
2018-07-17 16:00 | 0
2018-07-17 17:00 | 0
2018-07-17 18:00 | 0
2018-07-17 19:00 | 0
2018-07-17 20:00 | 0
2018-07-17 21:00 | 0
2018-07-17 22:00 | 0
2018-07-17 23:00 | 0
2018-07-18 | 0
2018-07-18 01:00 | 336
2018-07-18 02:00 | 336
2018-07-18 03:00 | 336
2018-07-18 04:00 | 336
2018-07-18 05:00 | 336
2018-07-18 06:00 | 336
2018-07-18 07:00 | 0
2018-07-18 08:00 | 0
2018-07-18 09:00 | 0
2018-07-18 10:00 | 0
2018-07-18 11:00 | 0
2018-07-18 12:00 | 0
2018-07-18 13:00 | 0
2018-07-18 14:00 | 0
2018-07-18 15:00 | 0
2018-07-18 16:00 | 0
2018-07-18 17:00 | 0
2018-07-18 18:00 | 0
2018-07-18 19:00 | 0
2018-07-18 20:00 | 0
2018-07-18 21:00 | 0
2018-07-18 22:00 | 0
2018-07-18 23:00 | 0
2018-07-19 | 0
2018-07-19 01:00 | 336
2018-07-19 02:00 | 336
2018-07-19 03:00 | 336
2018-07-19 04:00 | 336
2018-07-19 05:00 | 336
2018-07-19 06:00 | 336
2018-07-19 07:00 | 0
2018-07-19 08:00 | 0
2018-07-19 09:00 | 0
2018-07-19 10:00 | 0
2018-07-19 11:00 | 0
2018-07-19 12:00 | 0
2018-07-19 13:00 | 0
2018-07-19 14:00 | 0
2018-07-19 15:00 | 0
2018-07-19 16:00 | 0
2018-07-19 17:00 | 0
2018-07-19 18:00 | 0
2018-07-19 19:00 | 0
2018-07-19 20:00 | 0
2018-07-19 21:00 | 0
2018-07-19 22:00 | 0
2018-07-19 23:00 | 0
2018-07-20 | 0
2018-07-20 01:00 | 336
2018-07-20 02:00 | 336
2018-07-20 03:00 | 336
2018-07-20 04:00 | 336
2018-07-20 05:00 | 336
2018-07-20 06:00 | 336
2018-07-20 07:00 | 0
2018-07-20 08:00 | 0
2018-07-20 09:00 | 0
2018-07-20 10:00 | 0
2018-07-20 11:00 | 0
2018-07-20 12:00 | 0
2018-07-20 13:00 | 0
2018-07-20 14:00 | 0
2018-07-20 15:00 | 0
2018-07-20 16:00 | 0
2018-07-20 17:00 | 0
2018-07-20 18:00 | 0
2018-07-20 19:00 | 0
2018-07-20 20:00 | 0
2018-07-20 21:00 | 0
2018-07-20 22:00 | 0
2018-07-20 23:00 | 0
2018-07-21 | 0
2018-07-21 01:00 | 336
2018-07-21 02:00 | 336
2018-07-21 03:00 | 336
2018-07-21 04:00 | 336
2018-07-21 05:00 | 336
2018-07-21 06:00 | 336
2018-07-21 07:00 | 0
2018-07-21 08:00 | 0
2018-07-21 09:00 | 0
2018-07-21 10:00 | 0
2018-07-21 11:00 | 0
2018-07-21 12:00 | 0
2018-07-21 13:00 | 0
2018-07-21 14:00 | 0
2018-07-21 15:00 | 0
2018-07-21 16:00 | 0
2018-07-21 17:00 | 0
2018-07-21 18:00 | 0
2018-07-21 19:00 | 0
2018-07-21 20:00 | 0
2018-07-21 21:00 | 0
2018-07-21 22:00 | 0
2018-07-21 23:00 | 0
2018-07-22 | 0
2018-07-22 01:00 | 336
2018-07-22 02:00 | 336
2018-07-22 03:00 | 336
2018-07-22 04:00 | 336
2018-07-22 05:00 | 336
2018-07-22 06:00 | 336
2018-07-22 07:00 | 0
2018-07-22 08:00 | 0
2018-07-22 09:00 | 0
2018-07-22 10:00 | 0
2018-07-22 11:00 | 0
2018-07-22 12:00 | 0
2018-07-22 13:00 | 0
2018-07-22 14:00 | 0
2018-07-22 15:00 | 0
2018-07-22 16:00 | 0
2018-07-22 17:00 | 0
2018-07-22 18:00 | 0
2018-07-22 19:00 | 0
2018-07-22 20:00 | 0
2018-07-22 21:00 | 0
2018-07-22 22:00 | 0
2018-07-22 23:00 | 0
2018-07-23 | 0
2018-07-23 01:00 | 336
2018-07-23 02:00 | 336
2018-07-23 03:00 | 336
2018-07-23 04:00 | 336
2018-07-23 05:00 | 336
2018-07-23 06:00 | 336
2018-07-23 07:00 | 0
2018-07-23 08:00 | 0
2018-07-23 09:00 | 0
2018-07-23 10:00 | 0
2018-07-23 11:00 | 0
2018-07-23 12:00 | 0
2018-07-23 13:00 | 0
2018-07-23 14:00 | 0
2018-07-23 15:00 | 0
2018-07-23 16:00 | 0
2018-07-23 17:00 | 0
2018-07-23 18:00 | 0
2018-07-23 19:00 | 0
2018-07-23 20:00 | 0
2018-07-23 21:00 | 0
2018-07-23 22:00 | 0
2018-07-23 23:00 | 0
2018-07-24 | 0
2018-07-24 01:00 | 336
2018-07-24 02:00 | 336
2018-07-24 03:00 | 336
2018-07-24 04:00 | 336
2018-07-24 05:00 | 336
2018-07-24 06:00 | 336
2018-07-24 07:00 | 0
2018-07-24 08:00 | 0
2018-07-24 09:00 | 0
2018-07-24 10:00 | 0
2018-07-24 11:00 | 0
2018-07-24 12:00 | 0
2018-07-24 13:00 | 0
2018-07-24 14:00 | 0
2018-07-24 15:00 | 0
2018-07-24 16:00 | 0
2018-07-24 17:00 | 0
2018-07-24 18:00 | 0
2018-07-24 19:00 | 0
2018-07-24 20:00 | 0
2018-07-24 21:00 | 0
2018-07-24 22:00 | 0
2018-07-24 23:00 | 0
2018-07-25 | 0
2018-07-25 01:00 | 336
2018-07-25 02:00 | 336
2018-07-25 03:00 | 336
2018-07-25 04:00 | 336
2018-07-25 05:00 | 336
2018-07-25 06:00 | 336
2018-07-25 07:00 | 0
2018-07-25 08:00 | 0
2018-07-25 09:00 | 0
2018-07-25 10:00 | 0
2018-07-25 11:00 | 0
2018-07-25 12:00 | 0
2018-07-25 13:00 | 0
2018-07-25 14:00 | 0
2018-07-25 15:00 | 0
2018-07-25 16:00 | 0
2018-07-25 17:00 | 0
2018-07-25 18:00 | 0
2018-07-25 19:00 | 0
2018-07-25 20:00 | 0
2018-07-25 21:00 | 0
2018-07-25 22:00 | 0
2018-07-25 23:00 | 0
2018-07-26 | 0
2018-07-26 01:00 | 336
2018-07-26 02:00 | 336
2018-07-26 03:00 | 336
2018-07-26 04:00 | 336
2018-07-26 05:00 | 336
2018-07-26 06:00 | 336
2018-07-26 07:00 | 0
2018-07-26 08:00 | 0
2018-07-26 09:00 | 0
2018-07-26 10:00 | 0
2018-07-26 11:00 | 0
2018-07-26 12:00 | 0
2018-07-26 13:00 | 0
2018-07-26 14:00 | 0
2018-07-26 15:00 | 0
2018-07-26 16:00 | 0
2018-07-26 17:00 | 0
2018-07-26 18:00 | 0
2018-07-26 19:00 | 0
2018-07-26 20:00 | 0
2018-07-26 21:00 | 0
2018-07-26 22:00 | 0
2018-07-26 23:00 | 0
2018-07-27 | 0
2018-07-27 01:00 | 336
2018-07-27 02:00 | 336
2018-07-27 03:00 | 336
2018-07-27 04:00 | 336
2018-07-27 05:00 | 336
2018-07-27 06:00 | 336
2018-07-27 07:00 | 0
2018-07-27 08:00 | 0
2018-07-27 09:00 | 0
2018-07-27 10:00 | 0
2018-07-27 11:00 | 0
2018-07-27 12:00 | 0
2018-07-27 13:00 | 0
2018-07-27 14:00 | 0
2018-07-27 15:00 | 0
2018-07-27 16:00 | 0
2018-07-27 17:00 | 0
2018-07-27 18:00 | 0
2018-07-27 19:00 | 0
2018-07-27 20:00 | 0
2018-07-27 21:00 | 0
2018-07-27 22:00 | 0
2018-07-27 23:00 | 0
2018-07-28 | 0
2018-07-28 01:00 | 336
2018-07-28 02:00 | 336
2018-07-28 03:00 | 336
2018-07-28 04:00 | 336
2018-07-28 05:00 | 336
2018-07-28 06:00 | 336
2018-07-28 07:00 | 0
2018-07-28 08:00 | 0
2018-07-28 09:00 | 0
2018-07-28 10:00 | 0
2018-07-28 11:00 | 0
2018-07-28 12:00 | 0
2018-07-28 13:00 | 0
2018-07-28 14:00 | 0
2018-07-28 15:00 | 0
2018-07-28 16:00 | 0
2018-07-28 17:00 | 0
2018-07-28 18:00 | 0
2018-07-28 19:00 | 0
2018-07-28 20:00 | 0
2018-07-28 21:00 | 0
2018-07-28 22:00 | 0
2018-07-28 23:00 | 0
2018-07-29 | 0
2018-07-29 01:00 | 336
2018-07-29 02:00 | 336
2018-07-29 03:00 | 336
2018-07-29 04:00 | 336
2018-07-29 05:00 | 336
2018-07-29 06:00 | 336
2018-07-29 07:00 | 0
2018-07-29 08:00 | 0
2018-07-29 09:00 | 0
2018-07-29 10:00 | 0
2018-07-29 11:00 | 0
2018-07-29 12:00 | 0
2018-07-29 13:00 | 0
2018-07-29 14:00 | 0
2018-07-29 15:00 | 0
2018-07-29 16:00 | 0
2018-07-29 17:00 | 0
2018-07-29 18:00 | 0
2018-07-29 19:00 | 0
2018-07-29 20:00 | 0
2018-07-29 21:00 | 0
2018-07-29 22:00 | 0
2018-07-29 23:00 | 0
2018-07-30 | 0
2018-07-30 01:00 | 336
2018-07-30 02:00 | 336
2018-07-30 03:00 | 336
2018-07-30 04:00 | 336
2018-07-30 05:00 | 336
2018-07-30 06:00 | 336
2018-07-30 07:00 | 0
2018-07-30 08:00 | 0
2018-07-30 09:00 | 0
2018-07-30 10:00 | 0
2018-07-30 11:00 | 0
2018-07-30 12:00 | 0
2018-07-30 13:00 | 0
2018-07-30 14:00 | 0
2018-07-30 15:00 | 0
2018-07-30 16:00 | 0
2018-07-30 17:00 | 0
2018-07-30 18:00 | 0
2018-07-30 19:00 | 0
2018-07-30 20:00 | 0
2018-07-30 21:00 | 0
2018-07-30 22:00 | 0
2018-07-30 23:00 | 0
2018-07-31 | 0
2018-07-31 01:00 | 336
2018-07-31 02:00 | 336
2018-07-31 03:00 | 336
2018-07-31 04:00 | 336
2018-07-31 05:00 | 336
2018-07-31 06:00 | 336
2018-07-31 07:00 | 0
2018-07-31 08:00 | 0
2018-07-31 09:00 | 0
2018-07-31 10:00 | 0
2018-07-31 11:00 | 0
2018-07-31 12:00 | 0
2018-07-31 13:00 | 0
2018-07-31 14:00 | 0
2018-07-31 15:00 | 0
2018-07-31 16:00 | 0
2018-07-31 17:00 | 0
2018-07-31 18:00 | 0
2018-07-31 19:00 | 0
2018-07-31 20:00 | 0
2018-07-31 21:00 | 0
2018-07-31 22:00 | 0
2018-07-31 23:00 | 0
2018-08-01 | 0
2018-08-01 01:00 | 336
2018-08-01 02:00 | 336
2018-08-01 03:00 | 336
2018-08-01 04:00 | 336
2018-08-01 05:00 | 336
2018-08-01 06:00 | 336
2018-08-01 07:00 | 0
2018-08-01 08:00 | 0
2018-08-01 09:00 | 0
2018-08-01 10:00 | 0
2018-08-01 11:00 | 0
2018-08-01 12:00 | 0
2018-08-01 13:00 | 0
2018-08-01 14:00 | 0
2018-08-01 15:00 | 0
2018-08-01 16:00 | 0
2018-08-01 17:00 | 0
2018-08-01 18:00 | 0
2018-08-01 19:00 | 0
2018-08-01 20:00 | 0
2018-08-01 21:00 | 0
2018-08-01 22:00 | 0
2018-08-01 23:00 | 0
2018-08-02 | 0
2018-08-02 01:00 | 336
2018-08-02 02:00 | 336
2018-08-02 03:00 | 336
2018-08-02 04:00 | 336
2018-08-02 05:00 | 336
2018-08-02 06:00 | 336
2018-08-02 07:00 | 0
2018-08-02 08:00 | 0
2018-08-02 09:00 | 0
2018-08-02 10:00 | 0
2018-08-02 11:00 | 0
2018-08-02 12:00 | 0
2018-08-02 13:00 | 0
2018-08-02 14:00 | 0
2018-08-02 15:00 | 0
2018-08-02 16:00 | 0
2018-08-02 17:00 | 0
2018-08-02 18:00 | 0
2018-08-02 19:00 | 0
2018-08-02 20:00 | 0
2018-08-02 21:00 | 0
2018-08-02 22:00 | 0
2018-08-02 23:00 | 0
2018-08-03 | 0
2018-08-03 01:00 | 336
2018-08-03 02:00 | 336
2018-08-03 03:00 | 336
2018-08-03 04:00 | 336
2018-08-03 05:00 | 336
2018-08-03 06:00 | 336
2018-08-03 07:00 | 0
2018-08-03 08:00 | 0
2018-08-03 09:00 | 0
2018-08-03 10:00 | 0
2018-08-03 11:00 | 0
2018-08-03 12:00 | 0
2018-08-03 13:00 | 0
2018-08-03 14:00 | 0
2018-08-03 15:00 | 0
2018-08-03 16:00 | 0
2018-08-03 17:00 | 0
2018-08-03 18:00 | 0
2018-08-03 19:00 | 0
2018-08-03 20:00 | 0
2018-08-03 21:00 | 0
2018-08-03 22:00 | 0
2018-08-03 23:00 | 0
2018-08-04 | 0
2018-08-04 01:00 | 336
2018-08-04 02:00 | 336
2018-08-04 03:00 | 336
2018-08-04 04:00 | 336
2018-08-04 05:00 | 336
2018-08-04 06:00 | 336
2018-08-04 07:00 | 0
2018-08-04 08:00 | 0
2018-08-04 09:00 | 0
2018-08-04 10:00 | 0
2018-08-04 11:00 | 0
2018-08-04 12:00 | 0
2018-08-04 13:00 | 0
2018-08-04 14:00 | 0
2018-08-04 15:00 | 0
2018-08-04 16:00 | 0
2018-08-04 17:00 | 0
2018-08-04 18:00 | 0
2018-08-04 19:00 | 0
2018-08-04 20:00 | 0
2018-08-04 21:00 | 0
2018-08-04 22:00 | 0
2018-08-04 23:00 | 0
2018-08-05 | 0
2018-08-05 01:00 | 336
2018-08-05 02:00 | 336
2018-08-05 03:00 | 336
2018-08-05 04:00 | 336
2018-08-05 05:00 | 336
2018-08-05 06:00 | 336
2018-08-05 07:00 | 0
2018-08-05 08:00 | 0
2018-08-05 09:00 | 0
2018-08-05 10:00 | 0
2018-08-05 11:00 | 0
2018-08-05 12:00 | 0
2018-08-05 13:00 | 0
2018-08-05 14:00 | 0
2018-08-05 15:00 | 0
2018-08-05 16:00 | 0
2018-08-05 17:00 | 0
2018-08-05 18:00 | 0
2018-08-05 19:00 | 0
2018-08-05 20:00 | 0
2018-08-05 21:00 | 0
2018-08-05 22:00 | 0
2018-08-05 23:00 | 0
2018-08-06 | 0
2018-08-06 01:00 | 336
2018-08-06 02:00 | 336
2018-08-06 03:00 | 336
2018-08-06 04:00 | 336
2018-08-06 05:00 | 336
2018-08-06 06:00 | 336
2018-08-06 07:00 | 0
2018-08-06 08:00 | 0
2018-08-06 09:00 | 0
2018-08-06 10:00 | 0
2018-08-06 11:00 | 0
2018-08-06 12:00 | 0
2018-08-06 13:00 | 0
2018-08-06 14:00 | 0
2018-08-06 15:00 | 0
2018-08-06 16:00 | 0
2018-08-06 17:00 | 0
2018-08-06 18:00 | 0
2018-08-06 19:00 | 0
2018-08-06 20:00 | 0
2018-08-06 21:00 | 0
2018-08-06 22:00 | 0
2018-08-06 23:00 | 0
2018-08-07 | 0
2018-08-07 01:00 | 336
2018-08-07 02:00 | 336
2018-08-07 03:00 | 336
2018-08-07 04:00 | 336
2018-08-07 05:00 | 336
2018-08-07 06:00 | 336
2018-08-07 07:00 | 0
2018-08-07 08:00 | 0
2018-08-07 09:00 | 0
2018-08-07 10:00 | 0
2018-08-07 11:00 | 0
2018-08-07 12:00 | 0
2018-08-07 13:00 | 0
2018-08-07 14:00 | 0
2018-08-07 15:00 | 0
2018-08-07 16:00 | 0
2018-08-07 17:00 | 0
2018-08-07 18:00 | 0
2018-08-07 19:00 | 0
2018-08-07 20:00 | 0
2018-08-07 21:00 | 0
2018-08-07 22:00 | 0
2018-08-07 23:00 | 0
2018-08-08 | 0
2018-08-08 01:00 | 336
2018-08-08 02:00 | 336
2018-08-08 03:00 | 336
2018-08-08 04:00 | 336
2018-08-08 05:00 | 336
2018-08-08 06:00 | 336
2018-08-08 07:00 | 0
2018-08-08 08:00 | 0
2018-08-08 09:00 | 0
2018-08-08 10:00 | 0
2018-08-08 11:00 | 0
2018-08-08 12:00 | 0
2018-08-08 13:00 | 0
2018-08-08 14:00 | 0
2018-08-08 15:00 | 0
2018-08-08 16:00 | 0
2018-08-08 17:00 | 0
2018-08-08 18:00 | 0
2018-08-08 19:00 | 0
2018-08-08 20:00 | 0
2018-08-08 21:00 | 0
2018-08-08 22:00 | 0
2018-08-08 23:00 | 0
2018-08-09 | 0
2018-08-09 01:00 | 336
2018-08-09 02:00 | 336
2018-08-09 03:00 | 336
2018-08-09 04:00 | 336
2018-08-09 05:00 | 336
2018-08-09 06:00 | 336
2018-08-09 07:00 | 0
2018-08-09 08:00 | 0
2018-08-09 09:00 | 0
2018-08-09 10:00 | 0
2018-08-09 11:00 | 0
2018-08-09 12:00 | 0
2018-08-09 13:00 | 0
2018-08-09 14:00 | 0
2018-08-09 15:00 | 0
2018-08-09 16:00 | 0
2018-08-09 17:00 | 0
2018-08-09 18:00 | 0
2018-08-09 19:00 | 0
2018-08-09 20:00 | 0
2018-08-09 21:00 | 0
2018-08-09 22:00 | 0
2018-08-09 23:00 | 0
2018-08-10 | 0
2018-08-10 01:00 | 336
2018-08-10 02:00 | 336
2018-08-10 03:00 | 336
2018-08-10 04:00 | 336
2018-08-10 05:00 | 336
2018-08-10 06:00 | 336
2018-08-10 07:00 | 0
2018-08-10 08:00 | 0
2018-08-10 09:00 | 0
2018-08-10 10:00 | 0
2018-08-10 11:00 | 0
2018-08-10 12:00 | 0
2018-08-10 13:00 | 0
2018-08-10 14:00 | 0
2018-08-10 15:00 | 0
2018-08-10 16:00 | 0
2018-08-10 17:00 | 0
2018-08-10 18:00 | 0
2018-08-10 19:00 | 0
2018-08-10 20:00 | 0
2018-08-10 21:00 | 0
2018-08-10 22:00 | 0
2018-08-10 23:00 | 0
2018-08-11 | 0
2018-08-11 01:00 | 336
2018-08-11 02:00 | 336
2018-08-11 03:00 | 336
2018-08-11 04:00 | 336
2018-08-11 05:00 | 336
2018-08-11 06:00 | 336
2018-08-11 07:00 | 0
2018-08-11 08:00 | 0
2018-08-11 09:00 | 0
2018-08-11 10:00 | 0
2018-08-11 11:00 | 0
2018-08-11 12:00 | 0
2018-08-11 13:00 | 0
2018-08-11 14:00 | 0
2018-08-11 15:00 | 0
2018-08-11 16:00 | 0
2018-08-11 17:00 | 0
2018-08-11 18:00 | 0
2018-08-11 19:00 | 0
2018-08-11 20:00 | 0
2018-08-11 21:00 | 0
2018-08-11 22:00 | 0
2018-08-11 23:00 | 0
2018-08-12 | 0
2018-08-12 01:00 | 336
2018-08-12 02:00 | 336
2018-08-12 03:00 | 336
2018-08-12 04:00 | 336
2018-08-12 05:00 | 336
2018-08-12 06:00 | 336
2018-08-12 07:00 | 0
2018-08-12 08:00 | 0
2018-08-12 09:00 | 0
2018-08-12 10:00 | 0
2018-08-12 11:00 | 0
2018-08-12 12:00 | 0
2018-08-12 13:00 | 0
2018-08-12 14:00 | 0
2018-08-12 15:00 | 0
2018-08-12 16:00 | 0
2018-08-12 17:00 | 0
2018-08-12 18:00 | 0
2018-08-12 19:00 | 0
2018-08-12 20:00 | 0
2018-08-12 21:00 | 0
2018-08-12 22:00 | 0
2018-08-12 23:00 | 0
2018-08-13 | 0
2018-08-13 01:00 | 336
2018-08-13 02:00 | 336
2018-08-13 03:00 | 336
2018-08-13 04:00 | 336
2018-08-13 05:00 | 336
2018-08-13 06:00 | 336
2018-08-13 07:00 | 0
2018-08-13 08:00 | 0
2018-08-13 09:00 | 0
2018-08-13 10:00 | 0
2018-08-13 11:00 | 0
2018-08-13 12:00 | 0
2018-08-13 13:00 | 0
2018-08-13 14:00 | 0
2018-08-13 15:00 | 0
2018-08-13 16:00 | 0
2018-08-13 17:00 | 0
2018-08-13 18:00 | 0
2018-08-13 19:00 | 0
2018-08-13 20:00 | 0
2018-08-13 21:00 | 0
2018-08-13 22:00 | 0
2018-08-13 23:00 | 0
2018-08-14 | 0
2018-08-14 01:00 | 336
2018-08-14 02:00 | 336
2018-08-14 03:00 | 336
2018-08-14 04:00 | 336
2018-08-14 05:00 | 336
2018-08-14 06:00 | 336
2018-08-14 07:00 | 0
2018-08-14 08:00 | 0
2018-08-14 09:00 | 0
2018-08-14 10:00 | 0
2018-08-14 11:00 | 0
2018-08-14 12:00 | 0
2018-08-14 13:00 | 0
2018-08-14 14:00 | 0
2018-08-14 15:00 | 0
2018-08-14 16:00 | 0
2018-08-14 17:00 | 0
2018-08-14 18:00 | 0
2018-08-14 19:00 | 0
2018-08-14 20:00 | 0
2018-08-14 21:00 | 0
2018-08-14 22:00 | 0
2018-08-14 23:00 | 0
2018-08-15 | 0
2018-08-15 01:00 | 336
2018-08-15 02:00 | 336
2018-08-15 03:00 | 336
2018-08-15 04:00 | 336
2018-08-15 05:00 | 336
2018-08-15 06:00 | 336
2018-08-15 07:00 | 0
2018-08-15 08:00 | 0
2018-08-15 09:00 | 0
2018-08-15 10:00 | 0
2018-08-15 11:00 | 0
2018-08-15 12:00 | 0
2018-08-15 13:00 | 0
2018-08-15 14:00 | 0
2018-08-15 15:00 | 0
2018-08-15 16:00 | 0
2018-08-15 17:00 | 0
2018-08-15 18:00 | 0
2018-08-15 19:00 | 0
2018-08-15 20:00 | 0
2018-08-15 21:00 | 0
2018-08-15 22:00 | 0
2018-08-15 23:00 | 0
2018-08-16 | 0
2018-08-16 01:00 | 336
2018-08-16 02:00 | 336
2018-08-16 03:00 | 336
2018-08-16 04:00 | 336
2018-08-16 05:00 | 336
2018-08-16 06:00 | 336
2018-08-16 07:00 | 0
2018-08-16 08:00 | 0
2018-08-16 09:00 | 0
2018-08-16 10:00 | 0
2018-08-16 11:00 | 0
2018-08-16 12:00 | 0
2018-08-16 13:00 | 0
2018-08-16 14:00 | 0
2018-08-16 15:00 | 0
2018-08-16 16:00 | 0
2018-08-16 17:00 | 0
2018-08-16 18:00 | 0
2018-08-16 19:00 | 0
2018-08-16 20:00 | 0
2018-08-16 21:00 | 0
2018-08-16 22:00 | 0
2018-08-16 23:00 | 0
2018-08-17 | 0
2018-08-17 01:00 | 336
2018-08-17 02:00 | 336
2018-08-17 03:00 | 336
2018-08-17 04:00 | 336
2018-08-17 05:00 | 336
2018-08-17 06:00 | 336
2018-08-17 07:00 | 0
2018-08-17 08:00 | 0
2018-08-17 09:00 | 0
2018-08-17 10:00 | 0
2018-08-17 11:00 | 0
2018-08-17 12:00 | 0
2018-08-17 13:00 | 0
2018-08-17 14:00 | 0
2018-08-17 15:00 | 0
2018-08-17 16:00 | 0
2018-08-17 17:00 | 0
2018-08-17 18:00 | 0
2018-08-17 19:00 | 0
2018-08-17 20:00 | 0
2018-08-17 21:00 | 0
2018-08-17 22:00 | 0
2018-08-17 23:00 | 0
2018-08-18 | 0
2018-08-18 01:00 | 336
2018-08-18 02:00 | 336
2018-08-18 03:00 | 336
2018-08-18 04:00 | 336
2018-08-18 05:00 | 336
2018-08-18 06:00 | 336
2018-08-18 07:00 | 0
2018-08-18 08:00 | 0
2018-08-18 09:00 | 0
2018-08-18 10:00 | 0
2018-08-18 11:00 | 0
2018-08-18 12:00 | 0
2018-08-18 13:00 | 0
2018-08-18 14:00 | 0
2018-08-18 15:00 | 0
2018-08-18 16:00 | 0
2018-08-18 17:00 | 0
2018-08-18 18:00 | 0
2018-08-18 19:00 | 0
2018-08-18 20:00 | 0
2018-08-18 21:00 | 0
2018-08-18 22:00 | 0
2018-08-18 23:00 | 0
2018-08-19 | 0
2018-08-19 01:00 | 336
2018-08-19 02:00 | 336
2018-08-19 03:00 | 336
2018-08-19 04:00 | 336
2018-08-19 05:00 | 336
2018-08-19 06:00 | 336
2018-08-19 07:00 | 0
2018-08-19 08:00 | 0
2018-08-19 09:00 | 0
2018-08-19 10:00 | 0
2018-08-19 11:00 | 0
2018-08-19 12:00 | 0
2018-08-19 13:00 | 0
2018-08-19 14:00 | 0
2018-08-19 15:00 | 0
2018-08-19 16:00 | 0
2018-08-19 17:00 | 0
2018-08-19 18:00 | 0
2018-08-19 19:00 | 0
2018-08-19 20:00 | 0
2018-08-19 21:00 | 0
2018-08-19 22:00 | 0
2018-08-19 23:00 | 0
2018-08-20 | 0
2018-08-20 01:00 | 336
2018-08-20 02:00 | 336
2018-08-20 03:00 | 336
2018-08-20 04:00 | 336
2018-08-20 05:00 | 336
2018-08-20 06:00 | 336
2018-08-20 07:00 | 0
2018-08-20 08:00 | 0
2018-08-20 09:00 | 0
2018-08-20 10:00 | 0
2018-08-20 11:00 | 0
2018-08-20 12:00 | 0
2018-08-20 13:00 | 0
2018-08-20 14:00 | 0
2018-08-20 15:00 | 0
2018-08-20 16:00 | 0
2018-08-20 17:00 | 0
2018-08-20 18:00 | 0
2018-08-20 19:00 | 0
2018-08-20 20:00 | 0
2018-08-20 21:00 | 0
2018-08-20 22:00 | 0
2018-08-20 23:00 | 0
2018-08-21 | 0
2018-08-21 01:00 | 336
2018-08-21 02:00 | 336
2018-08-21 03:00 | 336
2018-08-21 04:00 | 336
2018-08-21 05:00 | 336
2018-08-21 06:00 | 336
2018-08-21 07:00 | 0
2018-08-21 08:00 | 0
2018-08-21 09:00 | 0
2018-08-21 10:00 | 0
2018-08-21 11:00 | 0
2018-08-21 12:00 | 0
2018-08-21 13:00 | 0
2018-08-21 14:00 | 0
2018-08-21 15:00 | 0
2018-08-21 16:00 | 0
2018-08-21 17:00 | 0
2018-08-21 18:00 | 0
2018-08-21 19:00 | 0
2018-08-21 20:00 | 0
2018-08-21 21:00 | 0
2018-08-21 22:00 | 0
2018-08-21 23:00 | 0
2018-08-22 | 0
2018-08-22 01:00 | 336
2018-08-22 02:00 | 336
2018-08-22 03:00 | 336
2018-08-22 04:00 | 336
2018-08-22 05:00 | 336
2018-08-22 06:00 | 336
2018-08-22 07:00 | 0
2018-08-22 08:00 | 0
2018-08-22 09:00 | 0
2018-08-22 10:00 | 0
2018-08-22 11:00 | 0
2018-08-22 12:00 | 0
2018-08-22 13:00 | 0
2018-08-22 14:00 | 0
2018-08-22 15:00 | 0
2018-08-22 16:00 | 0
2018-08-22 17:00 | 0
2018-08-22 18:00 | 0
2018-08-22 19:00 | 0
2018-08-22 20:00 | 0
2018-08-22 21:00 | 0
2018-08-22 22:00 | 0
2018-08-22 23:00 | 0
2018-08-23 | 0
2018-08-23 01:00 | 336
2018-08-23 02:00 | 336
2018-08-23 03:00 | 336
2018-08-23 04:00 | 336
2018-08-23 05:00 | 336
2018-08-23 06:00 | 336
2018-08-23 07:00 | 0
2018-08-23 08:00 | 0
2018-08-23 09:00 | 0
2018-08-23 10:00 | 0
2018-08-23 11:00 | 0
2018-08-23 12:00 | 0
2018-08-23 13:00 | 0
2018-08-23 14:00 | 0
2018-08-23 15:00 | 0
2018-08-23 16:00 | 0
2018-08-23 17:00 | 0
2018-08-23 18:00 | 0
2018-08-23 19:00 | 0
2018-08-23 20:00 | 0
2018-08-23 21:00 | 0
2018-08-23 22:00 | 0
2018-08-23 23:00 | 0
2018-08-24 | 0
2018-08-24 01:00 | 336
2018-08-24 02:00 | 336
2018-08-24 03:00 | 336
2018-08-24 04:00 | 336
2018-08-24 05:00 | 336
2018-08-24 06:00 | 336
2018-08-24 07:00 | 0
2018-08-24 08:00 | 0
2018-08-24 09:00 | 0
2018-08-24 10:00 | 0
2018-08-24 11:00 | 0
2018-08-24 12:00 | 0
2018-08-24 13:00 | 0
2018-08-24 14:00 | 0
2018-08-24 15:00 | 0
2018-08-24 16:00 | 0
2018-08-24 17:00 | 0
2018-08-24 18:00 | 0
2018-08-24 19:00 | 0
2018-08-24 20:00 | 0
2018-08-24 21:00 | 0
2018-08-24 22:00 | 0
2018-08-24 23:00 | 0
2018-08-25 | 0
2018-08-25 01:00 | 336
2018-08-25 02:00 | 336
2018-08-25 03:00 | 336
2018-08-25 04:00 | 336
2018-08-25 05:00 | 336
2018-08-25 06:00 | 336
2018-08-25 07:00 | 0
2018-08-25 08:00 | 0
2018-08-25 09:00 | 0
2018-08-25 10:00 | 0
2018-08-25 11:00 | 0
2018-08-25 12:00 | 0
2018-08-25 13:00 | 0
2018-08-25 14:00 | 0
2018-08-25 15:00 | 0
2018-08-25 16:00 | 0
2018-08-25 17:00 | 0
2018-08-25 18:00 | 0
2018-08-25 19:00 | 0
2018-08-25 20:00 | 0
2018-08-25 21:00 | 0
2018-08-25 22:00 | 0
2018-08-25 23:00 | 0
2018-08-26 | 0
2018-08-26 01:00 | 336
2018-08-26 02:00 | 336
2018-08-26 03:00 | 336
2018-08-26 04:00 | 336
2018-08-26 05:00 | 336
2018-08-26 06:00 | 336
2018-08-26 07:00 | 0
2018-08-26 08:00 | 0
2018-08-26 09:00 | 0
2018-08-26 10:00 | 0
2018-08-26 11:00 | 0
2018-08-26 12:00 | 0
2018-08-26 13:00 | 0
2018-08-26 14:00 | 0
2018-08-26 15:00 | 0
2018-08-26 16:00 | 0
2018-08-26 17:00 | 0
2018-08-26 18:00 | 0
2018-08-26 19:00 | 0
2018-08-26 20:00 | 0
2018-08-26 21:00 | 0
2018-08-26 22:00 | 0
2018-08-26 23:00 | 0
2018-08-27 | 0
2018-08-27 01:00 | 336
2018-08-27 02:00 | 336
2018-08-27 03:00 | 336
2018-08-27 04:00 | 336
2018-08-27 05:00 | 336
2018-08-27 06:00 | 336
2018-08-27 07:00 | 0
2018-08-27 08:00 | 0
2018-08-27 09:00 | 0
2018-08-27 10:00 | 0
2018-08-27 11:00 | 0
2018-08-27 12:00 | 0
2018-08-27 13:00 | 0
2018-08-27 14:00 | 0
2018-08-27 15:00 | 0
2018-08-27 16:00 | 0
2018-08-27 17:00 | 0
2018-08-27 18:00 | 0
2018-08-27 19:00 | 0
2018-08-27 20:00 | 0
2018-08-27 21:00 | 0
2018-08-27 22:00 | 0
2018-08-27 23:00 | 0
2018-08-28 | 0
2018-08-28 01:00 | 336
2018-08-28 02:00 | 336
2018-08-28 03:00 | 336
2018-08-28 04:00 | 336
2018-08-28 05:00 | 336
2018-08-28 06:00 | 336
2018-08-28 07:00 | 0
2018-08-28 08:00 | 0
2018-08-28 09:00 | 0
2018-08-28 10:00 | 0
2018-08-28 11:00 | 0
2018-08-28 12:00 | 0
2018-08-28 13:00 | 0
2018-08-28 14:00 | 0
2018-08-28 15:00 | 0
2018-08-28 16:00 | 0
2018-08-28 17:00 | 0
2018-08-28 18:00 | 0
2018-08-28 19:00 | 0
2018-08-28 20:00 | 0
2018-08-28 21:00 | 0
2018-08-28 22:00 | 0
2018-08-28 23:00 | 0
2018-08-29 | 0
2018-08-29 01:00 | 336
2018-08-29 02:00 | 336
2018-08-29 03:00 | 336
2018-08-29 04:00 | 336
2018-08-29 05:00 | 336
2018-08-29 06:00 | 336
2018-08-29 07:00 | 0
2018-08-29 08:00 | 0
2018-08-29 09:00 | 0
2018-08-29 10:00 | 0
2018-08-29 11:00 | 0
2018-08-29 12:00 | 0
2018-08-29 13:00 | 0
2018-08-29 14:00 | 0
2018-08-29 15:00 | 0
2018-08-29 16:00 | 0
2018-08-29 17:00 | 0
2018-08-29 18:00 | 0
2018-08-29 19:00 | 0
2018-08-29 20:00 | 0
2018-08-29 21:00 | 0
2018-08-29 22:00 | 0
2018-08-29 23:00 | 0
2018-08-30 | 0
2018-08-30 01:00 | 336
2018-08-30 02:00 | 336
2018-08-30 03:00 | 336
2018-08-30 04:00 | 336
2018-08-30 05:00 | 336
2018-08-30 06:00 | 336
2018-08-30 07:00 | 0
2018-08-30 08:00 | 0
2018-08-30 09:00 | 0
2018-08-30 10:00 | 0
2018-08-30 11:00 | 0
2018-08-30 12:00 | 0
2018-08-30 13:00 | 0
2018-08-30 14:00 | 0
2018-08-30 15:00 | 0
2018-08-30 16:00 | 0
2018-08-30 17:00 | 0
2018-08-30 18:00 | 0
2018-08-30 19:00 | 0
2018-08-30 20:00 | 0
2018-08-30 21:00 | 0
2018-08-30 22:00 | 0
2018-08-30 23:00 | 0
2018-08-31 | 0
2018-08-31 01:00 | 336
2018-08-31 02:00 | 336
2018-08-31 03:00 | 336
2018-08-31 04:00 | 336
2018-08-31 05:00 | 336
2018-08-31 06:00 | 336
2018-08-31 07:00 | 0
2018-08-31 08:00 | 0
2018-08-31 09:00 | 0
2018-08-31 10:00 | 0
2018-08-31 11:00 | 0
2018-08-31 12:00 | 0
2018-08-31 13:00 | 0
2018-08-31 14:00 | 0
2018-08-31 15:00 | 0
2018-08-31 16:00 | 0
2018-08-31 17:00 | 0
2018-08-31 18:00 | 0
2018-08-31 19:00 | 0
2018-08-31 20:00 | 0
2018-08-31 21:00 | 0
2018-08-31 22:00 | 0
2018-08-31 23:00 | 0
2018-09-01 | 0
2018-09-01 01:00 | 336
2018-09-01 02:00 | 336
2018-09-01 03:00 | 336
2018-09-01 04:00 | 336
2018-09-01 05:00 | 336
2018-09-01 06:00 | 336
2018-09-01 07:00 | 0
2018-09-01 08:00 | 0
2018-09-01 09:00 | 0
2018-09-01 10:00 | 0
2018-09-01 11:00 | 0
2018-09-01 12:00 | 0
2018-09-01 13:00 | 0
2018-09-01 14:00 | 0
2018-09-01 15:00 | 0
2018-09-01 16:00 | 0
2018-09-01 17:00 | 0
2018-09-01 18:00 | 0
2018-09-01 19:00 | 0
2018-09-01 20:00 | 0
2018-09-01 21:00 | 0
2018-09-01 22:00 | 0
2018-09-01 23:00 | 0
2018-09-02 | 0
2018-09-02 01:00 | 336
2018-09-02 02:00 | 336
2018-09-02 03:00 | 336
2018-09-02 04:00 | 336
2018-09-02 05:00 | 336
2018-09-02 06:00 | 336
2018-09-02 07:00 | 0
2018-09-02 08:00 | 0
2018-09-02 09:00 | 0
2018-09-02 10:00 | 0
2018-09-02 11:00 | 0
2018-09-02 12:00 | 0
2018-09-02 13:00 | 0
2018-09-02 14:00 | 0
2018-09-02 15:00 | 0
2018-09-02 16:00 | 0
2018-09-02 17:00 | 0
2018-09-02 18:00 | 0
2018-09-02 19:00 | 0
2018-09-02 20:00 | 0
2018-09-02 21:00 | 0
2018-09-02 22:00 | 0
2018-09-02 23:00 | 0
2018-09-03 | 0
2018-09-03 01:00 | 336
2018-09-03 02:00 | 336
2018-09-03 03:00 | 336
2018-09-03 04:00 | 336
2018-09-03 05:00 | 336
2018-09-03 06:00 | 336
2018-09-03 07:00 | 0
2018-09-03 08:00 | 0
2018-09-03 09:00 | 0
2018-09-03 10:00 | 0
2018-09-03 11:00 | 0
2018-09-03 12:00 | 0
2018-09-03 13:00 | 0
2018-09-03 14:00 | 0
2018-09-03 15:00 | 0
2018-09-03 16:00 | 0
2018-09-03 17:00 | 0
2018-09-03 18:00 | 0
2018-09-03 19:00 | 0
2018-09-03 20:00 | 0
2018-09-03 21:00 | 0
2018-09-03 22:00 | 0
2018-09-03 23:00 | 0
2018-09-04 | 0
2018-09-04 01:00 | 336
2018-09-04 02:00 | 336
2018-09-04 03:00 | 336
2018-09-04 04:00 | 336
2018-09-04 05:00 | 336
2018-09-04 06:00 | 336
2018-09-04 07:00 | 0
2018-09-04 08:00 | 0
2018-09-04 09:00 | 0
2018-09-04 10:00 | 0
2018-09-04 11:00 | 0
2018-09-04 12:00 | 0
2018-09-04 13:00 | 0
2018-09-04 14:00 | 0
2018-09-04 15:00 | 0
2018-09-04 16:00 | 0
2018-09-04 17:00 | 0
2018-09-04 18:00 | 0
2018-09-04 19:00 | 0
2018-09-04 20:00 | 0
2018-09-04 21:00 | 0
2018-09-04 22:00 | 0
2018-09-04 23:00 | 0
2018-09-05 | 0
2018-09-05 01:00 | 336
2018-09-05 02:00 | 336
2018-09-05 03:00 | 336
2018-09-05 04:00 | 336
2018-09-05 05:00 | 336
2018-09-05 06:00 | 336
2018-09-05 07:00 | 0
2018-09-05 08:00 | 0
2018-09-05 09:00 | 0
2018-09-05 10:00 | 0
2018-09-05 11:00 | 0
2018-09-05 12:00 | 0
2018-09-05 13:00 | 0
2018-09-05 14:00 | 0
2018-09-05 15:00 | 0
2018-09-05 16:00 | 0
2018-09-05 17:00 | 0
2018-09-05 18:00 | 0
2018-09-05 19:00 | 0
2018-09-05 20:00 | 0
2018-09-05 21:00 | 0
2018-09-05 22:00 | 0
2018-09-05 23:00 | 0
2018-09-06 | 0
2018-09-06 01:00 | 336
2018-09-06 02:00 | 336
2018-09-06 03:00 | 336
2018-09-06 04:00 | 336
2018-09-06 05:00 | 336
2018-09-06 06:00 | 336
2018-09-06 07:00 | 0
2018-09-06 08:00 | 0
2018-09-06 09:00 | 0
2018-09-06 10:00 | 0
2018-09-06 11:00 | 0
2018-09-06 12:00 | 0
2018-09-06 13:00 | 0
2018-09-06 14:00 | 0
2018-09-06 15:00 | 0
2018-09-06 16:00 | 0
2018-09-06 17:00 | 0
2018-09-06 18:00 | 0
2018-09-06 19:00 | 0
2018-09-06 20:00 | 0
2018-09-06 21:00 | 0
2018-09-06 22:00 | 0
2018-09-06 23:00 | 0
2018-09-07 | 0
2018-09-07 01:00 | 336
2018-09-07 02:00 | 336
2018-09-07 03:00 | 336
2018-09-07 04:00 | 336
2018-09-07 05:00 | 336
2018-09-07 06:00 | 336
2018-09-07 07:00 | 0
2018-09-07 08:00 | 0
2018-09-07 09:00 | 0
2018-09-07 10:00 | 0
2018-09-07 11:00 | 0
2018-09-07 12:00 | 0
2018-09-07 13:00 | 0
2018-09-07 14:00 | 0
2018-09-07 15:00 | 0
2018-09-07 16:00 | 0
2018-09-07 17:00 | 0
2018-09-07 18:00 | 0
2018-09-07 19:00 | 0
2018-09-07 20:00 | 0
2018-09-07 21:00 | 0
2018-09-07 22:00 | 0
2018-09-07 23:00 | 0
2018-09-08 | 0
2018-09-08 01:00 | 336
2018-09-08 02:00 | 336
2018-09-08 03:00 | 336
2018-09-08 04:00 | 336
2018-09-08 05:00 | 336
2018-09-08 06:00 | 336
2018-09-08 07:00 | 0
2018-09-08 08:00 | 0
2018-09-08 09:00 | 0
2018-09-08 10:00 | 0
2018-09-08 11:00 | 0
2018-09-08 12:00 | 0
2018-09-08 13:00 | 0
2018-09-08 14:00 | 0
2018-09-08 15:00 | 0
2018-09-08 16:00 | 0
2018-09-08 17:00 | 0
2018-09-08 18:00 | 0
2018-09-08 19:00 | 0
2018-09-08 20:00 | 0
2018-09-08 21:00 | 0
2018-09-08 22:00 | 0
2018-09-08 23:00 | 0
2018-09-09 | 0
2018-09-09 01:00 | 336
2018-09-09 02:00 | 336
2018-09-09 03:00 | 336
2018-09-09 04:00 | 336
2018-09-09 05:00 | 336
2018-09-09 06:00 | 336
2018-09-09 07:00 | 0
2018-09-09 08:00 | 0
2018-09-09 09:00 | 0
2018-09-09 10:00 | 0
2018-09-09 11:00 | 0
2018-09-09 12:00 | 0
2018-09-09 13:00 | 0
2018-09-09 14:00 | 0
2018-09-09 15:00 | 0
2018-09-09 16:00 | 0
2018-09-09 17:00 | 0
2018-09-09 18:00 | 0
2018-09-09 19:00 | 0
2018-09-09 20:00 | 0
2018-09-09 21:00 | 0
2018-09-09 22:00 | 0
2018-09-09 23:00 | 0
2018-09-10 | 0
2018-09-10 01:00 | 336
2018-09-10 02:00 | 336
2018-09-10 03:00 | 336
2018-09-10 04:00 | 336
2018-09-10 05:00 | 336
2018-09-10 06:00 | 336
2018-09-10 07:00 | 0
2018-09-10 08:00 | 0
2018-09-10 09:00 | 0
2018-09-10 10:00 | 0
2018-09-10 11:00 | 0
2018-09-10 12:00 | 0
2018-09-10 13:00 | 0
2018-09-10 14:00 | 0
2018-09-10 15:00 | 0
2018-09-10 16:00 | 0
2018-09-10 17:00 | 0
2018-09-10 18:00 | 0
2018-09-10 19:00 | 0
2018-09-10 20:00 | 0
2018-09-10 21:00 | 0
2018-09-10 22:00 | 0
2018-09-10 23:00 | 0
2018-09-11 | 0
2018-09-11 01:00 | 336
2018-09-11 02:00 | 336
2018-09-11 03:00 | 336
2018-09-11 04:00 | 336
2018-09-11 05:00 | 336
2018-09-11 06:00 | 336
2018-09-11 07:00 | 0
2018-09-11 08:00 | 0
2018-09-11 09:00 | 0
2018-09-11 10:00 | 0
2018-09-11 11:00 | 0
2018-09-11 12:00 | 0
2018-09-11 13:00 | 0
2018-09-11 14:00 | 0
2018-09-11 15:00 | 0
2018-09-11 16:00 | 0
2018-09-11 17:00 | 0
2018-09-11 18:00 | 0
2018-09-11 19:00 | 0
2018-09-11 20:00 | 0
2018-09-11 21:00 | 0
2018-09-11 22:00 | 0
2018-09-11 23:00 | 0
2018-09-12 | 0
2018-09-12 01:00 | 336
2018-09-12 02:00 | 336
2018-09-12 03:00 | 336
2018-09-12 04:00 | 336
2018-09-12 05:00 | 336
2018-09-12 06:00 | 336
2018-09-12 07:00 | 0
2018-09-12 08:00 | 0
2018-09-12 09:00 | 0
2018-09-12 10:00 | 0
2018-09-12 11:00 | 0
2018-09-12 12:00 | 0
2018-09-12 13:00 | 0
2018-09-12 14:00 | 0
2018-09-12 15:00 | 0
2018-09-12 16:00 | 0
2018-09-12 17:00 | 0
2018-09-12 18:00 | 0
2018-09-12 19:00 | 0
2018-09-12 20:00 | 0
2018-09-12 21:00 | 0
2018-09-12 22:00 | 0
2018-09-12 23:00 | 0
2018-09-13 | 0
2018-09-13 01:00 | 336
2018-09-13 02:00 | 336
2018-09-13 03:00 | 336
2018-09-13 04:00 | 336
2018-09-13 05:00 | 336
2018-09-13 06:00 | 336
2018-09-13 07:00 | 0
2018-09-13 08:00 | 0
2018-09-13 09:00 | 0
2018-09-13 10:00 | 0
2018-09-13 11:00 | 0
2018-09-13 12:00 | 0
2018-09-13 13:00 | 0
2018-09-13 14:00 | 0
2018-09-13 15:00 | 0
2018-09-13 16:00 | 0
2018-09-13 17:00 | 0
2018-09-13 18:00 | 0
2018-09-13 19:00 | 0
2018-09-13 20:00 | 0
2018-09-13 21:00 | 0
2018-09-13 22:00 | 0
2018-09-13 23:00 | 0
2018-09-14 | 0
2018-09-14 01:00 | 336
2018-09-14 02:00 | 336
2018-09-14 03:00 | 336
2018-09-14 04:00 | 336
2018-09-14 05:00 | 336
2018-09-14 06:00 | 336
2018-09-14 07:00 | 0
2018-09-14 08:00 | 0
2018-09-14 09:00 | 0
2018-09-14 10:00 | 0
2018-09-14 11:00 | 0
2018-09-14 12:00 | 0
2018-09-14 13:00 | 0
2018-09-14 14:00 | 0
2018-09-14 15:00 | 0
2018-09-14 16:00 | 0
2018-09-14 17:00 | 0
2018-09-14 18:00 | 0
2018-09-14 19:00 | 0
2018-09-14 20:00 | 0
2018-09-14 21:00 | 0
2018-09-14 22:00 | 0
2018-09-14 23:00 | 0
2018-09-15 | 0
2018-09-15 01:00 | 336
2018-09-15 02:00 | 336
2018-09-15 03:00 | 336
2018-09-15 04:00 | 336
2018-09-15 05:00 | 336
2018-09-15 06:00 | 336
2018-09-15 07:00 | 0
2018-09-15 08:00 | 0
2018-09-15 09:00 | 0
2018-09-15 10:00 | 0
2018-09-15 11:00 | 0
2018-09-15 12:00 | 0
2018-09-15 13:00 | 0
2018-09-15 14:00 | 0
2018-09-15 15:00 | 0
2018-09-15 16:00 | 0
2018-09-15 17:00 | 0
2018-09-15 18:00 | 0
2018-09-15 19:00 | 0
2018-09-15 20:00 | 0
2018-09-15 21:00 | 0
2018-09-15 22:00 | 0
2018-09-15 23:00 | 0
2018-09-16 | 0
2018-09-16 01:00 | 336
2018-09-16 02:00 | 336
2018-09-16 03:00 | 336
2018-09-16 04:00 | 336
2018-09-16 05:00 | 336
2018-09-16 06:00 | 336
2018-09-16 07:00 | 0
2018-09-16 08:00 | 0
2018-09-16 09:00 | 0
2018-09-16 10:00 | 0
2018-09-16 11:00 | 0
2018-09-16 12:00 | 0
2018-09-16 13:00 | 0
2018-09-16 14:00 | 0
2018-09-16 15:00 | 0
2018-09-16 16:00 | 0
2018-09-16 17:00 | 0
2018-09-16 18:00 | 0
2018-09-16 19:00 | 0
2018-09-16 20:00 | 0
2018-09-16 21:00 | 0
2018-09-16 22:00 | 0
2018-09-16 23:00 | 0
2018-09-17 | 0
2018-09-17 01:00 | 336
2018-09-17 02:00 | 336
2018-09-17 03:00 | 336
2018-09-17 04:00 | 336
2018-09-17 05:00 | 336
2018-09-17 06:00 | 336
2018-09-17 07:00 | 0
2018-09-17 08:00 | 0
2018-09-17 09:00 | 0
2018-09-17 10:00 | 0
2018-09-17 11:00 | 0
2018-09-17 12:00 | 0
2018-09-17 13:00 | 0
2018-09-17 14:00 | 0
2018-09-17 15:00 | 0
2018-09-17 16:00 | 0
2018-09-17 17:00 | 0
2018-09-17 18:00 | 0
2018-09-17 19:00 | 0
2018-09-17 20:00 | 0
2018-09-17 21:00 | 0
2018-09-17 22:00 | 0
2018-09-17 23:00 | 0
2018-09-18 | 0
2018-09-18 01:00 | 336
2018-09-18 02:00 | 336
2018-09-18 03:00 | 336
2018-09-18 04:00 | 336
2018-09-18 05:00 | 336
2018-09-18 06:00 | 336
2018-09-18 07:00 | 0
2018-09-18 08:00 | 0
2018-09-18 09:00 | 0
2018-09-18 10:00 | 0
2018-09-18 11:00 | 0
2018-09-18 12:00 | 0
2018-09-18 13:00 | 0
2018-09-18 14:00 | 0
2018-09-18 15:00 | 0
2018-09-18 16:00 | 0
2018-09-18 17:00 | 0
2018-09-18 18:00 | 0
2018-09-18 19:00 | 0
2018-09-18 20:00 | 0
2018-09-18 21:00 | 0
2018-09-18 22:00 | 0
2018-09-18 23:00 | 0
2018-09-19 | 0
2018-09-19 01:00 | 336
2018-09-19 02:00 | 336
2018-09-19 03:00 | 336
2018-09-19 04:00 | 336
2018-09-19 05:00 | 336
2018-09-19 06:00 | 336
2018-09-19 07:00 | 0
2018-09-19 08:00 | 0
2018-09-19 09:00 | 0
2018-09-19 10:00 | 0
2018-09-19 11:00 | 0
2018-09-19 12:00 | 0
2018-09-19 13:00 | 0
2018-09-19 14:00 | 0
2018-09-19 15:00 | 0
2018-09-19 16:00 | 0
2018-09-19 17:00 | 0
2018-09-19 18:00 | 0
2018-09-19 19:00 | 0
2018-09-19 20:00 | 0
2018-09-19 21:00 | 0
2018-09-19 22:00 | 0
2018-09-19 23:00 | 0
2018-09-20 | 0
2018-09-20 01:00 | 336
2018-09-20 02:00 | 336
2018-09-20 03:00 | 336
2018-09-20 04:00 | 336
2018-09-20 05:00 | 336
2018-09-20 06:00 | 336
2018-09-20 07:00 | 0
2018-09-20 08:00 | 0
2018-09-20 09:00 | 0
2018-09-20 10:00 | 0
2018-09-20 11:00 | 0
2018-09-20 12:00 | 0
2018-09-20 13:00 | 0
2018-09-20 14:00 | 0
2018-09-20 15:00 | 0
2018-09-20 16:00 | 0
2018-09-20 17:00 | 0
2018-09-20 18:00 | 0
2018-09-20 19:00 | 0
2018-09-20 20:00 | 0
2018-09-20 21:00 | 0
2018-09-20 22:00 | 0
2018-09-20 23:00 | 0
2018-09-21 | 0
2018-09-21 01:00 | 336
2018-09-21 02:00 | 336
2018-09-21 03:00 | 336
2018-09-21 04:00 | 336
2018-09-21 05:00 | 336
2018-09-21 06:00 | 336
2018-09-21 07:00 | 0
2018-09-21 08:00 | 0
2018-09-21 09:00 | 0
2018-09-21 10:00 | 0
2018-09-21 11:00 | 0
2018-09-21 12:00 | 0
2018-09-21 13:00 | 0
2018-09-21 14:00 | 0
2018-09-21 15:00 | 0
2018-09-21 16:00 | 0
2018-09-21 17:00 | 0
2018-09-21 18:00 | 0
2018-09-21 19:00 | 0
2018-09-21 20:00 | 0
2018-09-21 21:00 | 0
2018-09-21 22:00 | 0
2018-09-21 23:00 | 0
2018-09-22 | 0
2018-09-22 01:00 | 336
2018-09-22 02:00 | 336
2018-09-22 03:00 | 336
2018-09-22 04:00 | 336
2018-09-22 05:00 | 336
2018-09-22 06:00 | 336
2018-09-22 07:00 | 0
2018-09-22 08:00 | 0
2018-09-22 09:00 | 0
2018-09-22 10:00 | 0
2018-09-22 11:00 | 0
2018-09-22 12:00 | 0
2018-09-22 13:00 | 0
2018-09-22 14:00 | 0
2018-09-22 15:00 | 0
2018-09-22 16:00 | 0
2018-09-22 17:00 | 0
2018-09-22 18:00 | 0
2018-09-22 19:00 | 0
2018-09-22 20:00 | 0
2018-09-22 21:00 | 0
2018-09-22 22:00 | 0
2018-09-22 23:00 | 0
2018-09-23 | 0
2018-09-23 01:00 | 336
2018-09-23 02:00 | 336
2018-09-23 03:00 | 336
2018-09-23 04:00 | 336
2018-09-23 05:00 | 336
2018-09-23 06:00 | 336
2018-09-23 07:00 | 0
2018-09-23 08:00 | 0
2018-09-23 09:00 | 0
2018-09-23 10:00 | 0
2018-09-23 11:00 | 0
2018-09-23 12:00 | 0
2018-09-23 13:00 | 0
2018-09-23 14:00 | 0
2018-09-23 15:00 | 0
2018-09-23 16:00 | 0
2018-09-23 17:00 | 0
2018-09-23 18:00 | 0
2018-09-23 19:00 | 0
2018-09-23 20:00 | 0
2018-09-23 21:00 | 0
2018-09-23 22:00 | 0
2018-09-23 23:00 | 0
2018-09-24 | 0
2018-09-24 01:00 | 336
2018-09-24 02:00 | 336
2018-09-24 03:00 | 336
2018-09-24 04:00 | 336
2018-09-24 05:00 | 336
2018-09-24 06:00 | 336
2018-09-24 07:00 | 0
2018-09-24 08:00 | 0
2018-09-24 09:00 | 0
2018-09-24 10:00 | 0
2018-09-24 11:00 | 0
2018-09-24 12:00 | 0
2018-09-24 13:00 | 0
2018-09-24 14:00 | 0
2018-09-24 15:00 | 0
2018-09-24 16:00 | 0
2018-09-24 17:00 | 0
2018-09-24 18:00 | 0
2018-09-24 19:00 | 0
2018-09-24 20:00 | 0
2018-09-24 21:00 | 0
2018-09-24 22:00 | 0
2018-09-24 23:00 | 0
2018-09-25 | 0
2018-09-25 01:00 | 336
2018-09-25 02:00 | 336
2018-09-25 03:00 | 336
2018-09-25 04:00 | 336
2018-09-25 05:00 | 336
2018-09-25 06:00 | 336
2018-09-25 07:00 | 0
2018-09-25 08:00 | 0
2018-09-25 09:00 | 0
2018-09-25 10:00 | 0
2018-09-25 11:00 | 0
2018-09-25 12:00 | 0
2018-09-25 13:00 | 0
2018-09-25 14:00 | 0
2018-09-25 15:00 | 0
2018-09-25 16:00 | 0
2018-09-25 17:00 | 0
2018-09-25 18:00 | 0
2018-09-25 19:00 | 0
2018-09-25 20:00 | 0
2018-09-25 21:00 | 0
2018-09-25 22:00 | 0
2018-09-25 23:00 | 0
2018-09-26 | 0
2018-09-26 01:00 | 336
2018-09-26 02:00 | 336
2018-09-26 03:00 | 336
2018-09-26 04:00 | 336
2018-09-26 05:00 | 336
2018-09-26 06:00 | 336
2018-09-26 07:00 | 0
2018-09-26 08:00 | 0
2018-09-26 09:00 | 0
2018-09-26 10:00 | 0
2018-09-26 11:00 | 0
2018-09-26 12:00 | 0
2018-09-26 13:00 | 0
2018-09-26 14:00 | 0
2018-09-26 15:00 | 0
2018-09-26 16:00 | 0
2018-09-26 17:00 | 0
2018-09-26 18:00 | 0
2018-09-26 19:00 | 0
2018-09-26 20:00 | 0
2018-09-26 21:00 | 0
2018-09-26 22:00 | 0
2018-09-26 23:00 | 0
2018-09-27 | 0
2018-09-27 01:00 | 336
2018-09-27 02:00 | 336
2018-09-27 03:00 | 336
2018-09-27 04:00 | 336
2018-09-27 05:00 | 336
2018-09-27 06:00 | 336
2018-09-27 07:00 | 0
2018-09-27 08:00 | 0
2018-09-27 09:00 | 0
2018-09-27 10:00 | 0
2018-09-27 11:00 | 0
2018-09-27 12:00 | 0
2018-09-27 13:00 | 0
2018-09-27 14:00 | 0
2018-09-27 15:00 | 0
2018-09-27 16:00 | 0
2018-09-27 17:00 | 0
2018-09-27 18:00 | 0
2018-09-27 19:00 | 0
2018-09-27 20:00 | 0
2018-09-27 21:00 | 0
2018-09-27 22:00 | 0
2018-09-27 23:00 | 0
2018-09-28 | 0
2018-09-28 01:00 | 336
2018-09-28 02:00 | 336
2018-09-28 03:00 | 336
2018-09-28 04:00 | 336
2018-09-28 05:00 | 336
2018-09-28 06:00 | 336
2018-09-28 07:00 | 0
2018-09-28 08:00 | 0
2018-09-28 09:00 | 0
2018-09-28 10:00 | 0
2018-09-28 11:00 | 0
2018-09-28 12:00 | 0
2018-09-28 13:00 | 0
2018-09-28 14:00 | 0
2018-09-28 15:00 | 0
2018-09-28 16:00 | 0
2018-09-28 17:00 | 0
2018-09-28 18:00 | 0
2018-09-28 19:00 | 0
2018-09-28 20:00 | 0
2018-09-28 21:00 | 0
2018-09-28 22:00 | 0
2018-09-28 23:00 | 0
2018-09-29 | 0
2018-09-29 01:00 | 336
2018-09-29 02:00 | 336
2018-09-29 03:00 | 336
2018-09-29 04:00 | 336
2018-09-29 05:00 | 336
2018-09-29 06:00 | 336
2018-09-29 07:00 | 0
2018-09-29 08:00 | 0
2018-09-29 09:00 | 0
2018-09-29 10:00 | 0
2018-09-29 11:00 | 0
2018-09-29 12:00 | 0
2018-09-29 13:00 | 0
2018-09-29 14:00 | 0
2018-09-29 15:00 | 0
2018-09-29 16:00 | 0
2018-09-29 17:00 | 0
2018-09-29 18:00 | 0
2018-09-29 19:00 | 0
2018-09-29 20:00 | 0
2018-09-29 21:00 | 0
2018-09-29 22:00 | 0
2018-09-29 23:00 | 0
2018-09-30 | 0
2018-09-30 01:00 | 336
2018-09-30 02:00 | 336
2018-09-30 03:00 | 336
2018-09-30 04:00 | 336
2018-09-30 05:00 | 336
2018-09-30 06:00 | 336
2018-09-30 07:00 | 0
2018-09-30 08:00 | 0
2018-09-30 09:00 | 0
2018-09-30 10:00 | 0
2018-09-30 11:00 | 0
2018-09-30 12:00 | 0
2018-09-30 13:00 | 0
2018-09-30 14:00 | 0
2018-09-30 15:00 | 0
2018-09-30 16:00 | 0
2018-09-30 17:00 | 0
2018-09-30 18:00 | 0
2018-09-30 19:00 | 0
2018-09-30 20:00 | 0
2018-09-30 21:00 | 0
2018-09-30 22:00 | 0
2018-09-30 23:00 | 0
2018-10-01 | 0
2018-10-01 01:00 | 336
2018-10-01 02:00 | 336
2018-10-01 03:00 | 336
2018-10-01 04:00 | 336
2018-10-01 05:00 | 336
2018-10-01 06:00 | 336
2018-10-01 07:00 | 0
2018-10-01 08:00 | 0
2018-10-01 09:00 | 0
2018-10-01 10:00 | 0
2018-10-01 11:00 | 0
2018-10-01 12:00 | 0
2018-10-01 13:00 | 0
2018-10-01 14:00 | 0
2018-10-01 15:00 | 0
2018-10-01 16:00 | 0
2018-10-01 17:00 | 0
2018-10-01 18:00 | 0
2018-10-01 19:00 | 0
2018-10-01 20:00 | 0
2018-10-01 21:00 | 0
2018-10-01 22:00 | 0
2018-10-01 23:00 | 0
2018-10-02 | 0
2018-10-02 01:00 | 336
2018-10-02 02:00 | 336
2018-10-02 03:00 | 336
2018-10-02 04:00 | 336
2018-10-02 05:00 | 336
2018-10-02 06:00 | 336
2018-10-02 07:00 | 0
2018-10-02 08:00 | 0
2018-10-02 09:00 | 0
2018-10-02 10:00 | 0
2018-10-02 11:00 | 0
2018-10-02 12:00 | 0
2018-10-02 13:00 | 0
2018-10-02 14:00 | 0
2018-10-02 15:00 | 0
2018-10-02 16:00 | 0
2018-10-02 17:00 | 0
2018-10-02 18:00 | 0
2018-10-02 19:00 | 0
2018-10-02 20:00 | 0
2018-10-02 21:00 | 0
2018-10-02 22:00 | 0
2018-10-02 23:00 | 0
2018-10-03 | 0
2018-10-03 01:00 | 336
2018-10-03 02:00 | 336
2018-10-03 03:00 | 336
2018-10-03 04:00 | 336
2018-10-03 05:00 | 336
2018-10-03 06:00 | 336
2018-10-03 07:00 | 0
2018-10-03 08:00 | 0
2018-10-03 09:00 | 0
2018-10-03 10:00 | 0
2018-10-03 11:00 | 0
2018-10-03 12:00 | 0
2018-10-03 13:00 | 0
2018-10-03 14:00 | 0
2018-10-03 15:00 | 0
2018-10-03 16:00 | 0
2018-10-03 17:00 | 0
2018-10-03 18:00 | 0
2018-10-03 19:00 | 0
2018-10-03 20:00 | 0
2018-10-03 21:00 | 0
2018-10-03 22:00 | 0
2018-10-03 23:00 | 0
2018-10-04 | 0
2018-10-04 01:00 | 336
2018-10-04 02:00 | 336
2018-10-04 03:00 | 336
2018-10-04 04:00 | 336
2018-10-04 05:00 | 336
2018-10-04 06:00 | 336
2018-10-04 07:00 | 0
2018-10-04 08:00 | 0
2018-10-04 09:00 | 0
2018-10-04 10:00 | 0
2018-10-04 11:00 | 0
2018-10-04 12:00 | 0
2018-10-04 13:00 | 0
2018-10-04 14:00 | 0
2018-10-04 15:00 | 0
2018-10-04 16:00 | 0
2018-10-04 17:00 | 0
2018-10-04 18:00 | 0
2018-10-04 19:00 | 0
2018-10-04 20:00 | 0
2018-10-04 21:00 | 0
2018-10-04 22:00 | 0
2018-10-04 23:00 | 0
2018-10-05 | 0
2018-10-05 01:00 | 336
2018-10-05 02:00 | 336
2018-10-05 03:00 | 336
2018-10-05 04:00 | 336
2018-10-05 05:00 | 336
2018-10-05 06:00 | 336
2018-10-05 07:00 | 0
2018-10-05 08:00 | 0
2018-10-05 09:00 | 0
2018-10-05 10:00 | 0
2018-10-05 11:00 | 0
2018-10-05 12:00 | 0
2018-10-05 13:00 | 0
2018-10-05 14:00 | 0
2018-10-05 15:00 | 0
2018-10-05 16:00 | 0
2018-10-05 17:00 | 0
2018-10-05 18:00 | 0
2018-10-05 19:00 | 0
2018-10-05 20:00 | 0
2018-10-05 21:00 | 0
2018-10-05 22:00 | 0
2018-10-05 23:00 | 0
2018-10-06 | 0
2018-10-06 01:00 | 336
2018-10-06 02:00 | 336
2018-10-06 03:00 | 336
2018-10-06 04:00 | 336
2018-10-06 05:00 | 336
2018-10-06 06:00 | 336
2018-10-06 07:00 | 0
2018-10-06 08:00 | 0
2018-10-06 09:00 | 0
2018-10-06 10:00 | 0
2018-10-06 11:00 | 0
2018-10-06 12:00 | 0
2018-10-06 13:00 | 0
2018-10-06 14:00 | 0
2018-10-06 15:00 | 0
2018-10-06 16:00 | 0
2018-10-06 17:00 | 0
2018-10-06 18:00 | 0
2018-10-06 19:00 | 0
2018-10-06 20:00 | 0
2018-10-06 21:00 | 0
2018-10-06 22:00 | 0
2018-10-06 23:00 | 0
2018-10-07 | 0
2018-10-07 01:00 | 336
2018-10-07 02:00 | 336
2018-10-07 03:00 | 336
2018-10-07 04:00 | 336
2018-10-07 05:00 | 336
2018-10-07 06:00 | 336
2018-10-07 07:00 | 0
2018-10-07 08:00 | 0
2018-10-07 09:00 | 0
2018-10-07 10:00 | 0
2018-10-07 11:00 | 0
2018-10-07 12:00 | 0
2018-10-07 13:00 | 0
2018-10-07 14:00 | 0
2018-10-07 15:00 | 0
2018-10-07 16:00 | 0
2018-10-07 17:00 | 0
2018-10-07 18:00 | 0
2018-10-07 19:00 | 0
2018-10-07 20:00 | 0
2018-10-07 21:00 | 0
2018-10-07 22:00 | 0
2018-10-07 23:00 | 0
2018-10-08 | 0
2018-10-08 01:00 | 336
2018-10-08 02:00 | 336
2018-10-08 03:00 | 336
2018-10-08 04:00 | 336
2018-10-08 05:00 | 336
2018-10-08 06:00 | 336
2018-10-08 07:00 | 0
2018-10-08 08:00 | 0
2018-10-08 09:00 | 0
2018-10-08 10:00 | 0
2018-10-08 11:00 | 0
2018-10-08 12:00 | 0
2018-10-08 13:00 | 0
2018-10-08 14:00 | 0
2018-10-08 15:00 | 0
2018-10-08 16:00 | 0
2018-10-08 17:00 | 0
2018-10-08 18:00 | 0
2018-10-08 19:00 | 0
2018-10-08 20:00 | 0
2018-10-08 21:00 | 0
2018-10-08 22:00 | 0
2018-10-08 23:00 | 0
2018-10-09 | 0
2018-10-09 01:00 | 336
2018-10-09 02:00 | 336
2018-10-09 03:00 | 336
2018-10-09 04:00 | 336
2018-10-09 05:00 | 336
2018-10-09 06:00 | 336
2018-10-09 07:00 | 0
2018-10-09 08:00 | 0
2018-10-09 09:00 | 0
2018-10-09 10:00 | 0
2018-10-09 11:00 | 0
2018-10-09 12:00 | 0
2018-10-09 13:00 | 0
2018-10-09 14:00 | 0
2018-10-09 15:00 | 0
2018-10-09 16:00 | 0
2018-10-09 17:00 | 0
2018-10-09 18:00 | 0
2018-10-09 19:00 | 0
2018-10-09 20:00 | 0
2018-10-09 21:00 | 0
2018-10-09 22:00 | 0
2018-10-09 23:00 | 0
2018-10-10 | 0
2018-10-10 01:00 | 336
2018-10-10 02:00 | 336
2018-10-10 03:00 | 336
2018-10-10 04:00 | 336
2018-10-10 05:00 | 336
2018-10-10 06:00 | 336
2018-10-10 07:00 | 0
2018-10-10 08:00 | 0
2018-10-10 09:00 | 0
2018-10-10 10:00 | 0
2018-10-10 11:00 | 0
2018-10-10 12:00 | 0
2018-10-10 13:00 | 0
2018-10-10 14:00 | 0
2018-10-10 15:00 | 0
2018-10-10 16:00 | 0
2018-10-10 17:00 | 0
2018-10-10 18:00 | 0
2018-10-10 19:00 | 0
2018-10-10 20:00 | 0
2018-10-10 21:00 | 0
2018-10-10 22:00 | 0
2018-10-10 23:00 | 0
2018-10-11 | 0
2018-10-11 01:00 | 336
2018-10-11 02:00 | 336
2018-10-11 03:00 | 336
2018-10-11 04:00 | 336
2018-10-11 05:00 | 336
2018-10-11 06:00 | 336
2018-10-11 07:00 | 0
2018-10-11 08:00 | 0
2018-10-11 09:00 | 0
2018-10-11 10:00 | 0
2018-10-11 11:00 | 0
2018-10-11 12:00 | 0
2018-10-11 13:00 | 0
2018-10-11 14:00 | 0
2018-10-11 15:00 | 0
2018-10-11 16:00 | 0
2018-10-11 17:00 | 0
2018-10-11 18:00 | 0
2018-10-11 19:00 | 0
2018-10-11 20:00 | 0
2018-10-11 21:00 | 0
2018-10-11 22:00 | 0
2018-10-11 23:00 | 0
2018-10-12 | 0
2018-10-12 01:00 | 336
2018-10-12 02:00 | 336
2018-10-12 03:00 | 336
2018-10-12 04:00 | 336
2018-10-12 05:00 | 336
2018-10-12 06:00 | 336
2018-10-12 07:00 | 0
2018-10-12 08:00 | 0
2018-10-12 09:00 | 0
2018-10-12 10:00 | 0
2018-10-12 11:00 | 0
2018-10-12 12:00 | 0
2018-10-12 13:00 | 0
2018-10-12 14:00 | 0
2018-10-12 15:00 | 0
2018-10-12 16:00 | 0
2018-10-12 17:00 | 0
2018-10-12 18:00 | 0
2018-10-12 19:00 | 0
2018-10-12 20:00 | 0
2018-10-12 21:00 | 0
2018-10-12 22:00 | 0
2018-10-12 23:00 | 0
2018-10-13 | 0
2018-10-13 01:00 | 336
2018-10-13 02:00 | 336
2018-10-13 03:00 | 336
2018-10-13 04:00 | 336
2018-10-13 05:00 | 336
2018-10-13 06:00 | 336
2018-10-13 07:00 | 0
2018-10-13 08:00 | 0
2018-10-13 09:00 | 0
2018-10-13 10:00 | 0
2018-10-13 11:00 | 0
2018-10-13 12:00 | 0
2018-10-13 13:00 | 0
2018-10-13 14:00 | 0
2018-10-13 15:00 | 0
2018-10-13 16:00 | 0
2018-10-13 17:00 | 0
2018-10-13 18:00 | 0
2018-10-13 19:00 | 0
2018-10-13 20:00 | 0
2018-10-13 21:00 | 0
2018-10-13 22:00 | 0
2018-10-13 23:00 | 0
2018-10-14 | 0
2018-10-14 01:00 | 336
2018-10-14 02:00 | 336
2018-10-14 03:00 | 336
2018-10-14 04:00 | 336
2018-10-14 05:00 | 336
2018-10-14 06:00 | 336
2018-10-14 07:00 | 0
2018-10-14 08:00 | 0
2018-10-14 09:00 | 0
2018-10-14 10:00 | 0
2018-10-14 11:00 | 0
2018-10-14 12:00 | 0
2018-10-14 13:00 | 0
2018-10-14 14:00 | 0
2018-10-14 15:00 | 0
2018-10-14 16:00 | 0
2018-10-14 17:00 | 0
2018-10-14 18:00 | 0
2018-10-14 19:00 | 0
2018-10-14 20:00 | 0
2018-10-14 21:00 | 0
2018-10-14 22:00 | 0
2018-10-14 23:00 | 0
2018-10-15 | 0
2018-10-15 01:00 | 336
2018-10-15 02:00 | 336
2018-10-15 03:00 | 336
2018-10-15 04:00 | 336
2018-10-15 05:00 | 336
2018-10-15 06:00 | 336
2018-10-15 07:00 | 0
2018-10-15 08:00 | 0
2018-10-15 09:00 | 0
2018-10-15 10:00 | 0
2018-10-15 11:00 | 0
2018-10-15 12:00 | 0
2018-10-15 13:00 | 0
2018-10-15 14:00 | 0
2018-10-15 15:00 | 0
2018-10-15 16:00 | 0
2018-10-15 17:00 | 0
2018-10-15 18:00 | 0
2018-10-15 19:00 | 0
2018-10-15 20:00 | 0
2018-10-15 21:00 | 0
2018-10-15 22:00 | 0
2018-10-15 23:00 | 0
2018-10-16 | 0
2018-10-16 01:00 | 336
2018-10-16 02:00 | 336
2018-10-16 03:00 | 336
2018-10-16 04:00 | 336
2018-10-16 05:00 | 336
2018-10-16 06:00 | 336
2018-10-16 07:00 | 0
2018-10-16 08:00 | 0
2018-10-16 09:00 | 0
2018-10-16 10:00 | 0
2018-10-16 11:00 | 0
2018-10-16 12:00 | 0
2018-10-16 13:00 | 0
2018-10-16 14:00 | 0
2018-10-16 15:00 | 0
2018-10-16 16:00 | 0
2018-10-16 17:00 | 0
2018-10-16 18:00 | 0
2018-10-16 19:00 | 0
2018-10-16 20:00 | 0
2018-10-16 21:00 | 0
2018-10-16 22:00 | 0
2018-10-16 23:00 | 0
2018-10-17 | 0
2018-10-17 01:00 | 336
2018-10-17 02:00 | 336
2018-10-17 03:00 | 336
2018-10-17 04:00 | 336
2018-10-17 05:00 | 336
2018-10-17 06:00 | 336
2018-10-17 07:00 | 0
2018-10-17 08:00 | 0
2018-10-17 09:00 | 0
2018-10-17 10:00 | 0
2018-10-17 11:00 | 0
2018-10-17 12:00 | 0
2018-10-17 13:00 | 0
2018-10-17 14:00 | 0
2018-10-17 15:00 | 0
2018-10-17 16:00 | 0
2018-10-17 17:00 | 0
2018-10-17 18:00 | 0
2018-10-17 19:00 | 0
2018-10-17 20:00 | 0
2018-10-17 21:00 | 0
2018-10-17 22:00 | 0
2018-10-17 23:00 | 0
2018-10-18 | 0
2018-10-18 01:00 | 336
2018-10-18 02:00 | 336
2018-10-18 03:00 | 336
2018-10-18 04:00 | 336
2018-10-18 05:00 | 336
2018-10-18 06:00 | 336
2018-10-18 07:00 | 0
2018-10-18 08:00 | 0
2018-10-18 09:00 | 0
2018-10-18 10:00 | 0
2018-10-18 11:00 | 0
2018-10-18 12:00 | 0
2018-10-18 13:00 | 0
2018-10-18 14:00 | 0
2018-10-18 15:00 | 0
2018-10-18 16:00 | 0
2018-10-18 17:00 | 0
2018-10-18 18:00 | 0
2018-10-18 19:00 | 0
2018-10-18 20:00 | 0
2018-10-18 21:00 | 0
2018-10-18 22:00 | 0
2018-10-18 23:00 | 0
2018-10-19 | 0
2018-10-19 01:00 | 336
2018-10-19 02:00 | 336
2018-10-19 03:00 | 336
2018-10-19 04:00 | 336
2018-10-19 05:00 | 336
2018-10-19 06:00 | 336
2018-10-19 07:00 | 0
2018-10-19 08:00 | 0
2018-10-19 09:00 | 0
2018-10-19 10:00 | 0
2018-10-19 11:00 | 0
2018-10-19 12:00 | 0
2018-10-19 13:00 | 0
2018-10-19 14:00 | 0
2018-10-19 15:00 | 0
2018-10-19 16:00 | 0
2018-10-19 17:00 | 0
2018-10-19 18:00 | 0
2018-10-19 19:00 | 0
2018-10-19 20:00 | 0
2018-10-19 21:00 | 0
2018-10-19 22:00 | 0
2018-10-19 23:00 | 0
2018-10-20 | 0
2018-10-20 01:00 | 336
2018-10-20 02:00 | 336
2018-10-20 03:00 | 336
2018-10-20 04:00 | 336
2018-10-20 05:00 | 336
2018-10-20 06:00 | 336
2018-10-20 07:00 | 0
2018-10-20 08:00 | 0
2018-10-20 09:00 | 0
2018-10-20 10:00 | 0
2018-10-20 11:00 | 0
2018-10-20 12:00 | 0
2018-10-20 13:00 | 0
2018-10-20 14:00 | 0
2018-10-20 15:00 | 0
2018-10-20 16:00 | 0
2018-10-20 17:00 | 0
2018-10-20 18:00 | 0
2018-10-20 19:00 | 0
2018-10-20 20:00 | 0
2018-10-20 21:00 | 0
2018-10-20 22:00 | 0
2018-10-20 23:00 | 0
2018-10-21 | 0
2018-10-21 01:00 | 336
2018-10-21 02:00 | 336
2018-10-21 03:00 | 336
2018-10-21 04:00 | 336
2018-10-21 05:00 | 336
2018-10-21 06:00 | 336
2018-10-21 07:00 | 0
2018-10-21 08:00 | 0
2018-10-21 09:00 | 0
2018-10-21 10:00 | 0
2018-10-21 11:00 | 0
2018-10-21 12:00 | 0
2018-10-21 13:00 | 0
2018-10-21 14:00 | 0
2018-10-21 15:00 | 0
2018-10-21 16:00 | 0
2018-10-21 17:00 | 0
2018-10-21 18:00 | 0
2018-10-21 19:00 | 0
2018-10-21 20:00 | 0
2018-10-21 21:00 | 0
2018-10-21 22:00 | 0
2018-10-21 23:00 | 0
2018-10-22 | 0
2018-10-22 01:00 | 336
2018-10-22 02:00 | 336
2018-10-22 03:00 | 336
2018-10-22 04:00 | 336
2018-10-22 05:00 | 336
2018-10-22 06:00 | 336
2018-10-22 07:00 | 0
2018-10-22 08:00 | 0
2018-10-22 09:00 | 0
2018-10-22 10:00 | 0
2018-10-22 11:00 | 0
2018-10-22 12:00 | 0
2018-10-22 13:00 | 0
2018-10-22 14:00 | 0
2018-10-22 15:00 | 0
2018-10-22 16:00 | 0
2018-10-22 17:00 | 0
2018-10-22 18:00 | 0
2018-10-22 19:00 | 0
2018-10-22 20:00 | 0
2018-10-22 21:00 | 0
2018-10-22 22:00 | 0
2018-10-22 23:00 | 0
2018-10-23 | 0
2018-10-23 01:00 | 336
2018-10-23 02:00 | 336
2018-10-23 03:00 | 336
2018-10-23 04:00 | 336
2018-10-23 05:00 | 336
2018-10-23 06:00 | 336
2018-10-23 07:00 | 0
2018-10-23 08:00 | 0
2018-10-23 09:00 | 0
2018-10-23 10:00 | 0
2018-10-23 11:00 | 0
2018-10-23 12:00 | 0
2018-10-23 13:00 | 0
2018-10-23 14:00 | 0
2018-10-23 15:00 | 0
2018-10-23 16:00 | 0
2018-10-23 17:00 | 0
2018-10-23 18:00 | 0
2018-10-23 19:00 | 0
2018-10-23 20:00 | 0
2018-10-23 21:00 | 0
2018-10-23 22:00 | 0
2018-10-23 23:00 | 0
2018-10-24 | 0
2018-10-24 01:00 | 336
2018-10-24 02:00 | 336
2018-10-24 03:00 | 336
2018-10-24 04:00 | 336
2018-10-24 05:00 | 336
2018-10-24 06:00 | 336
2018-10-24 07:00 | 0
2018-10-24 08:00 | 0
2018-10-24 09:00 | 0
2018-10-24 10:00 | 0
2018-10-24 11:00 | 0
2018-10-24 12:00 | 0
2018-10-24 13:00 | 0
2018-10-24 14:00 | 0
2018-10-24 15:00 | 0
2018-10-24 16:00 | 0
2018-10-24 17:00 | 0
2018-10-24 18:00 | 0
2018-10-24 19:00 | 0
2018-10-24 20:00 | 0
2018-10-24 21:00 | 0
2018-10-24 22:00 | 0
2018-10-24 23:00 | 0
2018-10-25 | 0
2018-10-25 01:00 | 336
2018-10-25 02:00 | 336
2018-10-25 03:00 | 336
2018-10-25 04:00 | 336
2018-10-25 05:00 | 336
2018-10-25 06:00 | 336
2018-10-25 07:00 | 0
2018-10-25 08:00 | 0
2018-10-25 09:00 | 0
2018-10-25 10:00 | 0
2018-10-25 11:00 | 0
2018-10-25 12:00 | 0
2018-10-25 13:00 | 0
2018-10-25 14:00 | 0
2018-10-25 15:00 | 0
2018-10-25 16:00 | 0
2018-10-25 17:00 | 0
2018-10-25 18:00 | 0
2018-10-25 19:00 | 0
2018-10-25 20:00 | 0
2018-10-25 21:00 | 0
2018-10-25 22:00 | 0
2018-10-25 23:00 | 0
2018-10-26 | 0
2018-10-26 01:00 | 336
2018-10-26 02:00 | 336
2018-10-26 03:00 | 336
2018-10-26 04:00 | 336
2018-10-26 05:00 | 336
2018-10-26 06:00 | 336
2018-10-26 07:00 | 0
2018-10-26 08:00 | 0
2018-10-26 09:00 | 0
2018-10-26 10:00 | 0
2018-10-26 11:00 | 0
2018-10-26 12:00 | 0
2018-10-26 13:00 | 0
2018-10-26 14:00 | 0
2018-10-26 15:00 | 0
2018-10-26 16:00 | 0
2018-10-26 17:00 | 0
2018-10-26 18:00 | 0
2018-10-26 19:00 | 0
2018-10-26 20:00 | 0
2018-10-26 21:00 | 0
2018-10-26 22:00 | 0
2018-10-26 23:00 | 0
2018-10-27 | 0
2018-10-27 01:00 | 336
2018-10-27 02:00 | 336
2018-10-27 03:00 | 336
2018-10-27 04:00 | 336
2018-10-27 05:00 | 336
2018-10-27 06:00 | 336
2018-10-27 07:00 | 0
2018-10-27 08:00 | 0
2018-10-27 09:00 | 0
2018-10-27 10:00 | 0
2018-10-27 11:00 | 0
2018-10-27 12:00 | 0
2018-10-27 13:00 | 0
2018-10-27 14:00 | 0
2018-10-27 15:00 | 0
2018-10-27 16:00 | 0
2018-10-27 17:00 | 0
2018-10-27 18:00 | 0
2018-10-27 19:00 | 0
2018-10-27 20:00 | 0
2018-10-27 21:00 | 0
2018-10-27 22:00 | 0
2018-10-27 23:00 | 0
2018-10-28 | 0
2018-10-28 01:00 | 336
2018-10-28 02:00 | 336
2018-10-28 03:00 | 336
2018-10-28 04:00 | 336
2018-10-28 05:00 | 336
2018-10-28 06:00 | 336
2018-10-28 07:00 | 0
2018-10-28 08:00 | 0
2018-10-28 09:00 | 0
2018-10-28 10:00 | 0
2018-10-28 11:00 | 0
2018-10-28 12:00 | 0
2018-10-28 13:00 | 0
2018-10-28 14:00 | 0
2018-10-28 15:00 | 0
2018-10-28 16:00 | 0
2018-10-28 17:00 | 0
2018-10-28 18:00 | 0
2018-10-28 19:00 | 0
2018-10-28 20:00 | 0
2018-10-28 21:00 | 0
2018-10-28 22:00 | 0
2018-10-28 23:00 | 0
2018-10-29 | 0
2018-10-29 01:00 | 336
2018-10-29 02:00 | 336
2018-10-29 03:00 | 336
2018-10-29 04:00 | 336
2018-10-29 05:00 | 336
2018-10-29 06:00 | 336
2018-10-29 07:00 | 0
2018-10-29 08:00 | 0
2018-10-29 09:00 | 0
2018-10-29 10:00 | 0
2018-10-29 11:00 | 0
2018-10-29 12:00 | 0
2018-10-29 13:00 | 0
2018-10-29 14:00 | 0
2018-10-29 15:00 | 0
2018-10-29 16:00 | 0
2018-10-29 17:00 | 0
2018-10-29 18:00 | 0
2018-10-29 19:00 | 0
2018-10-29 20:00 | 0
2018-10-29 21:00 | 0
2018-10-29 22:00 | 0
2018-10-29 23:00 | 0
2018-10-30 | 0
2018-10-30 01:00 | 336
2018-10-30 02:00 | 336
2018-10-30 03:00 | 336
2018-10-30 04:00 | 336
2018-10-30 05:00 | 336
2018-10-30 06:00 | 336
2018-10-30 07:00 | 0
2018-10-30 08:00 | 0
2018-10-30 09:00 | 0
2018-10-30 10:00 | 0
2018-10-30 11:00 | 0
2018-10-30 12:00 | 0
2018-10-30 13:00 | 0
2018-10-30 14:00 | 0
2018-10-30 15:00 | 0
2018-10-30 16:00 | 0
2018-10-30 17:00 | 0
2018-10-30 18:00 | 0
2018-10-30 19:00 | 0
2018-10-30 20:00 | 0
2018-10-30 21:00 | 0
2018-10-30 22:00 | 0
2018-10-30 23:00 | 0
2018-10-31 | 0
2018-10-31 01:00 | 336
2018-10-31 02:00 | 336
2018-10-31 03:00 | 336
2018-10-31 04:00 | 336
2018-10-31 05:00 | 336
2018-10-31 06:00 | 336
2018-10-31 07:00 | 0
2018-10-31 08:00 | 0
2018-10-31 09:00 | 0
2018-10-31 10:00 | 0
2018-10-31 11:00 | 0
2018-10-31 12:00 | 0
2018-10-31 13:00 | 0
2018-10-31 14:00 | 0
2018-10-31 15:00 | 0
2018-10-31 16:00 | 0
2018-10-31 17:00 | 0
2018-10-31 18:00 | 0
2018-10-31 19:00 | 0
2018-10-31 20:00 | 0
2018-10-31 21:00 | 0
2018-10-31 22:00 | 0
2018-10-31 23:00 | 0
2018-11-01 | 0
2018-11-01 01:00 | 336
2018-11-01 02:00 | 336
2018-11-01 03:00 | 336
2018-11-01 04:00 | 336
2018-11-01 05:00 | 336
2018-11-01 06:00 | 336
2018-11-01 07:00 | 0
2018-11-01 08:00 | 0
2018-11-01 09:00 | 0
2018-11-01 10:00 | 0
2018-11-01 11:00 | 0
2018-11-01 12:00 | 0
2018-11-01 13:00 | 0
2018-11-01 14:00 | 0
2018-11-01 15:00 | 0
2018-11-01 16:00 | 0
2018-11-01 17:00 | 0
2018-11-01 18:00 | 0
2018-11-01 19:00 | 0
2018-11-01 20:00 | 0
2018-11-01 21:00 | 0
2018-11-01 22:00 | 0
2018-11-01 23:00 | 0
2018-11-02 | 0
2018-11-02 01:00 | 336
2018-11-02 02:00 | 336
2018-11-02 03:00 | 336
2018-11-02 04:00 | 336
2018-11-02 05:00 | 336
2018-11-02 06:00 | 336
2018-11-02 07:00 | 0
2018-11-02 08:00 | 0
2018-11-02 09:00 | 0
2018-11-02 10:00 | 0
2018-11-02 11:00 | 0
2018-11-02 12:00 | 0
2018-11-02 13:00 | 0
2018-11-02 14:00 | 0
2018-11-02 15:00 | 0
2018-11-02 16:00 | 0
2018-11-02 17:00 | 0
2018-11-02 18:00 | 0
2018-11-02 19:00 | 0
2018-11-02 20:00 | 0
2018-11-02 21:00 | 0
2018-11-02 22:00 | 0
2018-11-02 23:00 | 0
2018-11-03 | 0
2018-11-03 01:00 | 336
2018-11-03 02:00 | 336
2018-11-03 03:00 | 336
2018-11-03 04:00 | 336
2018-11-03 05:00 | 336
2018-11-03 06:00 | 336
2018-11-03 07:00 | 0
2018-11-03 08:00 | 0
2018-11-03 09:00 | 0
2018-11-03 10:00 | 0
2018-11-03 11:00 | 0
2018-11-03 12:00 | 0
2018-11-03 13:00 | 0
2018-11-03 14:00 | 0
2018-11-03 15:00 | 0
2018-11-03 16:00 | 0
2018-11-03 17:00 | 0
2018-11-03 18:00 | 0
2018-11-03 19:00 | 0
2018-11-03 20:00 | 0
2018-11-03 21:00 | 0
2018-11-03 22:00 | 0
2018-11-03 23:00 | 0
2018-11-04 | 0
2018-11-04 01:00 | 336
2018-11-04 02:00 | 336
2018-11-04 03:00 | 336
2018-11-04 04:00 | 336
2018-11-04 05:00 | 336
2018-11-04 06:00 | 336
2018-11-04 07:00 | 0
2018-11-04 08:00 | 0
2018-11-04 09:00 | 0
2018-11-04 10:00 | 0
2018-11-04 11:00 | 0
2018-11-04 12:00 | 0
2018-11-04 13:00 | 0
2018-11-04 14:00 | 0
2018-11-04 15:00 | 0
2018-11-04 16:00 | 0
2018-11-04 17:00 | 0
2018-11-04 18:00 | 0
2018-11-04 19:00 | 0
2018-11-04 20:00 | 0
2018-11-04 21:00 | 0
2018-11-04 22:00 | 0
2018-11-04 23:00 | 0
2018-11-05 | 0
2018-11-05 01:00 | 336
2018-11-05 02:00 | 336
2018-11-05 03:00 | 336
2018-11-05 04:00 | 336
2018-11-05 05:00 | 336
2018-11-05 06:00 | 336
2018-11-05 07:00 | 0
2018-11-05 08:00 | 0
2018-11-05 09:00 | 0
2018-11-05 10:00 | 0
2018-11-05 11:00 | 0
2018-11-05 12:00 | 0
2018-11-05 13:00 | 0
2018-11-05 14:00 | 0
2018-11-05 15:00 | 0
2018-11-05 16:00 | 0
2018-11-05 17:00 | 0
2018-11-05 18:00 | 0
2018-11-05 19:00 | 0
2018-11-05 20:00 | 0
2018-11-05 21:00 | 0
2018-11-05 22:00 | 0
2018-11-05 23:00 | 0
2018-11-06 | 0
2018-11-06 01:00 | 336
2018-11-06 02:00 | 336
2018-11-06 03:00 | 336
2018-11-06 04:00 | 336
2018-11-06 05:00 | 336
2018-11-06 06:00 | 336
2018-11-06 07:00 | 0
2018-11-06 08:00 | 0
2018-11-06 09:00 | 0
2018-11-06 10:00 | 0
2018-11-06 11:00 | 0
2018-11-06 12:00 | 0
2018-11-06 13:00 | 0
2018-11-06 14:00 | 0
2018-11-06 15:00 | 0
2018-11-06 16:00 | 0
2018-11-06 17:00 | 0
2018-11-06 18:00 | 0
2018-11-06 19:00 | 0
2018-11-06 20:00 | 0
2018-11-06 21:00 | 0
2018-11-06 22:00 | 0
2018-11-06 23:00 | 0
2018-11-07 | 0
2018-11-07 01:00 | 336
2018-11-07 02:00 | 336
2018-11-07 03:00 | 336
2018-11-07 04:00 | 336
2018-11-07 05:00 | 336
2018-11-07 06:00 | 336
2018-11-07 07:00 | 0
2018-11-07 08:00 | 0
2018-11-07 09:00 | 0
2018-11-07 10:00 | 0
2018-11-07 11:00 | 0
2018-11-07 12:00 | 0
2018-11-07 13:00 | 0
2018-11-07 14:00 | 0
2018-11-07 15:00 | 0
2018-11-07 16:00 | 0
2018-11-07 17:00 | 0
2018-11-07 18:00 | 0
2018-11-07 19:00 | 0
2018-11-07 20:00 | 0
2018-11-07 21:00 | 0
2018-11-07 22:00 | 0
2018-11-07 23:00 | 0
2018-11-08 | 0
2018-11-08 01:00 | 336
2018-11-08 02:00 | 336
2018-11-08 03:00 | 336
2018-11-08 04:00 | 336
2018-11-08 05:00 | 336
2018-11-08 06:00 | 336
2018-11-08 07:00 | 0
2018-11-08 08:00 | 0
2018-11-08 09:00 | 0
2018-11-08 10:00 | 0
2018-11-08 11:00 | 0
2018-11-08 12:00 | 0
2018-11-08 13:00 | 0
2018-11-08 14:00 | 0
2018-11-08 15:00 | 0
2018-11-08 16:00 | 0
2018-11-08 17:00 | 0
2018-11-08 18:00 | 0
2018-11-08 19:00 | 0
2018-11-08 20:00 | 0
2018-11-08 21:00 | 0
2018-11-08 22:00 | 0
2018-11-08 23:00 | 0
2018-11-09 | 0
2018-11-09 01:00 | 336
2018-11-09 02:00 | 336
2018-11-09 03:00 | 336
2018-11-09 04:00 | 336
2018-11-09 05:00 | 336
2018-11-09 06:00 | 336
2018-11-09 07:00 | 0
2018-11-09 08:00 | 0
2018-11-09 09:00 | 0
2018-11-09 10:00 | 0
2018-11-09 11:00 | 0
2018-11-09 12:00 | 0
2018-11-09 13:00 | 0
2018-11-09 14:00 | 0
2018-11-09 15:00 | 0
2018-11-09 16:00 | 0
2018-11-09 17:00 | 0
2018-11-09 18:00 | 0
2018-11-09 19:00 | 0
2018-11-09 20:00 | 0
2018-11-09 21:00 | 0
2018-11-09 22:00 | 0
2018-11-09 23:00 | 0
2018-11-10 | 0
2018-11-10 01:00 | 336
2018-11-10 02:00 | 336
2018-11-10 03:00 | 336
2018-11-10 04:00 | 336
2018-11-10 05:00 | 336
2018-11-10 06:00 | 336
2018-11-10 07:00 | 0
2018-11-10 08:00 | 0
2018-11-10 09:00 | 0
2018-11-10 10:00 | 0
2018-11-10 11:00 | 0
2018-11-10 12:00 | 0
2018-11-10 13:00 | 0
2018-11-10 14:00 | 0
2018-11-10 15:00 | 0
2018-11-10 16:00 | 0
2018-11-10 17:00 | 0
2018-11-10 18:00 | 0
2018-11-10 19:00 | 0
2018-11-10 20:00 | 0
2018-11-10 21:00 | 0
2018-11-10 22:00 | 0
2018-11-10 23:00 | 0
2018-11-11 | 0
2018-11-11 01:00 | 336
2018-11-11 02:00 | 336
2018-11-11 03:00 | 336
2018-11-11 04:00 | 336
2018-11-11 05:00 | 336
2018-11-11 06:00 | 336
2018-11-11 07:00 | 0
2018-11-11 08:00 | 0
2018-11-11 09:00 | 0
2018-11-11 10:00 | 0
2018-11-11 11:00 | 0
2018-11-11 12:00 | 0
2018-11-11 13:00 | 0
2018-11-11 14:00 | 0
2018-11-11 15:00 | 0
2018-11-11 16:00 | 0
2018-11-11 17:00 | 0
2018-11-11 18:00 | 0
2018-11-11 19:00 | 0
2018-11-11 20:00 | 0
2018-11-11 21:00 | 0
2018-11-11 22:00 | 0
2018-11-11 23:00 | 0
2018-11-12 | 0
2018-11-12 01:00 | 336
2018-11-12 02:00 | 336
2018-11-12 03:00 | 336
2018-11-12 04:00 | 336
2018-11-12 05:00 | 336
2018-11-12 06:00 | 336
2018-11-12 07:00 | 0
2018-11-12 08:00 | 0
2018-11-12 09:00 | 0
2018-11-12 10:00 | 0
2018-11-12 11:00 | 0
2018-11-12 12:00 | 0
2018-11-12 13:00 | 0
2018-11-12 14:00 | 0
2018-11-12 15:00 | 0
2018-11-12 16:00 | 0
2018-11-12 17:00 | 0
2018-11-12 18:00 | 0
2018-11-12 19:00 | 0
2018-11-12 20:00 | 0
2018-11-12 21:00 | 0
2018-11-12 22:00 | 0
2018-11-12 23:00 | 0
2018-11-13 | 0
2018-11-13 01:00 | 336
2018-11-13 02:00 | 336
2018-11-13 03:00 | 336
2018-11-13 04:00 | 336
2018-11-13 05:00 | 336
2018-11-13 06:00 | 336
2018-11-13 07:00 | 0
2018-11-13 08:00 | 0
2018-11-13 09:00 | 0
2018-11-13 10:00 | 0
2018-11-13 11:00 | 0
2018-11-13 12:00 | 0
2018-11-13 13:00 | 0
2018-11-13 14:00 | 0
2018-11-13 15:00 | 0
2018-11-13 16:00 | 0
2018-11-13 17:00 | 0
2018-11-13 18:00 | 0
2018-11-13 19:00 | 0
2018-11-13 20:00 | 0
2018-11-13 21:00 | 0
2018-11-13 22:00 | 0
2018-11-13 23:00 | 0
2018-11-14 | 0
2018-11-14 01:00 | 336
2018-11-14 02:00 | 336
2018-11-14 03:00 | 336
2018-11-14 04:00 | 336
2018-11-14 05:00 | 336
2018-11-14 06:00 | 336
2018-11-14 07:00 | 0
2018-11-14 08:00 | 0
2018-11-14 09:00 | 0
2018-11-14 10:00 | 0
2018-11-14 11:00 | 0
2018-11-14 12:00 | 0
2018-11-14 13:00 | 0
2018-11-14 14:00 | 0
2018-11-14 15:00 | 0
2018-11-14 16:00 | 0
2018-11-14 17:00 | 0
2018-11-14 18:00 | 0
2018-11-14 19:00 | 0
2018-11-14 20:00 | 0
2018-11-14 21:00 | 0
2018-11-14 22:00 | 0
2018-11-14 23:00 | 0
2018-11-15 | 0
2018-11-15 01:00 | 336
2018-11-15 02:00 | 336
2018-11-15 03:00 | 336
2018-11-15 04:00 | 336
2018-11-15 05:00 | 336
2018-11-15 06:00 | 336
2018-11-15 07:00 | 0
2018-11-15 08:00 | 0
2018-11-15 09:00 | 0
2018-11-15 10:00 | 0
2018-11-15 11:00 | 0
2018-11-15 12:00 | 0
2018-11-15 13:00 | 0
2018-11-15 14:00 | 0
2018-11-15 15:00 | 0
2018-11-15 16:00 | 0
2018-11-15 17:00 | 0
2018-11-15 18:00 | 0
2018-11-15 19:00 | 0
2018-11-15 20:00 | 0
2018-11-15 21:00 | 0
2018-11-15 22:00 | 0
2018-11-15 23:00 | 0
2018-11-16 | 0
2018-11-16 01:00 | 336
2018-11-16 02:00 | 336
2018-11-16 03:00 | 336
2018-11-16 04:00 | 336
2018-11-16 05:00 | 336
2018-11-16 06:00 | 336
2018-11-16 07:00 | 0
2018-11-16 08:00 | 0
2018-11-16 09:00 | 0
2018-11-16 10:00 | 0
2018-11-16 11:00 | 0
2018-11-16 12:00 | 0
2018-11-16 13:00 | 0
2018-11-16 14:00 | 0
2018-11-16 15:00 | 0
2018-11-16 16:00 | 0
2018-11-16 17:00 | 0
2018-11-16 18:00 | 0
2018-11-16 19:00 | 0
2018-11-16 20:00 | 0
2018-11-16 21:00 | 0
2018-11-16 22:00 | 0
2018-11-16 23:00 | 0
2018-11-17 | 0
2018-11-17 01:00 | 336
2018-11-17 02:00 | 336
2018-11-17 03:00 | 336
2018-11-17 04:00 | 336
2018-11-17 05:00 | 336
2018-11-17 06:00 | 336
2018-11-17 07:00 | 0
2018-11-17 08:00 | 0
2018-11-17 09:00 | 0
2018-11-17 10:00 | 0
2018-11-17 11:00 | 0
2018-11-17 12:00 | 0
2018-11-17 13:00 | 0
2018-11-17 14:00 | 0
2018-11-17 15:00 | 0
2018-11-17 16:00 | 0
2018-11-17 17:00 | 0
2018-11-17 18:00 | 0
2018-11-17 19:00 | 0
2018-11-17 20:00 | 0
2018-11-17 21:00 | 0
2018-11-17 22:00 | 0
2018-11-17 23:00 | 0
2018-11-18 | 0
2018-11-18 01:00 | 336
2018-11-18 02:00 | 336
2018-11-18 03:00 | 336
2018-11-18 04:00 | 336
2018-11-18 05:00 | 336
2018-11-18 06:00 | 336
2018-11-18 07:00 | 0
2018-11-18 08:00 | 0
2018-11-18 09:00 | 0
2018-11-18 10:00 | 0
2018-11-18 11:00 | 0
2018-11-18 12:00 | 0
2018-11-18 13:00 | 0
2018-11-18 14:00 | 0
2018-11-18 15:00 | 0
2018-11-18 16:00 | 0
2018-11-18 17:00 | 0
2018-11-18 18:00 | 0
2018-11-18 19:00 | 0
2018-11-18 20:00 | 0
2018-11-18 21:00 | 0
2018-11-18 22:00 | 0
2018-11-18 23:00 | 0
2018-11-19 | 0
2018-11-19 01:00 | 336
2018-11-19 02:00 | 336
2018-11-19 03:00 | 336
2018-11-19 04:00 | 336
2018-11-19 05:00 | 336
2018-11-19 06:00 | 336
2018-11-19 07:00 | 0
2018-11-19 08:00 | 0
2018-11-19 09:00 | 0
2018-11-19 10:00 | 0
2018-11-19 11:00 | 0
2018-11-19 12:00 | 0
2018-11-19 13:00 | 0
2018-11-19 14:00 | 0
2018-11-19 15:00 | 0
2018-11-19 16:00 | 0
2018-11-19 17:00 | 0
2018-11-19 18:00 | 0
2018-11-19 19:00 | 0
2018-11-19 20:00 | 0
2018-11-19 21:00 | 0
2018-11-19 22:00 | 0
2018-11-19 23:00 | 0
2018-11-20 | 0
2018-11-20 01:00 | 336
2018-11-20 02:00 | 336
2018-11-20 03:00 | 336
2018-11-20 04:00 | 336
2018-11-20 05:00 | 336
2018-11-20 06:00 | 336
2018-11-20 07:00 | 0
2018-11-20 08:00 | 0
2018-11-20 09:00 | 0
2018-11-20 10:00 | 0
2018-11-20 11:00 | 0
2018-11-20 12:00 | 0
2018-11-20 13:00 | 0
2018-11-20 14:00 | 0
2018-11-20 15:00 | 0
2018-11-20 16:00 | 0
2018-11-20 17:00 | 0
2018-11-20 18:00 | 0
2018-11-20 19:00 | 0
2018-11-20 20:00 | 0
2018-11-20 21:00 | 0
2018-11-20 22:00 | 0
2018-11-20 23:00 | 0
2018-11-21 | 0
2018-11-21 01:00 | 336
2018-11-21 02:00 | 336
2018-11-21 03:00 | 336
2018-11-21 04:00 | 336
2018-11-21 05:00 | 336
2018-11-21 06:00 | 336
2018-11-21 07:00 | 0
2018-11-21 08:00 | 0
2018-11-21 09:00 | 0
2018-11-21 10:00 | 0
2018-11-21 11:00 | 0
2018-11-21 12:00 | 0
2018-11-21 13:00 | 0
2018-11-21 14:00 | 0
2018-11-21 15:00 | 0
2018-11-21 16:00 | 0
2018-11-21 17:00 | 0
2018-11-21 18:00 | 0
2018-11-21 19:00 | 0
2018-11-21 20:00 | 0
2018-11-21 21:00 | 0
2018-11-21 22:00 | 0
2018-11-21 23:00 | 0
2018-11-22 | 0
2018-11-22 01:00 | 336
2018-11-22 02:00 | 336
2018-11-22 03:00 | 336
2018-11-22 04:00 | 336
2018-11-22 05:00 | 336
2018-11-22 06:00 | 336
2018-11-22 07:00 | 0
2018-11-22 08:00 | 0
2018-11-22 09:00 | 0
2018-11-22 10:00 | 0
2018-11-22 11:00 | 0
2018-11-22 12:00 | 0
2018-11-22 13:00 | 0
2018-11-22 14:00 | 0
2018-11-22 15:00 | 0
2018-11-22 16:00 | 0
2018-11-22 17:00 | 0
2018-11-22 18:00 | 0
2018-11-22 19:00 | 0
2018-11-22 20:00 | 0
2018-11-22 21:00 | 0
2018-11-22 22:00 | 0
2018-11-22 23:00 | 0
2018-11-23 | 0
2018-11-23 01:00 | 336
2018-11-23 02:00 | 336
2018-11-23 03:00 | 336
2018-11-23 04:00 | 336
2018-11-23 05:00 | 336
2018-11-23 06:00 | 336
2018-11-23 07:00 | 0
2018-11-23 08:00 | 0
2018-11-23 09:00 | 0
2018-11-23 10:00 | 0
2018-11-23 11:00 | 0
2018-11-23 12:00 | 0
2018-11-23 13:00 | 0
2018-11-23 14:00 | 0
2018-11-23 15:00 | 0
2018-11-23 16:00 | 0
2018-11-23 17:00 | 0
2018-11-23 18:00 | 0
2018-11-23 19:00 | 0
2018-11-23 20:00 | 0
2018-11-23 21:00 | 0
2018-11-23 22:00 | 0
2018-11-23 23:00 | 0
2018-11-24 | 0
2018-11-24 01:00 | 336
2018-11-24 02:00 | 336
2018-11-24 03:00 | 336
2018-11-24 04:00 | 336
2018-11-24 05:00 | 336
2018-11-24 06:00 | 336
2018-11-24 07:00 | 0
2018-11-24 08:00 | 0
2018-11-24 09:00 | 0
2018-11-24 10:00 | 0
2018-11-24 11:00 | 0
2018-11-24 12:00 | 0
2018-11-24 13:00 | 0
2018-11-24 14:00 | 0
2018-11-24 15:00 | 0
2018-11-24 16:00 | 0
2018-11-24 17:00 | 0
2018-11-24 18:00 | 0
2018-11-24 19:00 | 0
2018-11-24 20:00 | 0
2018-11-24 21:00 | 0
2018-11-24 22:00 | 0
2018-11-24 23:00 | 0
2018-11-25 | 0
2018-11-25 01:00 | 336
2018-11-25 02:00 | 336
2018-11-25 03:00 | 336
2018-11-25 04:00 | 336
2018-11-25 05:00 | 336
2018-11-25 06:00 | 336
2018-11-25 07:00 | 0
2018-11-25 08:00 | 0
2018-11-25 09:00 | 0
2018-11-25 10:00 | 0
2018-11-25 11:00 | 0
2018-11-25 12:00 | 0
2018-11-25 13:00 | 0
2018-11-25 14:00 | 0
2018-11-25 15:00 | 0
2018-11-25 16:00 | 0
2018-11-25 17:00 | 0
2018-11-25 18:00 | 0
2018-11-25 19:00 | 0
2018-11-25 20:00 | 0
2018-11-25 21:00 | 0
2018-11-25 22:00 | 0
2018-11-25 23:00 | 0
2018-11-26 | 0
2018-11-26 01:00 | 336
2018-11-26 02:00 | 336
2018-11-26 03:00 | 336
2018-11-26 04:00 | 336
2018-11-26 05:00 | 336
2018-11-26 06:00 | 336
2018-11-26 07:00 | 0
2018-11-26 08:00 | 0
2018-11-26 09:00 | 0
2018-11-26 10:00 | 0
2018-11-26 11:00 | 0
2018-11-26 12:00 | 0
2018-11-26 13:00 | 0
2018-11-26 14:00 | 0
2018-11-26 15:00 | 0
2018-11-26 16:00 | 0
2018-11-26 17:00 | 0
2018-11-26 18:00 | 0
2018-11-26 19:00 | 0
2018-11-26 20:00 | 0
2018-11-26 21:00 | 0
2018-11-26 22:00 | 0
2018-11-26 23:00 | 0
2018-11-27 | 0
2018-11-27 01:00 | 336
2018-11-27 02:00 | 336
2018-11-27 03:00 | 336
2018-11-27 04:00 | 336
2018-11-27 05:00 | 336
2018-11-27 06:00 | 336
2018-11-27 07:00 | 0
2018-11-27 08:00 | 0
2018-11-27 09:00 | 0
2018-11-27 10:00 | 0
2018-11-27 11:00 | 0
2018-11-27 12:00 | 0
2018-11-27 13:00 | 0
2018-11-27 14:00 | 0
2018-11-27 15:00 | 0
2018-11-27 16:00 | 0
2018-11-27 17:00 | 0
2018-11-27 18:00 | 0
2018-11-27 19:00 | 0
2018-11-27 20:00 | 0
2018-11-27 21:00 | 0
2018-11-27 22:00 | 0
2018-11-27 23:00 | 0
2018-11-28 | 0
2018-11-28 01:00 | 336
2018-11-28 02:00 | 336
2018-11-28 03:00 | 336
2018-11-28 04:00 | 336
2018-11-28 05:00 | 336
2018-11-28 06:00 | 336
2018-11-28 07:00 | 0
2018-11-28 08:00 | 0
2018-11-28 09:00 | 0
2018-11-28 10:00 | 0
2018-11-28 11:00 | 0
2018-11-28 12:00 | 0
2018-11-28 13:00 | 0
2018-11-28 14:00 | 0
2018-11-28 15:00 | 0
2018-11-28 16:00 | 0
2018-11-28 17:00 | 0
2018-11-28 18:00 | 0
2018-11-28 19:00 | 0
2018-11-28 20:00 | 0
2018-11-28 21:00 | 0
2018-11-28 22:00 | 0
2018-11-28 23:00 | 0
2018-11-29 | 0
2018-11-29 01:00 | 336
2018-11-29 02:00 | 336
2018-11-29 03:00 | 336
2018-11-29 04:00 | 336
2018-11-29 05:00 | 336
2018-11-29 06:00 | 336
2018-11-29 07:00 | 0
2018-11-29 08:00 | 0
2018-11-29 09:00 | 0
2018-11-29 10:00 | 0
2018-11-29 11:00 | 0
2018-11-29 12:00 | 0
2018-11-29 13:00 | 0
2018-11-29 14:00 | 0
2018-11-29 15:00 | 0
2018-11-29 16:00 | 0
2018-11-29 17:00 | 0
2018-11-29 18:00 | 0
2018-11-29 19:00 | 0
2018-11-29 20:00 | 0
2018-11-29 21:00 | 0
2018-11-29 22:00 | 0
2018-11-29 23:00 | 0
2018-11-30 | 0
2018-11-30 01:00 | 336
2018-11-30 02:00 | 336
2018-11-30 03:00 | 336
2018-11-30 04:00 | 336
2018-11-30 05:00 | 336
2018-11-30 06:00 | 336
2018-11-30 07:00 | 0
2018-11-30 08:00 | 0
2018-11-30 09:00 | 0
2018-11-30 10:00 | 0
2018-11-30 11:00 | 0
2018-11-30 12:00 | 0
2018-11-30 13:00 | 0
2018-11-30 14:00 | 0
2018-11-30 15:00 | 0
2018-11-30 16:00 | 0
2018-11-30 17:00 | 0
2018-11-30 18:00 | 0
2018-11-30 19:00 | 0
2018-11-30 20:00 | 0
2018-11-30 21:00 | 0
2018-11-30 22:00 | 0
2018-11-30 23:00 | 0
2018-12-01 | 0
2018-12-01 01:00 | 336
2018-12-01 02:00 | 336
2018-12-01 03:00 | 336
2018-12-01 04:00 | 336
2018-12-01 05:00 | 336
2018-12-01 06:00 | 336
2018-12-01 07:00 | 0
2018-12-01 08:00 | 0
2018-12-01 09:00 | 0
2018-12-01 10:00 | 0
2018-12-01 11:00 | 0
2018-12-01 12:00 | 0
2018-12-01 13:00 | 0
2018-12-01 14:00 | 0
2018-12-01 15:00 | 0
2018-12-01 16:00 | 0
2018-12-01 17:00 | 0
2018-12-01 18:00 | 0
2018-12-01 19:00 | 0
2018-12-01 20:00 | 0
2018-12-01 21:00 | 0
2018-12-01 22:00 | 0
2018-12-01 23:00 | 0
2018-12-02 | 0
2018-12-02 01:00 | 336
2018-12-02 02:00 | 336
2018-12-02 03:00 | 336
2018-12-02 04:00 | 336
2018-12-02 05:00 | 336
2018-12-02 06:00 | 336
2018-12-02 07:00 | 0
2018-12-02 08:00 | 0
2018-12-02 09:00 | 0
2018-12-02 10:00 | 0
2018-12-02 11:00 | 0
2018-12-02 12:00 | 0
2018-12-02 13:00 | 0
2018-12-02 14:00 | 0
2018-12-02 15:00 | 0
2018-12-02 16:00 | 0
2018-12-02 17:00 | 0
2018-12-02 18:00 | 0
2018-12-02 19:00 | 0
2018-12-02 20:00 | 0
2018-12-02 21:00 | 0
2018-12-02 22:00 | 0
2018-12-02 23:00 | 0
2018-12-03 | 0
2018-12-03 01:00 | 336
2018-12-03 02:00 | 336
2018-12-03 03:00 | 336
2018-12-03 04:00 | 336
2018-12-03 05:00 | 336
2018-12-03 06:00 | 336
2018-12-03 07:00 | 0
2018-12-03 08:00 | 0
2018-12-03 09:00 | 0
2018-12-03 10:00 | 0
2018-12-03 11:00 | 0
2018-12-03 12:00 | 0
2018-12-03 13:00 | 0
2018-12-03 14:00 | 0
2018-12-03 15:00 | 0
2018-12-03 16:00 | 0
2018-12-03 17:00 | 0
2018-12-03 18:00 | 0
2018-12-03 19:00 | 0
2018-12-03 20:00 | 0
2018-12-03 21:00 | 0
2018-12-03 22:00 | 0
2018-12-03 23:00 | 0
2018-12-04 | 0
2018-12-04 01:00 | 336
2018-12-04 02:00 | 336
2018-12-04 03:00 | 336
2018-12-04 04:00 | 336
2018-12-04 05:00 | 336
2018-12-04 06:00 | 336
2018-12-04 07:00 | 0
2018-12-04 08:00 | 0
2018-12-04 09:00 | 0
2018-12-04 10:00 | 0
2018-12-04 11:00 | 0
2018-12-04 12:00 | 0
2018-12-04 13:00 | 0
2018-12-04 14:00 | 0
2018-12-04 15:00 | 0
2018-12-04 16:00 | 0
2018-12-04 17:00 | 0
2018-12-04 18:00 | 0
2018-12-04 19:00 | 0
2018-12-04 20:00 | 0
2018-12-04 21:00 | 0
2018-12-04 22:00 | 0
2018-12-04 23:00 | 0
2018-12-05 | 0
2018-12-05 01:00 | 336
2018-12-05 02:00 | 336
2018-12-05 03:00 | 336
2018-12-05 04:00 | 336
2018-12-05 05:00 | 336
2018-12-05 06:00 | 336
2018-12-05 07:00 | 0
2018-12-05 08:00 | 0
2018-12-05 09:00 | 0
2018-12-05 10:00 | 0
2018-12-05 11:00 | 0
2018-12-05 12:00 | 0
2018-12-05 13:00 | 0
2018-12-05 14:00 | 0
2018-12-05 15:00 | 0
2018-12-05 16:00 | 0
2018-12-05 17:00 | 0
2018-12-05 18:00 | 0
2018-12-05 19:00 | 0
2018-12-05 20:00 | 0
2018-12-05 21:00 | 0
2018-12-05 22:00 | 0
2018-12-05 23:00 | 0
2018-12-06 | 0
2018-12-06 01:00 | 336
2018-12-06 02:00 | 336
2018-12-06 03:00 | 336
2018-12-06 04:00 | 336
2018-12-06 05:00 | 336
2018-12-06 06:00 | 336
2018-12-06 07:00 | 0
2018-12-06 08:00 | 0
2018-12-06 09:00 | 0
2018-12-06 10:00 | 0
2018-12-06 11:00 | 0
2018-12-06 12:00 | 0
2018-12-06 13:00 | 0
2018-12-06 14:00 | 0
2018-12-06 15:00 | 0
2018-12-06 16:00 | 0
2018-12-06 17:00 | 0
2018-12-06 18:00 | 0
2018-12-06 19:00 | 0
2018-12-06 20:00 | 0
2018-12-06 21:00 | 0
2018-12-06 22:00 | 0
2018-12-06 23:00 | 0
2018-12-07 | 0
2018-12-07 01:00 | 336
2018-12-07 02:00 | 336
2018-12-07 03:00 | 336
2018-12-07 04:00 | 336
2018-12-07 05:00 | 336
2018-12-07 06:00 | 336
2018-12-07 07:00 | 0
2018-12-07 08:00 | 0
2018-12-07 09:00 | 0
2018-12-07 10:00 | 0
2018-12-07 11:00 | 0
2018-12-07 12:00 | 0
2018-12-07 13:00 | 0
2018-12-07 14:00 | 0
2018-12-07 15:00 | 0
2018-12-07 16:00 | 0
2018-12-07 17:00 | 0
2018-12-07 18:00 | 0
2018-12-07 19:00 | 0
2018-12-07 20:00 | 0
2018-12-07 21:00 | 0
2018-12-07 22:00 | 0
2018-12-07 23:00 | 0
2018-12-08 | 0
2018-12-08 01:00 | 336
2018-12-08 02:00 | 336
2018-12-08 03:00 | 336
2018-12-08 04:00 | 336
2018-12-08 05:00 | 336
2018-12-08 06:00 | 336
2018-12-08 07:00 | 0
2018-12-08 08:00 | 0
2018-12-08 09:00 | 0
2018-12-08 10:00 | 0
2018-12-08 11:00 | 0
2018-12-08 12:00 | 0
2018-12-08 13:00 | 0
2018-12-08 14:00 | 0
2018-12-08 15:00 | 0
2018-12-08 16:00 | 0
2018-12-08 17:00 | 0
2018-12-08 18:00 | 0
2018-12-08 19:00 | 0
2018-12-08 20:00 | 0
2018-12-08 21:00 | 0
2018-12-08 22:00 | 0
2018-12-08 23:00 | 0
2018-12-09 | 0
2018-12-09 01:00 | 336
2018-12-09 02:00 | 336
2018-12-09 03:00 | 336
2018-12-09 04:00 | 336
2018-12-09 05:00 | 336
2018-12-09 06:00 | 336
2018-12-09 07:00 | 0
2018-12-09 08:00 | 0
2018-12-09 09:00 | 0
2018-12-09 10:00 | 0
2018-12-09 11:00 | 0
2018-12-09 12:00 | 0
2018-12-09 13:00 | 0
2018-12-09 14:00 | 0
2018-12-09 15:00 | 0
2018-12-09 16:00 | 0
2018-12-09 17:00 | 0
2018-12-09 18:00 | 0
2018-12-09 19:00 | 0
2018-12-09 20:00 | 0
2018-12-09 21:00 | 0
2018-12-09 22:00 | 0
2018-12-09 23:00 | 0
2018-12-10 | 0
2018-12-10 01:00 | 336
2018-12-10 02:00 | 336
2018-12-10 03:00 | 336
2018-12-10 04:00 | 336
2018-12-10 05:00 | 336
2018-12-10 06:00 | 336
2018-12-10 07:00 | 0
2018-12-10 08:00 | 0
2018-12-10 09:00 | 0
2018-12-10 10:00 | 0
2018-12-10 11:00 | 0
2018-12-10 12:00 | 0
2018-12-10 13:00 | 0
2018-12-10 14:00 | 0
2018-12-10 15:00 | 0
2018-12-10 16:00 | 0
2018-12-10 17:00 | 0
2018-12-10 18:00 | 0
2018-12-10 19:00 | 0
2018-12-10 20:00 | 0
2018-12-10 21:00 | 0
2018-12-10 22:00 | 0
2018-12-10 23:00 | 0
2018-12-11 | 0
2018-12-11 01:00 | 336
2018-12-11 02:00 | 336
2018-12-11 03:00 | 336
2018-12-11 04:00 | 336
2018-12-11 05:00 | 336
2018-12-11 06:00 | 336
2018-12-11 07:00 | 0
2018-12-11 08:00 | 0
2018-12-11 09:00 | 0
2018-12-11 10:00 | 0
2018-12-11 11:00 | 0
2018-12-11 12:00 | 0
2018-12-11 13:00 | 0
2018-12-11 14:00 | 0
2018-12-11 15:00 | 0
2018-12-11 16:00 | 0
2018-12-11 17:00 | 0
2018-12-11 18:00 | 0
2018-12-11 19:00 | 0
2018-12-11 20:00 | 0
2018-12-11 21:00 | 0
2018-12-11 22:00 | 0
2018-12-11 23:00 | 0
2018-12-12 | 0
2018-12-12 01:00 | 336
2018-12-12 02:00 | 336
2018-12-12 03:00 | 336
2018-12-12 04:00 | 336
2018-12-12 05:00 | 336
2018-12-12 06:00 | 336
2018-12-12 07:00 | 0
2018-12-12 08:00 | 0
2018-12-12 09:00 | 0
2018-12-12 10:00 | 0
2018-12-12 11:00 | 0
2018-12-12 12:00 | 0
2018-12-12 13:00 | 0
2018-12-12 14:00 | 0
2018-12-12 15:00 | 0
2018-12-12 16:00 | 0
2018-12-12 17:00 | 0
2018-12-12 18:00 | 0
2018-12-12 19:00 | 0
2018-12-12 20:00 | 0
2018-12-12 21:00 | 0
2018-12-12 22:00 | 0
2018-12-12 23:00 | 0
2018-12-13 | 0
2018-12-13 01:00 | 336
2018-12-13 02:00 | 336
2018-12-13 03:00 | 336
2018-12-13 04:00 | 336
2018-12-13 05:00 | 336
2018-12-13 06:00 | 336
2018-12-13 07:00 | 0
2018-12-13 08:00 | 0
2018-12-13 09:00 | 0
2018-12-13 10:00 | 0
2018-12-13 11:00 | 0
2018-12-13 12:00 | 0
2018-12-13 13:00 | 0
2018-12-13 14:00 | 0
2018-12-13 15:00 | 0
2018-12-13 16:00 | 0
2018-12-13 17:00 | 0
2018-12-13 18:00 | 0
2018-12-13 19:00 | 0
2018-12-13 20:00 | 0
2018-12-13 21:00 | 0
2018-12-13 22:00 | 0
2018-12-13 23:00 | 0
2018-12-14 | 0
2018-12-14 01:00 | 336
2018-12-14 02:00 | 336
2018-12-14 03:00 | 336
2018-12-14 04:00 | 336
2018-12-14 05:00 | 336
2018-12-14 06:00 | 336
2018-12-14 07:00 | 0
2018-12-14 08:00 | 0
2018-12-14 09:00 | 0
2018-12-14 10:00 | 0
2018-12-14 11:00 | 0
2018-12-14 12:00 | 0
2018-12-14 13:00 | 0
2018-12-14 14:00 | 0
2018-12-14 15:00 | 0
2018-12-14 16:00 | 0
2018-12-14 17:00 | 0
2018-12-14 18:00 | 0
2018-12-14 19:00 | 0
2018-12-14 20:00 | 0
2018-12-14 21:00 | 0
2018-12-14 22:00 | 0
2018-12-14 23:00 | 0
2018-12-15 | 0
2018-12-15 01:00 | 336
2018-12-15 02:00 | 336
2018-12-15 03:00 | 336
2018-12-15 04:00 | 336
2018-12-15 05:00 | 336
2018-12-15 06:00 | 336
2018-12-15 07:00 | 0
2018-12-15 08:00 | 0
2018-12-15 09:00 | 0
2018-12-15 10:00 | 0
2018-12-15 11:00 | 0
2018-12-15 12:00 | 0
2018-12-15 13:00 | 0
2018-12-15 14:00 | 0
2018-12-15 15:00 | 0
2018-12-15 16:00 | 0
2018-12-15 17:00 | 0
2018-12-15 18:00 | 0
2018-12-15 19:00 | 0
2018-12-15 20:00 | 0
2018-12-15 21:00 | 0
2018-12-15 22:00 | 0
2018-12-15 23:00 | 0
2018-12-16 | 0
2018-12-16 01:00 | 336
2018-12-16 02:00 | 336
2018-12-16 03:00 | 336
2018-12-16 04:00 | 336
2018-12-16 05:00 | 336
2018-12-16 06:00 | 336
2018-12-16 07:00 | 0
2018-12-16 08:00 | 0
2018-12-16 09:00 | 0
2018-12-16 10:00 | 0
2018-12-16 11:00 | 0
2018-12-16 12:00 | 0
2018-12-16 13:00 | 0
2018-12-16 14:00 | 0
2018-12-16 15:00 | 0
2018-12-16 16:00 | 0
2018-12-16 17:00 | 0
2018-12-16 18:00 | 0
2018-12-16 19:00 | 0
2018-12-16 20:00 | 0
2018-12-16 21:00 | 0
2018-12-16 22:00 | 0
2018-12-16 23:00 | 0
2018-12-17 | 0
2018-12-17 01:00 | 336
2018-12-17 02:00 | 336
2018-12-17 03:00 | 336
2018-12-17 04:00 | 336
2018-12-17 05:00 | 336
2018-12-17 06:00 | 336
2018-12-17 07:00 | 0
2018-12-17 08:00 | 0
2018-12-17 09:00 | 0
2018-12-17 10:00 | 0
2018-12-17 11:00 | 0
2018-12-17 12:00 | 0
2018-12-17 13:00 | 0
2018-12-17 14:00 | 0
2018-12-17 15:00 | 0
2018-12-17 16:00 | 0
2018-12-17 17:00 | 0
2018-12-17 18:00 | 0
2018-12-17 19:00 | 0
2018-12-17 20:00 | 0
2018-12-17 21:00 | 0
2018-12-17 22:00 | 0
2018-12-17 23:00 | 0
2018-12-18 | 0
2018-12-18 01:00 | 336
2018-12-18 02:00 | 336
2018-12-18 03:00 | 336
2018-12-18 04:00 | 336
2018-12-18 05:00 | 336
2018-12-18 06:00 | 336
2018-12-18 07:00 | 0
2018-12-18 08:00 | 0
2018-12-18 09:00 | 0
2018-12-18 10:00 | 0
2018-12-18 11:00 | 0
2018-12-18 12:00 | 0
2018-12-18 13:00 | 0
2018-12-18 14:00 | 0
2018-12-18 15:00 | 0
2018-12-18 16:00 | 0
2018-12-18 17:00 | 0
2018-12-18 18:00 | 0
2018-12-18 19:00 | 0
2018-12-18 20:00 | 0
2018-12-18 21:00 | 0
2018-12-18 22:00 | 0
2018-12-18 23:00 | 0
2018-12-19 | 0
2018-12-19 01:00 | 336
2018-12-19 02:00 | 336
2018-12-19 03:00 | 336
2018-12-19 04:00 | 336
2018-12-19 05:00 | 336
2018-12-19 06:00 | 336
2018-12-19 07:00 | 0
2018-12-19 08:00 | 0
2018-12-19 09:00 | 0
2018-12-19 10:00 | 0
2018-12-19 11:00 | 0
2018-12-19 12:00 | 0
2018-12-19 13:00 | 0
2018-12-19 14:00 | 0
2018-12-19 15:00 | 0
2018-12-19 16:00 | 0
2018-12-19 17:00 | 0
2018-12-19 18:00 | 0
2018-12-19 19:00 | 0
2018-12-19 20:00 | 0
2018-12-19 21:00 | 0
2018-12-19 22:00 | 0
2018-12-19 23:00 | 0
2018-12-20 | 0
2018-12-20 01:00 | 336
2018-12-20 02:00 | 336
2018-12-20 03:00 | 336
2018-12-20 04:00 | 336
2018-12-20 05:00 | 336
2018-12-20 06:00 | 336
2018-12-20 07:00 | 0
2018-12-20 08:00 | 0
2018-12-20 09:00 | 0
2018-12-20 10:00 | 0
2018-12-20 11:00 | 0
2018-12-20 12:00 | 0
2018-12-20 13:00 | 0
2018-12-20 14:00 | 0
2018-12-20 15:00 | 0
2018-12-20 16:00 | 0
2018-12-20 17:00 | 0
2018-12-20 18:00 | 0
2018-12-20 19:00 | 0
2018-12-20 20:00 | 0
2018-12-20 21:00 | 0
2018-12-20 22:00 | 0
2018-12-20 23:00 | 0
2018-12-21 | 0
2018-12-21 01:00 | 336
2018-12-21 02:00 | 336
2018-12-21 03:00 | 336
2018-12-21 04:00 | 336
2018-12-21 05:00 | 336
2018-12-21 06:00 | 336
2018-12-21 07:00 | 0
2018-12-21 08:00 | 0
2018-12-21 09:00 | 0
2018-12-21 10:00 | 0
2018-12-21 11:00 | 0
2018-12-21 12:00 | 0
2018-12-21 13:00 | 0
2018-12-21 14:00 | 0
2018-12-21 15:00 | 0
2018-12-21 16:00 | 0
2018-12-21 17:00 | 0
2018-12-21 18:00 | 0
2018-12-21 19:00 | 0
2018-12-21 20:00 | 0
2018-12-21 21:00 | 0
2018-12-21 22:00 | 0
2018-12-21 23:00 | 0
2018-12-22 | 0
2018-12-22 01:00 | 336
2018-12-22 02:00 | 336
2018-12-22 03:00 | 336
2018-12-22 04:00 | 336
2018-12-22 05:00 | 336
2018-12-22 06:00 | 336
2018-12-22 07:00 | 0
2018-12-22 08:00 | 0
2018-12-22 09:00 | 0
2018-12-22 10:00 | 0
2018-12-22 11:00 | 0
2018-12-22 12:00 | 0
2018-12-22 13:00 | 0
2018-12-22 14:00 | 0
2018-12-22 15:00 | 0
2018-12-22 16:00 | 0
2018-12-22 17:00 | 0
2018-12-22 18:00 | 0
2018-12-22 19:00 | 0
2018-12-22 20:00 | 0
2018-12-22 21:00 | 0
2018-12-22 22:00 | 0
2018-12-22 23:00 | 0
2018-12-23 | 0
2018-12-23 01:00 | 336
2018-12-23 02:00 | 336
2018-12-23 03:00 | 336
2018-12-23 04:00 | 336
2018-12-23 05:00 | 336
2018-12-23 06:00 | 336
2018-12-23 07:00 | 0
2018-12-23 08:00 | 0
2018-12-23 09:00 | 0
2018-12-23 10:00 | 0
2018-12-23 11:00 | 0
2018-12-23 12:00 | 0
2018-12-23 13:00 | 0
2018-12-23 14:00 | 0
2018-12-23 15:00 | 0
2018-12-23 16:00 | 0
2018-12-23 17:00 | 0
2018-12-23 18:00 | 0
2018-12-23 19:00 | 0
2018-12-23 20:00 | 0
2018-12-23 21:00 | 0
2018-12-23 22:00 | 0
2018-12-23 23:00 | 0
2018-12-24 | 0
2018-12-24 01:00 | 336
2018-12-24 02:00 | 336
2018-12-24 03:00 | 336
2018-12-24 04:00 | 336
2018-12-24 05:00 | 336
2018-12-24 06:00 | 336
2018-12-24 07:00 | 0
2018-12-24 08:00 | 0
2018-12-24 09:00 | 0
2018-12-24 10:00 | 0
2018-12-24 11:00 | 0
2018-12-24 12:00 | 0
2018-12-24 13:00 | 0
2018-12-24 14:00 | 0
2018-12-24 15:00 | 0
2018-12-24 16:00 | 0
2018-12-24 17:00 | 0
2018-12-24 18:00 | 0
2018-12-24 19:00 | 0
2018-12-24 20:00 | 0
2018-12-24 21:00 | 0
2018-12-24 22:00 | 0
2018-12-24 23:00 | 0
2018-12-25 | 0
2018-12-25 01:00 | 336
2018-12-25 02:00 | 336
2018-12-25 03:00 | 336
2018-12-25 04:00 | 336
2018-12-25 05:00 | 336
2018-12-25 06:00 | 336
2018-12-25 07:00 | 0
2018-12-25 08:00 | 0
2018-12-25 09:00 | 0
2018-12-25 10:00 | 0
2018-12-25 11:00 | 0
2018-12-25 12:00 | 0
2018-12-25 13:00 | 0
2018-12-25 14:00 | 0
2018-12-25 15:00 | 0
2018-12-25 16:00 | 0
2018-12-25 17:00 | 0
2018-12-25 18:00 | 0
2018-12-25 19:00 | 0
2018-12-25 20:00 | 0
2018-12-25 21:00 | 0
2018-12-25 22:00 | 0
2018-12-25 23:00 | 0
2018-12-26 | 0
2018-12-26 01:00 | 336
2018-12-26 02:00 | 336
2018-12-26 03:00 | 336
2018-12-26 04:00 | 336
2018-12-26 05:00 | 336
2018-12-26 06:00 | 336
2018-12-26 07:00 | 0
2018-12-26 08:00 | 0
2018-12-26 09:00 | 0
2018-12-26 10:00 | 0
2018-12-26 11:00 | 0
2018-12-26 12:00 | 0
2018-12-26 13:00 | 0
2018-12-26 14:00 | 0
2018-12-26 15:00 | 0
2018-12-26 16:00 | 0
2018-12-26 17:00 | 0
2018-12-26 18:00 | 0
2018-12-26 19:00 | 0
2018-12-26 20:00 | 0
2018-12-26 21:00 | 0
2018-12-26 22:00 | 0
2018-12-26 23:00 | 0
2018-12-27 | 0
2018-12-27 01:00 | 336
2018-12-27 02:00 | 336
2018-12-27 03:00 | 336
2018-12-27 04:00 | 336
2018-12-27 05:00 | 336
2018-12-27 06:00 | 336
2018-12-27 07:00 | 0
2018-12-27 08:00 | 0
2018-12-27 09:00 | 0
2018-12-27 10:00 | 0
2018-12-27 11:00 | 0
2018-12-27 12:00 | 0
2018-12-27 13:00 | 0
2018-12-27 14:00 | 0
2018-12-27 15:00 | 0
2018-12-27 16:00 | 0
2018-12-27 17:00 | 0
2018-12-27 18:00 | 0
2018-12-27 19:00 | 0
2018-12-27 20:00 | 0
2018-12-27 21:00 | 0
2018-12-27 22:00 | 0
2018-12-27 23:00 | 0
2018-12-28 | 0
2018-12-28 01:00 | 336
2018-12-28 02:00 | 336
2018-12-28 03:00 | 336
2018-12-28 04:00 | 336
2018-12-28 05:00 | 336
2018-12-28 06:00 | 336
2018-12-28 07:00 | 0
2018-12-28 08:00 | 0
2018-12-28 09:00 | 0
2018-12-28 10:00 | 0
2018-12-28 11:00 | 0
2018-12-28 12:00 | 0
2018-12-28 13:00 | 0
2018-12-28 14:00 | 0
2018-12-28 15:00 | 0
2018-12-28 16:00 | 0
2018-12-28 17:00 | 0
2018-12-28 18:00 | 0
2018-12-28 19:00 | 0
2018-12-28 20:00 | 0
2018-12-28 21:00 | 0
2018-12-28 22:00 | 0
2018-12-28 23:00 | 0
2018-12-29 | 0
2018-12-29 01:00 | 336
2018-12-29 02:00 | 336
2018-12-29 03:00 | 336
2018-12-29 04:00 | 336
2018-12-29 05:00 | 336
2018-12-29 06:00 | 336
2018-12-29 07:00 | 0
2018-12-29 08:00 | 0
2018-12-29 09:00 | 0
2018-12-29 10:00 | 0
2018-12-29 11:00 | 0
2018-12-29 12:00 | 0
2018-12-29 13:00 | 0
2018-12-29 14:00 | 0
2018-12-29 15:00 | 0
2018-12-29 16:00 | 0
2018-12-29 17:00 | 0
2018-12-29 18:00 | 0
2018-12-29 19:00 | 0
2018-12-29 20:00 | 0
2018-12-29 21:00 | 0
2018-12-29 22:00 | 0
2018-12-29 23:00 | 0
2018-12-30 | 0
2018-12-30 01:00 | 336
2018-12-30 02:00 | 336
2018-12-30 03:00 | 336
2018-12-30 04:00 | 336
2018-12-30 05:00 | 336
2018-12-30 06:00 | 336
2018-12-30 07:00 | 0
2018-12-30 08:00 | 0
2018-12-30 09:00 | 0
2018-12-30 10:00 | 0
2018-12-30 11:00 | 0
2018-12-30 12:00 | 0
2018-12-30 13:00 | 0
2018-12-30 14:00 | 0
2018-12-30 15:00 | 0
2018-12-30 16:00 | 0
2018-12-30 17:00 | 0
2018-12-30 18:00 | 0
2018-12-30 19:00 | 0
2018-12-30 20:00 | 0
2018-12-30 21:00 | 0
2018-12-30 22:00 | 0
2018-12-30 23:00 | 0
2018-12-31 | 0
2018-12-31 01:00 | 336
2018-12-31 02:00 | 336
2018-12-31 03:00 | 336
2018-12-31 04:00 | 336
2018-12-31 05:00 | 336
2018-12-31 06:00 | 336
2018-12-31 07:00 | 0
2018-12-31 08:00 | 0
2018-12-31 09:00 | 0
2018-12-31 10:00 | 0
2018-12-31 11:00 | 0
2018-12-31 12:00 | 0
2018-12-31 13:00 | 0
2018-12-31 14:00 | 0
2018-12-31 15:00 | 0
2018-12-31 16:00 | 0
2018-12-31 17:00 | 0
2018-12-31 18:00 | 0
2018-12-31 19:00 | 0
2018-12-31 20:00 | 0
2018-12-31 21:00 | 0
2018-12-31 22:00 | 0
2018-12-31 23:00 | 0
2019-01-01 | 0
Note:
Assumes a duty cycle of 16 hour working shift and 8 hour charging shift with an 80% utilization rate. The charging power is 336 kW.

## Lighting
Time | Exterior Lighting per acre (kW)
2018-01-01 01:00 | 0.3267
2018-01-01 02:00 | 0.3267
2018-01-01 03:00 | 0.3267
2018-01-01 04:00 | 0.31019
2018-01-01 05:00 | 0.31019
2018-01-01 06:00 | 0.31019
2018-01-01 07:00 | 0.31019
2018-01-01 08:00 | 0.31019
2018-01-01 09:00 | 0.31019
2018-01-01 10:00 | 0.30466
2018-01-01 11:00 | 0.030529
2018-01-01 12:00 | 0
2018-01-01 13:00 | 0
2018-01-01 14:00 | 0
2018-01-01 15:00 | 0
2018-01-01 16:00 | 0
2018-01-01 17:00 | 0
2018-01-01 18:00 | 0
2018-01-01 19:00 | 0
2018-01-01 20:00 | 0.09283
2018-01-01 21:00 | 0.3267
2018-01-01 22:00 | 0.3267
2018-01-01 23:00 | 0.3267
2018-01-02 | 0.3267
2018-01-02 01:00 | 0.3267
2018-01-02 02:00 | 0.3267
2018-01-02 03:00 | 0.3267
2018-01-02 04:00 | 0.31019
2018-01-02 05:00 | 0.31019
2018-01-02 06:00 | 0.31019
2018-01-02 07:00 | 0.31019
2018-01-02 08:00 | 0.31019
2018-01-02 09:00 | 0.31019
2018-01-02 10:00 | 0.30976
2018-01-02 11:00 | 0.030529
2018-01-02 12:00 | 0
2018-01-02 13:00 | 0
2018-01-02 14:00 | 0
2018-01-02 15:00 | 0
2018-01-02 16:00 | 0
2018-01-02 17:00 | 0
2018-01-02 18:00 | 0
2018-01-02 19:00 | 0
2018-01-02 20:00 | 0.091967
2018-01-02 21:00 | 0.3267
2018-01-02 22:00 | 0.3267
2018-01-02 23:00 | 0.3267
2018-01-03 | 0.3267
2018-01-03 01:00 | 0.3267
2018-01-03 02:00 | 0.3267
2018-01-03 03:00 | 0.3267
2018-01-03 04:00 | 0.31019
2018-01-03 05:00 | 0.31019
2018-01-03 06:00 | 0.31019
2018-01-03 07:00 | 0.31019
2018-01-03 08:00 | 0.31019
2018-01-03 09:00 | 0.31019
2018-01-03 10:00 | 0.30976
2018-01-03 11:00 | 0.030529
2018-01-03 12:00 | 0
2018-01-03 13:00 | 0
2018-01-03 14:00 | 0
2018-01-03 15:00 | 0
2018-01-03 16:00 | 0
2018-01-03 17:00 | 0
2018-01-03 18:00 | 0
2018-01-03 19:00 | 0
2018-01-03 20:00 | 0.091932
2018-01-03 21:00 | 0.3267
2018-01-03 22:00 | 0.3267
2018-01-03 23:00 | 0.3267
2018-01-04 | 0.3267
2018-01-04 01:00 | 0.3267
2018-01-04 02:00 | 0.3267
2018-01-04 03:00 | 0.3267
2018-01-04 04:00 | 0.31019
2018-01-04 05:00 | 0.31019
2018-01-04 06:00 | 0.31019
2018-01-04 07:00 | 0.31019
2018-01-04 08:00 | 0.31019
2018-01-04 09:00 | 0.31019
2018-01-04 10:00 | 0.31893
2018-01-04 11:00 | 0.032005
2018-01-04 12:00 | 0
2018-01-04 13:00 | 0
2018-01-04 14:00 | 0
2018-01-04 15:00 | 0
2018-01-04 16:00 | 0
2018-01-04 17:00 | 0
2018-01-04 18:00 | 0
2018-01-04 19:00 | 0
2018-01-04 20:00 | 0.091462
2018-01-04 21:00 | 0.3267
2018-01-04 22:00 | 0.3267
2018-01-04 23:00 | 0.3267
2018-01-05 | 0.3267
2018-01-05 01:00 | 0.3267
2018-01-05 02:00 | 0.3267
2018-01-05 03:00 | 0.3267
2018-01-05 04:00 | 0.31019
2018-01-05 05:00 | 0.31019
2018-01-05 06:00 | 0.31019
2018-01-05 07:00 | 0.31019
2018-01-05 08:00 | 0.31019
2018-01-05 09:00 | 0.31019
2018-01-05 10:00 | 0.31893
2018-01-05 11:00 | 0.032958
2018-01-05 12:00 | 0
2018-01-05 13:00 | 0
2018-01-05 14:00 | 0
2018-01-05 15:00 | 0
2018-01-05 16:00 | 0
2018-01-05 17:00 | 0
2018-01-05 18:00 | 0
2018-01-05 19:00 | 0
2018-01-05 20:00 | 0.091462
2018-01-05 21:00 | 0.3267
2018-01-05 22:00 | 0.3267
2018-01-05 23:00 | 0.3267
2018-01-06 | 0.3267
2018-01-06 01:00 | 0.3267
2018-01-06 02:00 | 0.3267
2018-01-06 03:00 | 0.3267
2018-01-06 04:00 | 0.31019
2018-01-06 05:00 | 0.31019
2018-01-06 06:00 | 0.31019
2018-01-06 07:00 | 0.31019
2018-01-06 08:00 | 0.31019
2018-01-06 09:00 | 0.31019
2018-01-06 10:00 | 0.31893
2018-01-06 11:00 | 0.032958
2018-01-06 12:00 | 0
2018-01-06 13:00 | 0
2018-01-06 14:00 | 0
2018-01-06 15:00 | 0
2018-01-06 16:00 | 0
2018-01-06 17:00 | 0
2018-01-06 18:00 | 0
2018-01-06 19:00 | 0
2018-01-06 20:00 | 0.080412
2018-01-06 21:00 | 0.3267
2018-01-06 22:00 | 0.3267
2018-01-06 23:00 | 0.3267
2018-01-07 | 0.3267
2018-01-07 01:00 | 0.3267
2018-01-07 02:00 | 0.3267
2018-01-07 03:00 | 0.3267
2018-01-07 04:00 | 0.31019
2018-01-07 05:00 | 0.31019
2018-01-07 06:00 | 0.31019
2018-01-07 07:00 | 0.31019
2018-01-07 08:00 | 0.31019
2018-01-07 09:00 | 0.31019
2018-01-07 10:00 | 0.31893
2018-01-07 11:00 | 0.032958
2018-01-07 12:00 | 0
2018-01-07 13:00 | 0
2018-01-07 14:00 | 0
2018-01-07 15:00 | 0
2018-01-07 16:00 | 0
2018-01-07 17:00 | 0
2018-01-07 18:00 | 0
2018-01-07 19:00 | 0
2018-01-07 20:00 | 0.072347
2018-01-07 21:00 | 0.3267
2018-01-07 22:00 | 0.3267
2018-01-07 23:00 | 0.3267
2018-01-08 | 0.3267
2018-01-08 01:00 | 0.3267
2018-01-08 02:00 | 0.3267
2018-01-08 03:00 | 0.3267
2018-01-08 04:00 | 0.31019
2018-01-08 05:00 | 0.31019
2018-01-08 06:00 | 0.31019
2018-01-08 07:00 | 0.31019
2018-01-08 08:00 | 0.31019
2018-01-08 09:00 | 0.31019
2018-01-08 10:00 | 0.31893
2018-01-08 11:00 | 0.032958
2018-01-08 12:00 | 0
2018-01-08 13:00 | 0
2018-01-08 14:00 | 0
2018-01-08 15:00 | 0
2018-01-08 16:00 | 0
2018-01-08 17:00 | 0
2018-01-08 18:00 | 0
2018-01-08 19:00 | 0
2018-01-08 20:00 | 0.071055
2018-01-08 21:00 | 0.3267
2018-01-08 22:00 | 0.3267
2018-01-08 23:00 | 0.3267
2018-01-09 | 0.3267
2018-01-09 01:00 | 0.3267
2018-01-09 02:00 | 0.3267
2018-01-09 03:00 | 0.3267
2018-01-09 04:00 | 0.31019
2018-01-09 05:00 | 0.31019
2018-01-09 06:00 | 0.31019
2018-01-09 07:00 | 0.31019
2018-01-09 08:00 | 0.31019
2018-01-09 09:00 | 0.31019
2018-01-09 10:00 | 0.31893
2018-01-09 11:00 | 0.031482
2018-01-09 12:00 | 0
2018-01-09 13:00 | 0
2018-01-09 14:00 | 0
2018-01-09 15:00 | 0
2018-01-09 16:00 | 0
2018-01-09 17:00 | 0
2018-01-09 18:00 | 0
2018-01-09 19:00 | 0
2018-01-09 20:00 | 0.069227
2018-01-09 21:00 | 0.3267
2018-01-09 22:00 | 0.3267
2018-01-09 23:00 | 0.3267
2018-01-10 | 0.3267
2018-01-10 01:00 | 0.3267
2018-01-10 02:00 | 0.3267
2018-01-10 03:00 | 0.3267
2018-01-10 04:00 | 0.31019
2018-01-10 05:00 | 0.31019
2018-01-10 06:00 | 0.31019
2018-01-10 07:00 | 0.31019
2018-01-10 08:00 | 0.31019
2018-01-10 09:00 | 0.31019
2018-01-10 10:00 | 0.31893
2018-01-10 11:00 | 0.030529
2018-01-10 12:00 | 0
2018-01-10 13:00 | 0
2018-01-10 14:00 | 0
2018-01-10 15:00 | 0
2018-01-10 16:00 | 0
2018-01-10 17:00 | 0
2018-01-10 18:00 | 0
2018-01-10 19:00 | 0
2018-01-10 20:00 | 0.068311
2018-01-10 21:00 | 0.3267
2018-01-10 22:00 | 0.3267
2018-01-10 23:00 | 0.3267
2018-01-11 | 0.3267
2018-01-11 01:00 | 0.3267
2018-01-11 02:00 | 0.3267
2018-01-11 03:00 | 0.3267
2018-01-11 04:00 | 0.31019
2018-01-11 05:00 | 0.31019
2018-01-11 06:00 | 0.31019
2018-01-11 07:00 | 0.31019
2018-01-11 08:00 | 0.31019
2018-01-11 09:00 | 0.31019
2018-01-11 10:00 | 0.31893
2018-01-11 11:00 | 0.029611
2018-01-11 12:00 | 0
2018-01-11 13:00 | 0
2018-01-11 14:00 | 0
2018-01-11 15:00 | 0
2018-01-11 16:00 | 0
2018-01-11 17:00 | 0
2018-01-11 18:00 | 0
2018-01-11 19:00 | 0
2018-01-11 20:00 | 0.067103
2018-01-11 21:00 | 0.3267
2018-01-11 22:00 | 0.3267
2018-01-11 23:00 | 0.3267
2018-01-12 | 0.3267
2018-01-12 01:00 | 0.3267
2018-01-12 02:00 | 0.3267
2018-01-12 03:00 | 0.3267
2018-01-12 04:00 | 0.31019
2018-01-12 05:00 | 0.31019
2018-01-12 06:00 | 0.31019
2018-01-12 07:00 | 0.31019
2018-01-12 08:00 | 0.31019
2018-01-12 09:00 | 0.31019
2018-01-12 10:00 | 0.30976
2018-01-12 11:00 | 0.029611
2018-01-12 12:00 | 0
2018-01-12 13:00 | 0
2018-01-12 14:00 | 0
2018-01-12 15:00 | 0
2018-01-12 16:00 | 0
2018-01-12 17:00 | 0
2018-01-12 18:00 | 0
2018-01-12 19:00 | 0
2018-01-12 20:00 | 0.06359
2018-01-12 21:00 | 0.3267
2018-01-12 22:00 | 0.3267
2018-01-12 23:00 | 0.3267
2018-01-13 | 0.3267
2018-01-13 01:00 | 0.3267
2018-01-13 02:00 | 0.3267
2018-01-13 03:00 | 0.3267
2018-01-13 04:00 | 0.31019
2018-01-13 05:00 | 0.31019
2018-01-13 06:00 | 0.31019
2018-01-13 07:00 | 0.31019
2018-01-13 08:00 | 0.31019
2018-01-13 09:00 | 0.31019
2018-01-13 10:00 | 0.30976
2018-01-13 11:00 | 0.029611
2018-01-13 12:00 | 0
2018-01-13 13:00 | 0
2018-01-13 14:00 | 0
2018-01-13 15:00 | 0
2018-01-13 16:00 | 0
2018-01-13 17:00 | 0
2018-01-13 18:00 | 0
2018-01-13 19:00 | 0
2018-01-13 20:00 | 0.05949
2018-01-13 21:00 | 0.3267
2018-01-13 22:00 | 0.3267
2018-01-13 23:00 | 0.3267
2018-01-14 | 0.3267
2018-01-14 01:00 | 0.3267
2018-01-14 02:00 | 0.3267
2018-01-14 03:00 | 0.3267
2018-01-14 04:00 | 0.31019
2018-01-14 05:00 | 0.31019
2018-01-14 06:00 | 0.31019
2018-01-14 07:00 | 0.31019
2018-01-14 08:00 | 0.31019
2018-01-14 09:00 | 0.31019
2018-01-14 10:00 | 0.30466
2018-01-14 11:00 | 0.029611
2018-01-14 12:00 | 0
2018-01-14 13:00 | 0
2018-01-14 14:00 | 0
2018-01-14 15:00 | 0
2018-01-14 16:00 | 0
2018-01-14 17:00 | 0
2018-01-14 18:00 | 0
2018-01-14 19:00 | 0
2018-01-14 20:00 | 0.056089
2018-01-14 21:00 | 0.3267
2018-01-14 22:00 | 0.3267
2018-01-14 23:00 | 0.3267
2018-01-15 | 0.3267
2018-01-15 01:00 | 0.3267
2018-01-15 02:00 | 0.3267
2018-01-15 03:00 | 0.3267
2018-01-15 04:00 | 0.31019
2018-01-15 05:00 | 0.31019
2018-01-15 06:00 | 0.31019
2018-01-15 07:00 | 0.31019
2018-01-15 08:00 | 0.31019
2018-01-15 09:00 | 0.31019
2018-01-15 10:00 | 0.30466
2018-01-15 11:00 | 0.028639
2018-01-15 12:00 | 0
2018-01-15 13:00 | 0
2018-01-15 14:00 | 0
2018-01-15 15:00 | 0
2018-01-15 16:00 | 0
2018-01-15 17:00 | 0
2018-01-15 18:00 | 0
2018-01-15 19:00 | 0
2018-01-15 20:00 | 0.044159
2018-01-15 21:00 | 0.3267
2018-01-15 22:00 | 0.3267
2018-01-15 23:00 | 0.3267
2018-01-16 | 0.3267
2018-01-16 01:00 | 0.3267
2018-01-16 02:00 | 0.3267
2018-01-16 03:00 | 0.3267
2018-01-16 04:00 | 0.31019
2018-01-16 05:00 | 0.31019
2018-01-16 06:00 | 0.31019
2018-01-16 07:00 | 0.31019
2018-01-16 08:00 | 0.31019
2018-01-16 09:00 | 0.31019
2018-01-16 10:00 | 0.30466
2018-01-16 11:00 | 0.028639
2018-01-16 12:00 | 0
2018-01-16 13:00 | 0
2018-01-16 14:00 | 0
2018-01-16 15:00 | 0
2018-01-16 16:00 | 0
2018-01-16 17:00 | 0
2018-01-16 18:00 | 0
2018-01-16 19:00 | 0
2018-01-16 20:00 | 0.016256
2018-01-16 21:00 | 0.3267
2018-01-16 22:00 | 0.3267
2018-01-16 23:00 | 0.3267
2018-01-17 | 0.3267
2018-01-17 01:00 | 0.3267
2018-01-17 02:00 | 0.3267
2018-01-17 03:00 | 0.3267
2018-01-17 04:00 | 0.31019
2018-01-17 05:00 | 0.31019
2018-01-17 06:00 | 0.31019
2018-01-17 07:00 | 0.31019
2018-01-17 08:00 | 0.31019
2018-01-17 09:00 | 0.31019
2018-01-17 10:00 | 0.30466
2018-01-17 11:00 | 0.027176
2018-01-17 12:00 | 0
2018-01-17 13:00 | 0
2018-01-17 14:00 | 0
2018-01-17 15:00 | 0
2018-01-17 16:00 | 0
2018-01-17 17:00 | 0
2018-01-17 18:00 | 0
2018-01-17 19:00 | 0
2018-01-17 20:00 | 0.011119
2018-01-17 21:00 | 0.3267
2018-01-17 22:00 | 0.3267
2018-01-17 23:00 | 0.3267
2018-01-18 | 0.3267
2018-01-18 01:00 | 0.3267
2018-01-18 02:00 | 0.3267
2018-01-18 03:00 | 0.3267
2018-01-18 04:00 | 0.31019
2018-01-18 05:00 | 0.31019
2018-01-18 06:00 | 0.31019
2018-01-18 07:00 | 0.31019
2018-01-18 08:00 | 0.31019
2018-01-18 09:00 | 0.31019
2018-01-18 10:00 | 0.30466
2018-01-18 11:00 | 0.024891
2018-01-18 12:00 | 0
2018-01-18 13:00 | 0
2018-01-18 14:00 | 0
2018-01-18 15:00 | 0
2018-01-18 16:00 | 0
2018-01-18 17:00 | 0
2018-01-18 18:00 | 0
2018-01-18 19:00 | 0
2018-01-18 20:00 | 0.010257
2018-01-18 21:00 | 0.3267
2018-01-18 22:00 | 0.3267
2018-01-18 23:00 | 0.3267
2018-01-19 | 0.3267
2018-01-19 01:00 | 0.3267
2018-01-19 02:00 | 0.3267
2018-01-19 03:00 | 0.3267
2018-01-19 04:00 | 0.31019
2018-01-19 05:00 | 0.31019
2018-01-19 06:00 | 0.31019
2018-01-19 07:00 | 0.31019
2018-01-19 08:00 | 0.31019
2018-01-19 09:00 | 0.31019
2018-01-19 10:00 | 0.30466
2018-01-19 11:00 | 0.024891
2018-01-19 12:00 | 0
2018-01-19 13:00 | 0
2018-01-19 14:00 | 0
2018-01-19 15:00 | 0
2018-01-19 16:00 | 0
2018-01-19 17:00 | 0
2018-01-19 18:00 | 0
2018-01-19 19:00 | 0
2018-01-19 20:00 | 0.0097872
2018-01-19 21:00 | 0.3267
2018-01-19 22:00 | 0.3267
2018-01-19 23:00 | 0.3267
2018-01-20 | 0.3267
2018-01-20 01:00 | 0.3267
2018-01-20 02:00 | 0.3267
2018-01-20 03:00 | 0.3267
2018-01-20 04:00 | 0.31019
2018-01-20 05:00 | 0.31019
2018-01-20 06:00 | 0.31019
2018-01-20 07:00 | 0.31019
2018-01-20 08:00 | 0.31019
2018-01-20 09:00 | 0.31019
2018-01-20 10:00 | 0.30466
2018-01-20 11:00 | 0.02415
2018-01-20 12:00 | 0
2018-01-20 13:00 | 0
2018-01-20 14:00 | 0
2018-01-20 15:00 | 0
2018-01-20 16:00 | 0
2018-01-20 17:00 | 0
2018-01-20 18:00 | 0
2018-01-20 19:00 | 0
2018-01-20 20:00 | 0.0097872
2018-01-20 21:00 | 0.3267
2018-01-20 22:00 | 0.3267
2018-01-20 23:00 | 0.3267
2018-01-21 | 0.3267
2018-01-21 01:00 | 0.3267
2018-01-21 02:00 | 0.3267
2018-01-21 03:00 | 0.3267
2018-01-21 04:00 | 0.31019
2018-01-21 05:00 | 0.31019
2018-01-21 06:00 | 0.31019
2018-01-21 07:00 | 0.31019
2018-01-21 08:00 | 0.31019
2018-01-21 09:00 | 0.31019
2018-01-21 10:00 | 0.29742
2018-01-21 11:00 | 0.023267
2018-01-21 12:00 | 0
2018-01-21 13:00 | 0
2018-01-21 14:00 | 0
2018-01-21 15:00 | 0
2018-01-21 16:00 | 0
2018-01-21 17:00 | 0
2018-01-21 18:00 | 0
2018-01-21 19:00 | 0
2018-01-21 20:00 | 0.0097872
2018-01-21 21:00 | 0.32522
2018-01-21 22:00 | 0.3267
2018-01-21 23:00 | 0.3267
2018-01-22 | 0.3267
2018-01-22 01:00 | 0.3267
2018-01-22 02:00 | 0.3267
2018-01-22 03:00 | 0.3267
2018-01-22 04:00 | 0.31019
2018-01-22 05:00 | 0.31019
2018-01-22 06:00 | 0.31019
2018-01-22 07:00 | 0.31019
2018-01-22 08:00 | 0.31019
2018-01-22 09:00 | 0.31019
2018-01-22 10:00 | 0.29742
2018-01-22 11:00 | 0.022884
2018-01-22 12:00 | 0
2018-01-22 13:00 | 0
2018-01-22 14:00 | 0
2018-01-22 15:00 | 0
2018-01-22 16:00 | 0
2018-01-22 17:00 | 0
2018-01-22 18:00 | 0
2018-01-22 19:00 | 0
2018-01-22 20:00 | 0.00047988
2018-01-22 21:00 | 0.31825
2018-01-22 22:00 | 0.3267
2018-01-22 23:00 | 0.3267
2018-01-23 | 0.3267
2018-01-23 01:00 | 0.3267
2018-01-23 02:00 | 0.3267
2018-01-23 03:00 | 0.3267
2018-01-23 04:00 | 0.31019
2018-01-23 05:00 | 0.31019
2018-01-23 06:00 | 0.31019
2018-01-23 07:00 | 0.31019
2018-01-23 08:00 | 0.31019
2018-01-23 09:00 | 0.31019
2018-01-23 10:00 | 0.29742
2018-01-23 11:00 | 0.022884
2018-01-23 12:00 | 0
2018-01-23 13:00 | 0
2018-01-23 14:00 | 0
2018-01-23 15:00 | 0
2018-01-23 16:00 | 0
2018-01-23 17:00 | 0
2018-01-23 18:00 | 0
2018-01-23 19:00 | 0
2018-01-23 20:00 | 0
2018-01-23 21:00 | 0.31484
2018-01-23 22:00 | 0.3267
2018-01-23 23:00 | 0.3267
2018-01-24 | 0.3267
2018-01-24 01:00 | 0.3267
2018-01-24 02:00 | 0.3267
2018-01-24 03:00 | 0.3267
2018-01-24 04:00 | 0.31019
2018-01-24 05:00 | 0.31019
2018-01-24 06:00 | 0.31019
2018-01-24 07:00 | 0.31019
2018-01-24 08:00 | 0.31019
2018-01-24 09:00 | 0.31019
2018-01-24 10:00 | 0.29742
2018-01-24 11:00 | 0.022884
2018-01-24 12:00 | 0
2018-01-24 13:00 | 0
2018-01-24 14:00 | 0
2018-01-24 15:00 | 0
2018-01-24 16:00 | 0
2018-01-24 17:00 | 0
2018-01-24 18:00 | 0
2018-01-24 19:00 | 0
2018-01-24 20:00 | 0
2018-01-24 21:00 | 0.31334
2018-01-24 22:00 | 0.3267
2018-01-24 23:00 | 0.3267
2018-01-25 | 0.3267
2018-01-25 01:00 | 0.3267
2018-01-25 02:00 | 0.3267
2018-01-25 03:00 | 0.3267
2018-01-25 04:00 | 0.31019
2018-01-25 05:00 | 0.31019
2018-01-25 06:00 | 0.31019
2018-01-25 07:00 | 0.31019
2018-01-25 08:00 | 0.31019
2018-01-25 09:00 | 0.31019
2018-01-25 10:00 | 0.29742
2018-01-25 11:00 | 0.022798
2018-01-25 12:00 | 0
2018-01-25 13:00 | 0
2018-01-25 14:00 | 0
2018-01-25 15:00 | 0
2018-01-25 16:00 | 0
2018-01-25 17:00 | 0
2018-01-25 18:00 | 0
2018-01-25 19:00 | 0
2018-01-25 20:00 | 0
2018-01-25 21:00 | 0.31334
2018-01-25 22:00 | 0.3267
2018-01-25 23:00 | 0.3267
2018-01-26 | 0.3267
2018-01-26 01:00 | 0.3267
2018-01-26 02:00 | 0.3267
2018-01-26 03:00 | 0.3267
2018-01-26 04:00 | 0.31019
2018-01-26 05:00 | 0.31019
2018-01-26 06:00 | 0.31019
2018-01-26 07:00 | 0.31019
2018-01-26 08:00 | 0.31019
2018-01-26 09:00 | 0.31019
2018-01-26 10:00 | 0.29742
2018-01-26 11:00 | 0.02241
2018-01-26 12:00 | 0
2018-01-26 13:00 | 0
2018-01-26 14:00 | 0
2018-01-26 15:00 | 0
2018-01-26 16:00 | 0
2018-01-26 17:00 | 0
2018-01-26 18:00 | 0
2018-01-26 19:00 | 0
2018-01-26 20:00 | 0
2018-01-26 21:00 | 0.3068
2018-01-26 22:00 | 0.3267
2018-01-26 23:00 | 0.3267
2018-01-27 | 0.3267
2018-01-27 01:00 | 0.3267
2018-01-27 02:00 | 0.3267
2018-01-27 03:00 | 0.3267
2018-01-27 04:00 | 0.31019
2018-01-27 05:00 | 0.31019
2018-01-27 06:00 | 0.31019
2018-01-27 07:00 | 0.31019
2018-01-27 08:00 | 0.31019
2018-01-27 09:00 | 0.31019
2018-01-27 10:00 | 0.27688
2018-01-27 11:00 | 0.02173
2018-01-27 12:00 | 0
2018-01-27 13:00 | 0
2018-01-27 14:00 | 0
2018-01-27 15:00 | 0
2018-01-27 16:00 | 0
2018-01-27 17:00 | 0
2018-01-27 18:00 | 0
2018-01-27 19:00 | 0
2018-01-27 20:00 | 0
2018-01-27 21:00 | 0.30482
2018-01-27 22:00 | 0.3267
2018-01-27 23:00 | 0.3267
2018-01-28 | 0.3267
2018-01-28 01:00 | 0.3267
2018-01-28 02:00 | 0.3267
2018-01-28 03:00 | 0.3267
2018-01-28 04:00 | 0.31019
2018-01-28 05:00 | 0.31019
2018-01-28 06:00 | 0.31019
2018-01-28 07:00 | 0.31019
2018-01-28 08:00 | 0.31019
2018-01-28 09:00 | 0.31019
2018-01-28 10:00 | 0.27648
2018-01-28 11:00 | 0.02173
2018-01-28 12:00 | 0
2018-01-28 13:00 | 0
2018-01-28 14:00 | 0
2018-01-28 15:00 | 0
2018-01-28 16:00 | 0
2018-01-28 17:00 | 0
2018-01-28 18:00 | 0
2018-01-28 19:00 | 0
2018-01-28 20:00 | 0
2018-01-28 21:00 | 0.30251
2018-01-28 22:00 | 0.3267
2018-01-28 23:00 | 0.3267
2018-01-29 | 0.3267
2018-01-29 01:00 | 0.3267
2018-01-29 02:00 | 0.3267
2018-01-29 03:00 | 0.3267
2018-01-29 04:00 | 0.31019
2018-01-29 05:00 | 0.31019
2018-01-29 06:00 | 0.31019
2018-01-29 07:00 | 0.31019
2018-01-29 08:00 | 0.31019
2018-01-29 09:00 | 0.31019
2018-01-29 10:00 | 0.27648
2018-01-29 11:00 | 0.021261
2018-01-29 12:00 | 0
2018-01-29 13:00 | 0
2018-01-29 14:00 | 0
2018-01-29 15:00 | 0
2018-01-29 16:00 | 0
2018-01-29 17:00 | 0
2018-01-29 18:00 | 0
2018-01-29 19:00 | 0
2018-01-29 20:00 | 0
2018-01-29 21:00 | 0.29737
2018-01-29 22:00 | 0.3267
2018-01-29 23:00 | 0.3267
2018-01-30 | 0.3267
2018-01-30 01:00 | 0.3267
2018-01-30 02:00 | 0.3267
2018-01-30 03:00 | 0.3267
2018-01-30 04:00 | 0.31019
2018-01-30 05:00 | 0.31019
2018-01-30 06:00 | 0.31019
2018-01-30 07:00 | 0.31019
2018-01-30 08:00 | 0.31019
2018-01-30 09:00 | 0.31019
2018-01-30 10:00 | 0.27648
2018-01-30 11:00 | 0.019646
2018-01-30 12:00 | 0
2018-01-30 13:00 | 0
2018-01-30 14:00 | 0
2018-01-30 15:00 | 0
2018-01-30 16:00 | 0
2018-01-30 17:00 | 0
2018-01-30 18:00 | 0
2018-01-30 19:00 | 0
2018-01-30 20:00 | 0
2018-01-30 21:00 | 0.28915
2018-01-30 22:00 | 0.3267
2018-01-30 23:00 | 0.3267
2018-01-31 | 0.3267
2018-01-31 01:00 | 0.3267
2018-01-31 02:00 | 0.3267
2018-01-31 03:00 | 0.3267
2018-01-31 04:00 | 0.31019
2018-01-31 05:00 | 0.31019
2018-01-31 06:00 | 0.31019
2018-01-31 07:00 | 0.31019
2018-01-31 08:00 | 0.31019
2018-01-31 09:00 | 0.31019
2018-01-31 10:00 | 0.27527
2018-01-31 11:00 | 0.018767
2018-01-31 12:00 | 0
2018-01-31 13:00 | 0
2018-01-31 14:00 | 0
2018-01-31 15:00 | 0
2018-01-31 16:00 | 0
2018-01-31 17:00 | 0
2018-01-31 18:00 | 0
2018-01-31 19:00 | 0
2018-01-31 20:00 | 0
2018-01-31 21:00 | 0.26775
2018-01-31 22:00 | 0.3267
2018-01-31 23:00 | 0.3267
2018-02-01 | 0.3267
2018-02-01 01:00 | 0.3267
2018-02-01 02:00 | 0.3267
2018-02-01 03:00 | 0.3267
2018-02-01 04:00 | 0.31019
2018-02-01 05:00 | 0.31019
2018-02-01 06:00 | 0.31019
2018-02-01 07:00 | 0.31019
2018-02-01 08:00 | 0.31019
2018-02-01 09:00 | 0.31019
2018-02-01 10:00 | 0.27527
2018-02-01 11:00 | 0.016234
2018-02-01 12:00 | 0
2018-02-01 13:00 | 0
2018-02-01 14:00 | 0
2018-02-01 15:00 | 0
2018-02-01 16:00 | 0
2018-02-01 17:00 | 0
2018-02-01 18:00 | 0
2018-02-01 19:00 | 0
2018-02-01 20:00 | 0
2018-02-01 21:00 | 0.25991
2018-02-01 22:00 | 0.3267
2018-02-01 23:00 | 0.3267
2018-02-02 | 0.3267
2018-02-02 01:00 | 0.3267
2018-02-02 02:00 | 0.3267
2018-02-02 03:00 | 0.3267
2018-02-02 04:00 | 0.31019
2018-02-02 05:00 | 0.31019
2018-02-02 06:00 | 0.31019
2018-02-02 07:00 | 0.31019
2018-02-02 08:00 | 0.31019
2018-02-02 09:00 | 0.31019
2018-02-02 10:00 | 0.27527
2018-02-02 11:00 | 0.015371
2018-02-02 12:00 | 0
2018-02-02 13:00 | 0
2018-02-02 14:00 | 0
2018-02-02 15:00 | 0
2018-02-02 16:00 | 0
2018-02-02 17:00 | 0
2018-02-02 18:00 | 0
2018-02-02 19:00 | 0
2018-02-02 20:00 | 0
2018-02-02 21:00 | 0.25481
2018-02-02 22:00 | 0.3267
2018-02-02 23:00 | 0.3267
2018-02-03 | 0.3267
2018-02-03 01:00 | 0.3267
2018-02-03 02:00 | 0.3267
2018-02-03 03:00 | 0.3267
2018-02-03 04:00 | 0.31019
2018-02-03 05:00 | 0.31019
2018-02-03 06:00 | 0.31019
2018-02-03 07:00 | 0.31019
2018-02-03 08:00 | 0.31019
2018-02-03 09:00 | 0.31019
2018-02-03 10:00 | 0.27242
2018-02-03 11:00 | 0.015371
2018-02-03 12:00 | 0
2018-02-03 13:00 | 0
2018-02-03 14:00 | 0
2018-02-03 15:00 | 0
2018-02-03 16:00 | 0
2018-02-03 17:00 | 0
2018-02-03 18:00 | 0
2018-02-03 19:00 | 0
2018-02-03 20:00 | 0
2018-02-03 21:00 | 0.25481
2018-02-03 22:00 | 0.3267
2018-02-03 23:00 | 0.3267
2018-02-04 | 0.3267
2018-02-04 01:00 | 0.3267
2018-02-04 02:00 | 0.3267
2018-02-04 03:00 | 0.3267
2018-02-04 04:00 | 0.31019
2018-02-04 05:00 | 0.31019
2018-02-04 06:00 | 0.31019
2018-02-04 07:00 | 0.31019
2018-02-04 08:00 | 0.31019
2018-02-04 09:00 | 0.31019
2018-02-04 10:00 | 0.27228
2018-02-04 11:00 | 0.0088836
2018-02-04 12:00 | 0
2018-02-04 13:00 | 0
2018-02-04 14:00 | 0
2018-02-04 15:00 | 0
2018-02-04 16:00 | 0
2018-02-04 17:00 | 0
2018-02-04 18:00 | 0
2018-02-04 19:00 | 0
2018-02-04 20:00 | 0
2018-02-04 21:00 | 0.2519
2018-02-04 22:00 | 0.3267
2018-02-04 23:00 | 0.3267
2018-02-05 | 0.3267
2018-02-05 01:00 | 0.3267
2018-02-05 02:00 | 0.3267
2018-02-05 03:00 | 0.3267
2018-02-05 04:00 | 0.31019
2018-02-05 05:00 | 0.31019
2018-02-05 06:00 | 0.31019
2018-02-05 07:00 | 0.31019
2018-02-05 08:00 | 0.31019
2018-02-05 09:00 | 0.31019
2018-02-05 10:00 | 0.27228
2018-02-05 11:00 | 0.0049868
2018-02-05 12:00 | 0
2018-02-05 13:00 | 0
2018-02-05 14:00 | 0
2018-02-05 15:00 | 0
2018-02-05 16:00 | 0
2018-02-05 17:00 | 0
2018-02-05 18:00 | 0
2018-02-05 19:00 | 0
2018-02-05 20:00 | 0
2018-02-05 21:00 | 0.24517
2018-02-05 22:00 | 0.3267
2018-02-05 23:00 | 0.3267
2018-02-06 | 0.3267
2018-02-06 01:00 | 0.3267
2018-02-06 02:00 | 0.3267
2018-02-06 03:00 | 0.3267
2018-02-06 04:00 | 0.31019
2018-02-06 05:00 | 0.31019
2018-02-06 06:00 | 0.31019
2018-02-06 07:00 | 0.31019
2018-02-06 08:00 | 0.31019
2018-02-06 09:00 | 0.31019
2018-02-06 10:00 | 0.27133
2018-02-06 11:00 | 0.0017353
2018-02-06 12:00 | 0
2018-02-06 13:00 | 0
2018-02-06 14:00 | 0
2018-02-06 15:00 | 0
2018-02-06 16:00 | 0
2018-02-06 17:00 | 0
2018-02-06 18:00 | 0
2018-02-06 19:00 | 0
2018-02-06 20:00 | 0
2018-02-06 21:00 | 0.23357
2018-02-06 22:00 | 0.3267
2018-02-06 23:00 | 0.3267
2018-02-07 | 0.3267
2018-02-07 01:00 | 0.3267
2018-02-07 02:00 | 0.3267
2018-02-07 03:00 | 0.3267
2018-02-07 04:00 | 0.31019
2018-02-07 05:00 | 0.31019
2018-02-07 06:00 | 0.31019
2018-02-07 07:00 | 0.31019
2018-02-07 08:00 | 0.31019
2018-02-07 09:00 | 0.31019
2018-02-07 10:00 | 0.27133
2018-02-07 11:00 | 0.0017353
2018-02-07 12:00 | 0
2018-02-07 13:00 | 0
2018-02-07 14:00 | 0
2018-02-07 15:00 | 0
2018-02-07 16:00 | 0
2018-02-07 17:00 | 0
2018-02-07 18:00 | 0
2018-02-07 19:00 | 0
2018-02-07 20:00 | 0
2018-02-07 21:00 | 0.23166
2018-02-07 22:00 | 0.3267
2018-02-07 23:00 | 0.3267
2018-02-08 | 0.3267
2018-02-08 01:00 | 0.3267
2018-02-08 02:00 | 0.3267
2018-02-08 03:00 | 0.3267
2018-02-08 04:00 | 0.31019
2018-02-08 05:00 | 0.31019
2018-02-08 06:00 | 0.31019
2018-02-08 07:00 | 0.31019
2018-02-08 08:00 | 0.31019
2018-02-08 09:00 | 0.31019
2018-02-08 10:00 | 0.26302
2018-02-08 11:00 | 0.0017353
2018-02-08 12:00 | 0
2018-02-08 13:00 | 0
2018-02-08 14:00 | 0
2018-02-08 15:00 | 0
2018-02-08 16:00 | 0
2018-02-08 17:00 | 0
2018-02-08 18:00 | 0
2018-02-08 19:00 | 0
2018-02-08 20:00 | 0
2018-02-08 21:00 | 0.22665
2018-02-08 22:00 | 0.3267
2018-02-08 23:00 | 0.3267
2018-02-09 | 0.3267
2018-02-09 01:00 | 0.3267
2018-02-09 02:00 | 0.3267
2018-02-09 03:00 | 0.3267
2018-02-09 04:00 | 0.31019
2018-02-09 05:00 | 0.31019
2018-02-09 06:00 | 0.31019
2018-02-09 07:00 | 0.31019
2018-02-09 08:00 | 0.31019
2018-02-09 09:00 | 0.31019
2018-02-09 10:00 | 0.25117
2018-02-09 11:00 | 0.00085195
2018-02-09 12:00 | 0
2018-02-09 13:00 | 0
2018-02-09 14:00 | 0
2018-02-09 15:00 | 0
2018-02-09 16:00 | 0
2018-02-09 17:00 | 0
2018-02-09 18:00 | 0
2018-02-09 19:00 | 0
2018-02-09 20:00 | 0
2018-02-09 21:00 | 0.22358
2018-02-09 22:00 | 0.3267
2018-02-09 23:00 | 0.3267
2018-02-10 | 0.3267
2018-02-10 01:00 | 0.3267
2018-02-10 02:00 | 0.3267
2018-02-10 03:00 | 0.3267
2018-02-10 04:00 | 0.31019
2018-02-10 05:00 | 0.31019
2018-02-10 06:00 | 0.31019
2018-02-10 07:00 | 0.31019
2018-02-10 08:00 | 0.31019
2018-02-10 09:00 | 0.31019
2018-02-10 10:00 | 0.24502
2018-02-10 11:00 | 0.00037842
2018-02-10 12:00 | 0
2018-02-10 13:00 | 0
2018-02-10 14:00 | 0
2018-02-10 15:00 | 0
2018-02-10 16:00 | 0
2018-02-10 17:00 | 0
2018-02-10 18:00 | 0
2018-02-10 19:00 | 0
2018-02-10 20:00 | 0
2018-02-10 21:00 | 0.22279
2018-02-10 22:00 | 0.3267
2018-02-10 23:00 | 0.3267
2018-02-11 | 0.3267
2018-02-11 01:00 | 0.3267
2018-02-11 02:00 | 0.3267
2018-02-11 03:00 | 0.3267
2018-02-11 04:00 | 0.31019
2018-02-11 05:00 | 0.31019
2018-02-11 06:00 | 0.31019
2018-02-11 07:00 | 0.31019
2018-02-11 08:00 | 0.31019
2018-02-11 09:00 | 0.31019
2018-02-11 10:00 | 0.24502
2018-02-11 11:00 | 0.00037842
2018-02-11 12:00 | 0
2018-02-11 13:00 | 0
2018-02-11 14:00 | 0
2018-02-11 15:00 | 0
2018-02-11 16:00 | 0
2018-02-11 17:00 | 0
2018-02-11 18:00 | 0
2018-02-11 19:00 | 0
2018-02-11 20:00 | 0
2018-02-11 21:00 | 0.2208
2018-02-11 22:00 | 0.3267
2018-02-11 23:00 | 0.3267
2018-02-12 | 0.3267
2018-02-12 01:00 | 0.3267
2018-02-12 02:00 | 0.3267
2018-02-12 03:00 | 0.3267
2018-02-12 04:00 | 0.31019
2018-02-12 05:00 | 0.31019
2018-02-12 06:00 | 0.31019
2018-02-12 07:00 | 0.31019
2018-02-12 08:00 | 0.31019
2018-02-12 09:00 | 0.31019
2018-02-12 10:00 | 0.23778
2018-02-12 11:00 | 0.00037842
2018-02-12 12:00 | 0
2018-02-12 13:00 | 0
2018-02-12 14:00 | 0
2018-02-12 15:00 | 0
2018-02-12 16:00 | 0
2018-02-12 17:00 | 0
2018-02-12 18:00 | 0
2018-02-12 19:00 | 0
2018-02-12 20:00 | 0
2018-02-12 21:00 | 0.21765
2018-02-12 22:00 | 0.3267
2018-02-12 23:00 | 0.3267
2018-02-13 | 0.3267
2018-02-13 01:00 | 0.3267
2018-02-13 02:00 | 0.3267
2018-02-13 03:00 | 0.3267
2018-02-13 04:00 | 0.31019
2018-02-13 05:00 | 0.31019
2018-02-13 06:00 | 0.31019
2018-02-13 07:00 | 0.31019
2018-02-13 08:00 | 0.31019
2018-02-13 09:00 | 0.31019
2018-02-13 10:00 | 0.23663
2018-02-13 11:00 | 0.00034293
2018-02-13 12:00 | 0
2018-02-13 13:00 | 0
2018-02-13 14:00 | 0
2018-02-13 15:00 | 0
2018-02-13 16:00 | 0
2018-02-13 17:00 | 0
2018-02-13 18:00 | 0
2018-02-13 19:00 | 0
2018-02-13 20:00 | 0
2018-02-13 21:00 | 0.21385
2018-02-13 22:00 | 0.3267
2018-02-13 23:00 | 0.3267
2018-02-14 | 0.3267
2018-02-14 01:00 | 0.3267
2018-02-14 02:00 | 0.3267
2018-02-14 03:00 | 0.3267
2018-02-14 04:00 | 0.31019
2018-02-14 05:00 | 0.31019
2018-02-14 06:00 | 0.31019
2018-02-14 07:00 | 0.31019
2018-02-14 08:00 | 0.31019
2018-02-14 09:00 | 0.31019
2018-02-14 10:00 | 0.21448
2018-02-14 11:00 | 0.00034293
2018-02-14 12:00 | 0
2018-02-14 13:00 | 0
2018-02-14 14:00 | 0
2018-02-14 15:00 | 0
2018-02-14 16:00 | 0
2018-02-14 17:00 | 0
2018-02-14 18:00 | 0
2018-02-14 19:00 | 0
2018-02-14 20:00 | 0
2018-02-14 21:00 | 0.21338
2018-02-14 22:00 | 0.3267
2018-02-14 23:00 | 0.3267
2018-02-15 | 0.3267
2018-02-15 01:00 | 0.3267
2018-02-15 02:00 | 0.3267
2018-02-15 03:00 | 0.3267
2018-02-15 04:00 | 0.31019
2018-02-15 05:00 | 0.31019
2018-02-15 06:00 | 0.31019
2018-02-15 07:00 | 0.31019
2018-02-15 08:00 | 0.31019
2018-02-15 09:00 | 0.31019
2018-02-15 10:00 | 0.21448
2018-02-15 11:00 | 0.00034293
2018-02-15 12:00 | 0
2018-02-15 13:00 | 0
2018-02-15 14:00 | 0
2018-02-15 15:00 | 0
2018-02-15 16:00 | 0
2018-02-15 17:00 | 0
2018-02-15 18:00 | 0
2018-02-15 19:00 | 0
2018-02-15 20:00 | 0
2018-02-15 21:00 | 0.1856
2018-02-15 22:00 | 0.3267
2018-02-15 23:00 | 0.3267
2018-02-16 | 0.3267
2018-02-16 01:00 | 0.3267
2018-02-16 02:00 | 0.3267
2018-02-16 03:00 | 0.3267
2018-02-16 04:00 | 0.31019
2018-02-16 05:00 | 0.31019
2018-02-16 06:00 | 0.31019
2018-02-16 07:00 | 0.31019
2018-02-16 08:00 | 0.31019
2018-02-16 09:00 | 0.31019
2018-02-16 10:00 | 0.20984
2018-02-16 11:00 | 0.00034293
2018-02-16 12:00 | 0
2018-02-16 13:00 | 0
2018-02-16 14:00 | 0
2018-02-16 15:00 | 0
2018-02-16 16:00 | 0
2018-02-16 17:00 | 0
2018-02-16 18:00 | 0
2018-02-16 19:00 | 0
2018-02-16 20:00 | 0
2018-02-16 21:00 | 0.18518
2018-02-16 22:00 | 0.3267
2018-02-16 23:00 | 0.3267
2018-02-17 | 0.3267
2018-02-17 01:00 | 0.3267
2018-02-17 02:00 | 0.3267
2018-02-17 03:00 | 0.3267
2018-02-17 04:00 | 0.31019
2018-02-17 05:00 | 0.31019
2018-02-17 06:00 | 0.31019
2018-02-17 07:00 | 0.31019
2018-02-17 08:00 | 0.31019
2018-02-17 09:00 | 0.31019
2018-02-17 10:00 | 0.20863
2018-02-17 11:00 | 0
2018-02-17 12:00 | 0
2018-02-17 13:00 | 0
2018-02-17 14:00 | 0
2018-02-17 15:00 | 0
2018-02-17 16:00 | 0
2018-02-17 17:00 | 0
2018-02-17 18:00 | 0
2018-02-17 19:00 | 0
2018-02-17 20:00 | 0
2018-02-17 21:00 | 0.17036
2018-02-17 22:00 | 0.3267
2018-02-17 23:00 | 0.3267
2018-02-18 | 0.3267
2018-02-18 01:00 | 0.3267
2018-02-18 02:00 | 0.3267
2018-02-18 03:00 | 0.3267
2018-02-18 04:00 | 0.31019
2018-02-18 05:00 | 0.31019
2018-02-18 06:00 | 0.31019
2018-02-18 07:00 | 0.31019
2018-02-18 08:00 | 0.31019
2018-02-18 09:00 | 0.31019
2018-02-18 10:00 | 0.19934
2018-02-18 11:00 | 0
2018-02-18 12:00 | 0
2018-02-18 13:00 | 0
2018-02-18 14:00 | 0
2018-02-18 15:00 | 0
2018-02-18 16:00 | 0
2018-02-18 17:00 | 0
2018-02-18 18:00 | 0
2018-02-18 19:00 | 0
2018-02-18 20:00 | 0
2018-02-18 21:00 | 0.16498
2018-02-18 22:00 | 0.3267
2018-02-18 23:00 | 0.3267
2018-02-19 | 0.3267
2018-02-19 01:00 | 0.3267
2018-02-19 02:00 | 0.3267
2018-02-19 03:00 | 0.3267
2018-02-19 04:00 | 0.31019
2018-02-19 05:00 | 0.31019
2018-02-19 06:00 | 0.31019
2018-02-19 07:00 | 0.31019
2018-02-19 08:00 | 0.31019
2018-02-19 09:00 | 0.31019
2018-02-19 10:00 | 0.19297
2018-02-19 11:00 | 0
2018-02-19 12:00 | 0
2018-02-19 13:00 | 0
2018-02-19 14:00 | 0
2018-02-19 15:00 | 0
2018-02-19 16:00 | 0
2018-02-19 17:00 | 0
2018-02-19 18:00 | 0
2018-02-19 19:00 | 0
2018-02-19 20:00 | 0
2018-02-19 21:00 | 0.16201
2018-02-19 22:00 | 0.3267
2018-02-19 23:00 | 0.3267
2018-02-20 | 0.3267
2018-02-20 01:00 | 0.3267
2018-02-20 02:00 | 0.3267
2018-02-20 03:00 | 0.3267
2018-02-20 04:00 | 0.31019
2018-02-20 05:00 | 0.31019
2018-02-20 06:00 | 0.31019
2018-02-20 07:00 | 0.31019
2018-02-20 08:00 | 0.31019
2018-02-20 09:00 | 0.31019
2018-02-20 10:00 | 0.19139
2018-02-20 11:00 | 0
2018-02-20 12:00 | 0
2018-02-20 13:00 | 0
2018-02-20 14:00 | 0
2018-02-20 15:00 | 0
2018-02-20 16:00 | 0
2018-02-20 17:00 | 0
2018-02-20 18:00 | 0
2018-02-20 19:00 | 0
2018-02-20 20:00 | 0
2018-02-20 21:00 | 0.16118
2018-02-20 22:00 | 0.3267
2018-02-20 23:00 | 0.3267
2018-02-21 | 0.3267
2018-02-21 01:00 | 0.3267
2018-02-21 02:00 | 0.3267
2018-02-21 03:00 | 0.3267
2018-02-21 04:00 | 0.31019
2018-02-21 05:00 | 0.31019
2018-02-21 06:00 | 0.31019
2018-02-21 07:00 | 0.31019
2018-02-21 08:00 | 0.31019
2018-02-21 09:00 | 0.31019
2018-02-21 10:00 | 0.19042
2018-02-21 11:00 | 0
2018-02-21 12:00 | 0
2018-02-21 13:00 | 0
2018-02-21 14:00 | 0
2018-02-21 15:00 | 0
2018-02-21 16:00 | 0
2018-02-21 17:00 | 0
2018-02-21 18:00 | 0
2018-02-21 19:00 | 0
2018-02-21 20:00 | 0
2018-02-21 21:00 | 0.15058
2018-02-21 22:00 | 0.3267
2018-02-21 23:00 | 0.3267
2018-02-22 | 0.3267
2018-02-22 01:00 | 0.3267
2018-02-22 02:00 | 0.3267
2018-02-22 03:00 | 0.3267
2018-02-22 04:00 | 0.31019
2018-02-22 05:00 | 0.31019
2018-02-22 06:00 | 0.31019
2018-02-22 07:00 | 0.31019
2018-02-22 08:00 | 0.31019
2018-02-22 09:00 | 0.31019
2018-02-22 10:00 | 0.18736
2018-02-22 11:00 | 0
2018-02-22 12:00 | 0
2018-02-22 13:00 | 0
2018-02-22 14:00 | 0
2018-02-22 15:00 | 0
2018-02-22 16:00 | 0
2018-02-22 17:00 | 0
2018-02-22 18:00 | 0
2018-02-22 19:00 | 0
2018-02-22 20:00 | 0
2018-02-22 21:00 | 0.14389
2018-02-22 22:00 | 0.3267
2018-02-22 23:00 | 0.3267
2018-02-23 | 0.3267
2018-02-23 01:00 | 0.3267
2018-02-23 02:00 | 0.3267
2018-02-23 03:00 | 0.3267
2018-02-23 04:00 | 0.31019
2018-02-23 05:00 | 0.31019
2018-02-23 06:00 | 0.31019
2018-02-23 07:00 | 0.31019
2018-02-23 08:00 | 0.31019
2018-02-23 09:00 | 0.31019
2018-02-23 10:00 | 0.16949
2018-02-23 11:00 | 0
2018-02-23 12:00 | 0
2018-02-23 13:00 | 0
2018-02-23 14:00 | 0
2018-02-23 15:00 | 0
2018-02-23 16:00 | 0
2018-02-23 17:00 | 0
2018-02-23 18:00 | 0
2018-02-23 19:00 | 0
2018-02-23 20:00 | 0
2018-02-23 21:00 | 0.14219
2018-02-23 22:00 | 0.3267
2018-02-23 23:00 | 0.3267
2018-02-24 | 0.3267
2018-02-24 01:00 | 0.3267
2018-02-24 02:00 | 0.3267
2018-02-24 03:00 | 0.3267
2018-02-24 04:00 | 0.31019
2018-02-24 05:00 | 0.31019
2018-02-24 06:00 | 0.31019
2018-02-24 07:00 | 0.31019
2018-02-24 08:00 | 0.31019
2018-02-24 09:00 | 0.31019
2018-02-24 10:00 | 0.16369
2018-02-24 11:00 | 0
2018-02-24 12:00 | 0
2018-02-24 13:00 | 0
2018-02-24 14:00 | 0
2018-02-24 15:00 | 0
2018-02-24 16:00 | 0
2018-02-24 17:00 | 0
2018-02-24 18:00 | 0
2018-02-24 19:00 | 0
2018-02-24 20:00 | 0
2018-02-24 21:00 | 0.14111
2018-02-24 22:00 | 0.3267
2018-02-24 23:00 | 0.3267
2018-02-25 | 0.3267
2018-02-25 01:00 | 0.3267
2018-02-25 02:00 | 0.3267
2018-02-25 03:00 | 0.3267
2018-02-25 04:00 | 0.31019
2018-02-25 05:00 | 0.31019
2018-02-25 06:00 | 0.31019
2018-02-25 07:00 | 0.31019
2018-02-25 08:00 | 0.31019
2018-02-25 09:00 | 0.31019
2018-02-25 10:00 | 0.16254
2018-02-25 11:00 | 0
2018-02-25 12:00 | 0
2018-02-25 13:00 | 0
2018-02-25 14:00 | 0
2018-02-25 15:00 | 0
2018-02-25 16:00 | 0
2018-02-25 17:00 | 0
2018-02-25 18:00 | 0
2018-02-25 19:00 | 0
2018-02-25 20:00 | 0
2018-02-25 21:00 | 0.13947
2018-02-25 22:00 | 0.3267
2018-02-25 23:00 | 0.3267
2018-02-26 | 0.3267
2018-02-26 01:00 | 0.3267
2018-02-26 02:00 | 0.3267
2018-02-26 03:00 | 0.3267
2018-02-26 04:00 | 0.31019
2018-02-26 05:00 | 0.31019
2018-02-26 06:00 | 0.31019
2018-02-26 07:00 | 0.31019
2018-02-26 08:00 | 0.31019
2018-02-26 09:00 | 0.31019
2018-02-26 10:00 | 0.15368
2018-02-26 11:00 | 0
2018-02-26 12:00 | 0
2018-02-26 13:00 | 0
2018-02-26 14:00 | 0
2018-02-26 15:00 | 0
2018-02-26 16:00 | 0
2018-02-26 17:00 | 0
2018-02-26 18:00 | 0
2018-02-26 19:00 | 0
2018-02-26 20:00 | 0
2018-02-26 21:00 | 0.13947
2018-02-26 22:00 | 0.3267
2018-02-26 23:00 | 0.3267
2018-02-27 | 0.3267
2018-02-27 01:00 | 0.3267
2018-02-27 02:00 | 0.3267
2018-02-27 03:00 | 0.3267
2018-02-27 04:00 | 0.31019
2018-02-27 05:00 | 0.31019
2018-02-27 06:00 | 0.31019
2018-02-27 07:00 | 0.31019
2018-02-27 08:00 | 0.31019
2018-02-27 09:00 | 0.31019
2018-02-27 10:00 | 0.13004
2018-02-27 11:00 | 0
2018-02-27 12:00 | 0
2018-02-27 13:00 | 0
2018-02-27 14:00 | 0
2018-02-27 15:00 | 0
2018-02-27 16:00 | 0
2018-02-27 17:00 | 0
2018-02-27 18:00 | 0
2018-02-27 19:00 | 0
2018-02-27 20:00 | 0
2018-02-27 21:00 | 0.13598
2018-02-27 22:00 | 0.3267
2018-02-27 23:00 | 0.3267
2018-02-28 | 0.3267
2018-02-28 01:00 | 0.3267
2018-02-28 02:00 | 0.3267
2018-02-28 03:00 | 0.3267
2018-02-28 04:00 | 0.31019
2018-02-28 05:00 | 0.31019
2018-02-28 06:00 | 0.31019
2018-02-28 07:00 | 0.31019
2018-02-28 08:00 | 0.31019
2018-02-28 09:00 | 0.31019
2018-02-28 10:00 | 0.12849
2018-02-28 11:00 | 0
2018-02-28 12:00 | 0
2018-02-28 13:00 | 0
2018-02-28 14:00 | 0
2018-02-28 15:00 | 0
2018-02-28 16:00 | 0
2018-02-28 17:00 | 0
2018-02-28 18:00 | 0
2018-02-28 19:00 | 0
2018-02-28 20:00 | 0
2018-02-28 21:00 | 0.13128
2018-02-28 22:00 | 0.3267
2018-02-28 23:00 | 0.3267
2018-03-01 | 0.3267
2018-03-01 01:00 | 0.3267
2018-03-01 02:00 | 0.3267
2018-03-01 03:00 | 0.3267
2018-03-01 04:00 | 0.31019
2018-03-01 05:00 | 0.31019
2018-03-01 06:00 | 0.31019
2018-03-01 07:00 | 0.31019
2018-03-01 08:00 | 0.31019
2018-03-01 09:00 | 0.31019
2018-03-01 10:00 | 0.12538
2018-03-01 11:00 | 0
2018-03-01 12:00 | 0
2018-03-01 13:00 | 0
2018-03-01 14:00 | 0
2018-03-01 15:00 | 0
2018-03-01 16:00 | 0
2018-03-01 17:00 | 0
2018-03-01 18:00 | 0
2018-03-01 19:00 | 0
2018-03-01 20:00 | 0
2018-03-01 21:00 | 0.13128
2018-03-01 22:00 | 0.3267
2018-03-01 23:00 | 0.3267
2018-03-02 | 0.3267
2018-03-02 01:00 | 0.3267
2018-03-02 02:00 | 0.3267
2018-03-02 03:00 | 0.3267
2018-03-02 04:00 | 0.31019
2018-03-02 05:00 | 0.31019
2018-03-02 06:00 | 0.31019
2018-03-02 07:00 | 0.31019
2018-03-02 08:00 | 0.31019
2018-03-02 09:00 | 0.31019
2018-03-02 10:00 | 0.11563
2018-03-02 11:00 | 0
2018-03-02 12:00 | 0
2018-03-02 13:00 | 0
2018-03-02 14:00 | 0
2018-03-02 15:00 | 0
2018-03-02 16:00 | 0
2018-03-02 17:00 | 0
2018-03-02 18:00 | 0
2018-03-02 19:00 | 0
2018-03-02 20:00 | 0
2018-03-02 21:00 | 0.13128
2018-03-02 22:00 | 0.3267
2018-03-02 23:00 | 0.3267
2018-03-03 | 0.3267
2018-03-03 01:00 | 0.3267
2018-03-03 02:00 | 0.3267
2018-03-03 03:00 | 0.3267
2018-03-03 04:00 | 0.31019
2018-03-03 05:00 | 0.31019
2018-03-03 06:00 | 0.31019
2018-03-03 07:00 | 0.31019
2018-03-03 08:00 | 0.31019
2018-03-03 09:00 | 0.31019
2018-03-03 10:00 | 0.11067
2018-03-03 11:00 | 0
2018-03-03 12:00 | 0
2018-03-03 13:00 | 0
2018-03-03 14:00 | 0
2018-03-03 15:00 | 0
2018-03-03 16:00 | 0
2018-03-03 17:00 | 0
2018-03-03 18:00 | 0
2018-03-03 19:00 | 0
2018-03-03 20:00 | 0
2018-03-03 21:00 | 0.10986
2018-03-03 22:00 | 0.3267
2018-03-03 23:00 | 0.3267
2018-03-04 | 0.3267
2018-03-04 01:00 | 0.3267
2018-03-04 02:00 | 0.3267
2018-03-04 03:00 | 0.3267
2018-03-04 04:00 | 0.31019
2018-03-04 05:00 | 0.31019
2018-03-04 06:00 | 0.31019
2018-03-04 07:00 | 0.31019
2018-03-04 08:00 | 0.31019
2018-03-04 09:00 | 0.31019
2018-03-04 10:00 | 0.10836
2018-03-04 11:00 | 0
2018-03-04 12:00 | 0
2018-03-04 13:00 | 0
2018-03-04 14:00 | 0
2018-03-04 15:00 | 0
2018-03-04 16:00 | 0
2018-03-04 17:00 | 0
2018-03-04 18:00 | 0
2018-03-04 19:00 | 0
2018-03-04 20:00 | 0
2018-03-04 21:00 | 0.10115
2018-03-04 22:00 | 0.3267
2018-03-04 23:00 | 0.3267
2018-03-05 | 0.3267
2018-03-05 01:00 | 0.3267
2018-03-05 02:00 | 0.3267
2018-03-05 03:00 | 0.3267
2018-03-05 04:00 | 0.31019
2018-03-05 05:00 | 0.31019
2018-03-05 06:00 | 0.31019
2018-03-05 07:00 | 0.31019
2018-03-05 08:00 | 0.31019
2018-03-05 09:00 | 0.31019
2018-03-05 10:00 | 0.10604
2018-03-05 11:00 | 0
2018-03-05 12:00 | 0
2018-03-05 13:00 | 0
2018-03-05 14:00 | 0
2018-03-05 15:00 | 0
2018-03-05 16:00 | 0
2018-03-05 17:00 | 0
2018-03-05 18:00 | 0
2018-03-05 19:00 | 0
2018-03-05 20:00 | 0
2018-03-05 21:00 | 0.094282
2018-03-05 22:00 | 0.3267
2018-03-05 23:00 | 0.3267
2018-03-06 | 0.3267
2018-03-06 01:00 | 0.3267
2018-03-06 02:00 | 0.3267
2018-03-06 03:00 | 0.3267
2018-03-06 04:00 | 0.31019
2018-03-06 05:00 | 0.31019
2018-03-06 06:00 | 0.31019
2018-03-06 07:00 | 0.31019
2018-03-06 08:00 | 0.31019
2018-03-06 09:00 | 0.31019
2018-03-06 10:00 | 0.10526
2018-03-06 11:00 | 0
2018-03-06 12:00 | 0
2018-03-06 13:00 | 0
2018-03-06 14:00 | 0
2018-03-06 15:00 | 0
2018-03-06 16:00 | 0
2018-03-06 17:00 | 0
2018-03-06 18:00 | 0
2018-03-06 19:00 | 0
2018-03-06 20:00 | 0
2018-03-06 21:00 | 0.078991
2018-03-06 22:00 | 0.3267
2018-03-06 23:00 | 0.3267
2018-03-07 | 0.3267
2018-03-07 01:00 | 0.3267
2018-03-07 02:00 | 0.3267
2018-03-07 03:00 | 0.3267
2018-03-07 04:00 | 0.31019
2018-03-07 05:00 | 0.31019
2018-03-07 06:00 | 0.31019
2018-03-07 07:00 | 0.31019
2018-03-07 08:00 | 0.31019
2018-03-07 09:00 | 0.31019
2018-03-07 10:00 | 0.094006
2018-03-07 11:00 | 0
2018-03-07 12:00 | 0
2018-03-07 13:00 | 0
2018-03-07 14:00 | 0
2018-03-07 15:00 | 0
2018-03-07 16:00 | 0
2018-03-07 17:00 | 0
2018-03-07 18:00 | 0
2018-03-07 19:00 | 0
2018-03-07 20:00 | 0
2018-03-07 21:00 | 0.078991
2018-03-07 22:00 | 0.3267
2018-03-07 23:00 | 0.3267
2018-03-08 | 0.3267
2018-03-08 01:00 | 0.3267
2018-03-08 02:00 | 0.3267
2018-03-08 03:00 | 0.3267
2018-03-08 04:00 | 0.31019
2018-03-08 05:00 | 0.31019
2018-03-08 06:00 | 0.31019
2018-03-08 07:00 | 0.31019
2018-03-08 08:00 | 0.31019
2018-03-08 09:00 | 0.31019
2018-03-08 10:00 | 0.080862
2018-03-08 11:00 | 0
2018-03-08 12:00 | 0
2018-03-08 13:00 | 0
2018-03-08 14:00 | 0
2018-03-08 15:00 | 0
2018-03-08 16:00 | 0
2018-03-08 17:00 | 0
2018-03-08 18:00 | 0
2018-03-08 19:00 | 0
2018-03-08 20:00 | 0
2018-03-08 21:00 | 0.074897
2018-03-08 22:00 | 0.3267
2018-03-08 23:00 | 0.3267
2018-03-09 | 0.3267
2018-03-09 01:00 | 0.3267
2018-03-09 02:00 | 0.3267
2018-03-09 03:00 | 0.3267
2018-03-09 04:00 | 0.31019
2018-03-09 05:00 | 0.31019
2018-03-09 06:00 | 0.31019
2018-03-09 07:00 | 0.31019
2018-03-09 08:00 | 0.31019
2018-03-09 09:00 | 0.31019
2018-03-09 10:00 | 0.078043
2018-03-09 11:00 | 0
2018-03-09 12:00 | 0
2018-03-09 13:00 | 0
2018-03-09 14:00 | 0
2018-03-09 15:00 | 0
2018-03-09 16:00 | 0
2018-03-09 17:00 | 0
2018-03-09 18:00 | 0
2018-03-09 19:00 | 0
2018-03-09 20:00 | 0
2018-03-09 21:00 | 0.07292
2018-03-09 22:00 | 0.3267
2018-03-09 23:00 | 0.3267
2018-03-10 | 0.3267
2018-03-10 01:00 | 0.3267
2018-03-10 02:00 | 0.3267
2018-03-10 03:00 | 0.3267
2018-03-10 04:00 | 0.31019
2018-03-10 05:00 | 0.31019
2018-03-10 06:00 | 0.31019
2018-03-10 07:00 | 0.31019
2018-03-10 08:00 | 0.31019
2018-03-10 09:00 | 0.31019
2018-03-10 10:00 | 0.068829
2018-03-10 11:00 | 0
2018-03-10 12:00 | 0
2018-03-10 13:00 | 0
2018-03-10 14:00 | 0
2018-03-10 15:00 | 0
2018-03-10 16:00 | 0
2018-03-10 17:00 | 0
2018-03-10 18:00 | 0
2018-03-10 19:00 | 0
2018-03-10 20:00 | 0
2018-03-10 21:00 | 0.060519
2018-03-10 22:00 | 0.3267
2018-03-10 23:00 | 0.3267
2018-03-11 | 0.3267
2018-03-11 01:00 | 0.3267
2018-03-11 02:00 | 0.3267
2018-03-11 03:00 | 0.3267
2018-03-11 04:00 | 0.31019
2018-03-11 05:00 | 0.31019
2018-03-11 06:00 | 0.31019
2018-03-11 07:00 | 0.31019
2018-03-11 08:00 | 0.31019
2018-03-11 09:00 | 0.3267
2018-03-11 10:00 | 0.042638
2018-03-11 11:00 | 0
2018-03-11 12:00 | 0
2018-03-11 13:00 | 0
2018-03-11 14:00 | 0
2018-03-11 15:00 | 0
2018-03-11 16:00 | 0
2018-03-11 17:00 | 0
2018-03-11 18:00 | 0
2018-03-11 19:00 | 0
2018-03-11 20:00 | 0
2018-03-11 21:00 | 0.058977
2018-03-11 22:00 | 0.3267
2018-03-11 23:00 | 0.3267
2018-03-12 | 0.3267
2018-03-12 01:00 | 0.3267
2018-03-12 02:00 | 0.3267
2018-03-12 03:00 | 0.31019
2018-03-12 04:00 | 0.31019
2018-03-12 05:00 | 0.31019
2018-03-12 06:00 | 0.31019
2018-03-12 07:00 | 0.31019
2018-03-12 08:00 | 0.31019
2018-03-12 09:00 | 0.3267
2018-03-12 10:00 | 0.037058
2018-03-12 11:00 | 0
2018-03-12 12:00 | 0
2018-03-12 13:00 | 0
2018-03-12 14:00 | 0
2018-03-12 15:00 | 0
2018-03-12 16:00 | 0
2018-03-12 17:00 | 0
2018-03-12 18:00 | 0
2018-03-12 19:00 | 0
2018-03-12 20:00 | 0
2018-03-12 21:00 | 0.058977
2018-03-12 22:00 | 0.3267
2018-03-12 23:00 | 0.3267
2018-03-13 | 0.3267
2018-03-13 01:00 | 0.3267
2018-03-13 02:00 | 0.3267
2018-03-13 03:00 | 0.31019
2018-03-13 04:00 | 0.31019
2018-03-13 05:00 | 0.31019
2018-03-13 06:00 | 0.31019
2018-03-13 07:00 | 0.31019
2018-03-13 08:00 | 0.31019
2018-03-13 09:00 | 0.3267
2018-03-13 10:00 | 0.031777
2018-03-13 11:00 | 0
2018-03-13 12:00 | 0
2018-03-13 13:00 | 0
2018-03-13 14:00 | 0
2018-03-13 15:00 | 0
2018-03-13 16:00 | 0
2018-03-13 17:00 | 0
2018-03-13 18:00 | 0
2018-03-13 19:00 | 0
2018-03-13 20:00 | 0
2018-03-13 21:00 | 0.058121
2018-03-13 22:00 | 0.32636
2018-03-13 23:00 | 0.3267
2018-03-14 | 0.3267
2018-03-14 01:00 | 0.3267
2018-03-14 02:00 | 0.3267
2018-03-14 03:00 | 0.31019
2018-03-14 04:00 | 0.31019
2018-03-14 05:00 | 0.31019
2018-03-14 06:00 | 0.31019
2018-03-14 07:00 | 0.31019
2018-03-14 08:00 | 0.31019
2018-03-14 09:00 | 0.3263
2018-03-14 10:00 | 0.028005
2018-03-14 11:00 | 0
2018-03-14 12:00 | 0
2018-03-14 13:00 | 0
2018-03-14 14:00 | 0
2018-03-14 15:00 | 0
2018-03-14 16:00 | 0
2018-03-14 17:00 | 0
2018-03-14 18:00 | 0
2018-03-14 19:00 | 0
2018-03-14 20:00 | 0
2018-03-14 21:00 | 0.057652
2018-03-14 22:00 | 0.32636
2018-03-14 23:00 | 0.3267
2018-03-15 | 0.3267
2018-03-15 01:00 | 0.3267
2018-03-15 02:00 | 0.3267
2018-03-15 03:00 | 0.31019
2018-03-15 04:00 | 0.31019
2018-03-15 05:00 | 0.31019
2018-03-15 06:00 | 0.31019
2018-03-15 07:00 | 0.31019
2018-03-15 08:00 | 0.31019
2018-03-15 09:00 | 0.3263
2018-03-15 10:00 | 0.027053
2018-03-15 11:00 | 0
2018-03-15 12:00 | 0
2018-03-15 13:00 | 0
2018-03-15 14:00 | 0
2018-03-15 15:00 | 0
2018-03-15 16:00 | 0
2018-03-15 17:00 | 0
2018-03-15 18:00 | 0
2018-03-15 19:00 | 0
2018-03-15 20:00 | 0
2018-03-15 21:00 | 0.054964
2018-03-15 22:00 | 0.32636
2018-03-15 23:00 | 0.3267
2018-03-16 | 0.3267
2018-03-16 01:00 | 0.3267
2018-03-16 02:00 | 0.3267
2018-03-16 03:00 | 0.31019
2018-03-16 04:00 | 0.31019
2018-03-16 05:00 | 0.31019
2018-03-16 06:00 | 0.31019
2018-03-16 07:00 | 0.31019
2018-03-16 08:00 | 0.31019
2018-03-16 09:00 | 0.3263
2018-03-16 10:00 | 0.024374
2018-03-16 11:00 | 0
2018-03-16 12:00 | 0
2018-03-16 13:00 | 0
2018-03-16 14:00 | 0
2018-03-16 15:00 | 0
2018-03-16 16:00 | 0
2018-03-16 17:00 | 0
2018-03-16 18:00 | 0
2018-03-16 19:00 | 0
2018-03-16 20:00 | 0
2018-03-16 21:00 | 0.054013
2018-03-16 22:00 | 0.32636
2018-03-16 23:00 | 0.3267
2018-03-17 | 0.3267
2018-03-17 01:00 | 0.3267
2018-03-17 02:00 | 0.3267
2018-03-17 03:00 | 0.31019
2018-03-17 04:00 | 0.31019
2018-03-17 05:00 | 0.31019
2018-03-17 06:00 | 0.31019
2018-03-17 07:00 | 0.31019
2018-03-17 08:00 | 0.31019
2018-03-17 09:00 | 0.3263
2018-03-17 10:00 | 0.023521
2018-03-17 11:00 | 0
2018-03-17 12:00 | 0
2018-03-17 13:00 | 0
2018-03-17 14:00 | 0
2018-03-17 15:00 | 0
2018-03-17 16:00 | 0
2018-03-17 17:00 | 0
2018-03-17 18:00 | 0
2018-03-17 19:00 | 0
2018-03-17 20:00 | 0
2018-03-17 21:00 | 0.049952
2018-03-17 22:00 | 0.32636
2018-03-17 23:00 | 0.3267
2018-03-18 | 0.3267
2018-03-18 01:00 | 0.3267
2018-03-18 02:00 | 0.3267
2018-03-18 03:00 | 0.31019
2018-03-18 04:00 | 0.31019
2018-03-18 05:00 | 0.31019
2018-03-18 06:00 | 0.31019
2018-03-18 07:00 | 0.31019
2018-03-18 08:00 | 0.31019
2018-03-18 09:00 | 0.31713
2018-03-18 10:00 | 0.020882
2018-03-18 11:00 | 0
2018-03-18 12:00 | 0
2018-03-18 13:00 | 0
2018-03-18 14:00 | 0
2018-03-18 15:00 | 0
2018-03-18 16:00 | 0
2018-03-18 17:00 | 0
2018-03-18 18:00 | 0
2018-03-18 19:00 | 0
2018-03-18 20:00 | 0
2018-03-18 21:00 | 0.049952
2018-03-18 22:00 | 0.32547
2018-03-18 23:00 | 0.3267
2018-03-19 | 0.3267
2018-03-19 01:00 | 0.3267
2018-03-19 02:00 | 0.3267
2018-03-19 03:00 | 0.31019
2018-03-19 04:00 | 0.31019
2018-03-19 05:00 | 0.31019
2018-03-19 06:00 | 0.31019
2018-03-19 07:00 | 0.31019
2018-03-19 08:00 | 0.31019
2018-03-19 09:00 | 0.30976
2018-03-19 10:00 | 0.018328
2018-03-19 11:00 | 0
2018-03-19 12:00 | 0
2018-03-19 13:00 | 0
2018-03-19 14:00 | 0
2018-03-19 15:00 | 0
2018-03-19 16:00 | 0
2018-03-19 17:00 | 0
2018-03-19 18:00 | 0
2018-03-19 19:00 | 0
2018-03-19 20:00 | 0
2018-03-19 21:00 | 0.049952
2018-03-19 22:00 | 0.32396
2018-03-19 23:00 | 0.3267
2018-03-20 | 0.3267
2018-03-20 01:00 | 0.3267
2018-03-20 02:00 | 0.3267
2018-03-20 03:00 | 0.31019
2018-03-20 04:00 | 0.31019
2018-03-20 05:00 | 0.31019
2018-03-20 06:00 | 0.31019
2018-03-20 07:00 | 0.31019
2018-03-20 08:00 | 0.31019
2018-03-20 09:00 | 0.30466
2018-03-20 10:00 | 0.016351
2018-03-20 11:00 | 0
2018-03-20 12:00 | 0
2018-03-20 13:00 | 0
2018-03-20 14:00 | 0
2018-03-20 15:00 | 0
2018-03-20 16:00 | 0
2018-03-20 17:00 | 0
2018-03-20 18:00 | 0
2018-03-20 19:00 | 0
2018-03-20 20:00 | 0
2018-03-20 21:00 | 0.049952
2018-03-20 22:00 | 0.32136
2018-03-20 23:00 | 0.3267
2018-03-21 | 0.3267
2018-03-21 01:00 | 0.3267
2018-03-21 02:00 | 0.3267
2018-03-21 03:00 | 0.31019
2018-03-21 04:00 | 0.31019
2018-03-21 05:00 | 0.31019
2018-03-21 06:00 | 0.31019
2018-03-21 07:00 | 0.31019
2018-03-21 08:00 | 0.31019
2018-03-21 09:00 | 0.29742
2018-03-21 10:00 | 0.010779
2018-03-21 11:00 | 0
2018-03-21 12:00 | 0
2018-03-21 13:00 | 0
2018-03-21 14:00 | 0
2018-03-21 15:00 | 0
2018-03-21 16:00 | 0
2018-03-21 17:00 | 0
2018-03-21 18:00 | 0
2018-03-21 19:00 | 0
2018-03-21 20:00 | 0
2018-03-21 21:00 | 0.029276
2018-03-21 22:00 | 0.31592
2018-03-21 23:00 | 0.3267
2018-03-22 | 0.3267
2018-03-22 01:00 | 0.3267
2018-03-22 02:00 | 0.3267
2018-03-22 03:00 | 0.31019
2018-03-22 04:00 | 0.31019
2018-03-22 05:00 | 0.31019
2018-03-22 06:00 | 0.31019
2018-03-22 07:00 | 0.31019
2018-03-22 08:00 | 0.31019
2018-03-22 09:00 | 0.27675
2018-03-22 10:00 | 0.0038408
2018-03-22 11:00 | 0
2018-03-22 12:00 | 0
2018-03-22 13:00 | 0
2018-03-22 14:00 | 0
2018-03-22 15:00 | 0
2018-03-22 16:00 | 0
2018-03-22 17:00 | 0
2018-03-22 18:00 | 0
2018-03-22 19:00 | 0
2018-03-22 20:00 | 0
2018-03-22 21:00 | 0.022038
2018-03-22 22:00 | 0.31529
2018-03-22 23:00 | 0.3267
2018-03-23 | 0.3267
2018-03-23 01:00 | 0.3267
2018-03-23 02:00 | 0.3267
2018-03-23 03:00 | 0.31019
2018-03-23 04:00 | 0.31019
2018-03-23 05:00 | 0.31019
2018-03-23 06:00 | 0.31019
2018-03-23 07:00 | 0.31019
2018-03-23 08:00 | 0.31019
2018-03-23 09:00 | 0.27675
2018-03-23 10:00 | 0.0012263
2018-03-23 11:00 | 0
2018-03-23 12:00 | 0
2018-03-23 13:00 | 0
2018-03-23 14:00 | 0
2018-03-23 15:00 | 0
2018-03-23 16:00 | 0
2018-03-23 17:00 | 0
2018-03-23 18:00 | 0
2018-03-23 19:00 | 0
2018-03-23 20:00 | 0
2018-03-23 21:00 | 0.022038
2018-03-23 22:00 | 0.31027
2018-03-23 23:00 | 0.3267
2018-03-24 | 0.3267
2018-03-24 01:00 | 0.3267
2018-03-24 02:00 | 0.3267
2018-03-24 03:00 | 0.31019
2018-03-24 04:00 | 0.31019
2018-03-24 05:00 | 0.31019
2018-03-24 06:00 | 0.31019
2018-03-24 07:00 | 0.31019
2018-03-24 08:00 | 0.31019
2018-03-24 09:00 | 0.27269
2018-03-24 10:00 | 0.00034293
2018-03-24 11:00 | 0
2018-03-24 12:00 | 0
2018-03-24 13:00 | 0
2018-03-24 14:00 | 0
2018-03-24 15:00 | 0
2018-03-24 16:00 | 0
2018-03-24 17:00 | 0
2018-03-24 18:00 | 0
2018-03-24 19:00 | 0
2018-03-24 20:00 | 0
2018-03-24 21:00 | 0.022038
2018-03-24 22:00 | 0.30837
2018-03-24 23:00 | 0.3267
2018-03-25 | 0.3267
2018-03-25 01:00 | 0.3267
2018-03-25 02:00 | 0.3267
2018-03-25 03:00 | 0.31019
2018-03-25 04:00 | 0.31019
2018-03-25 05:00 | 0.31019
2018-03-25 06:00 | 0.31019
2018-03-25 07:00 | 0.31019
2018-03-25 08:00 | 0.31019
2018-03-25 09:00 | 0.27133
2018-03-25 10:00 | 0.00034293
2018-03-25 11:00 | 0
2018-03-25 12:00 | 0
2018-03-25 13:00 | 0
2018-03-25 14:00 | 0
2018-03-25 15:00 | 0
2018-03-25 16:00 | 0
2018-03-25 17:00 | 0
2018-03-25 18:00 | 0
2018-03-25 19:00 | 0
2018-03-25 20:00 | 0
2018-03-25 21:00 | 0.016937
2018-03-25 22:00 | 0.30837
2018-03-25 23:00 | 0.3267
2018-03-26 | 0.3267
2018-03-26 01:00 | 0.3267
2018-03-26 02:00 | 0.3267
2018-03-26 03:00 | 0.31019
2018-03-26 04:00 | 0.31019
2018-03-26 05:00 | 0.31019
2018-03-26 06:00 | 0.31019
2018-03-26 07:00 | 0.31019
2018-03-26 08:00 | 0.31019
2018-03-26 09:00 | 0.26858
2018-03-26 10:00 | 0.00034293
2018-03-26 11:00 | 0
2018-03-26 12:00 | 0
2018-03-26 13:00 | 0
2018-03-26 14:00 | 0
2018-03-26 15:00 | 0
2018-03-26 16:00 | 0
2018-03-26 17:00 | 0
2018-03-26 18:00 | 0
2018-03-26 19:00 | 0
2018-03-26 20:00 | 0
2018-03-26 21:00 | 0.0095737
2018-03-26 22:00 | 0.30582
2018-03-26 23:00 | 0.3267
2018-03-27 | 0.3267
2018-03-27 01:00 | 0.3267
2018-03-27 02:00 | 0.3267
2018-03-27 03:00 | 0.31019
2018-03-27 04:00 | 0.31019
2018-03-27 05:00 | 0.31019
2018-03-27 06:00 | 0.31019
2018-03-27 07:00 | 0.31019
2018-03-27 08:00 | 0.31019
2018-03-27 09:00 | 0.26772
2018-03-27 10:00 | 0
2018-03-27 11:00 | 0
2018-03-27 12:00 | 0
2018-03-27 13:00 | 0
2018-03-27 14:00 | 0
2018-03-27 15:00 | 0
2018-03-27 16:00 | 0
2018-03-27 17:00 | 0
2018-03-27 18:00 | 0
2018-03-27 19:00 | 0
2018-03-27 20:00 | 0
2018-03-27 21:00 | 0.0095737
2018-03-27 22:00 | 0.30479
2018-03-27 23:00 | 0.3267
2018-03-28 | 0.3267
2018-03-28 01:00 | 0.3267
2018-03-28 02:00 | 0.3267
2018-03-28 03:00 | 0.31019
2018-03-28 04:00 | 0.31019
2018-03-28 05:00 | 0.31019
2018-03-28 06:00 | 0.31019
2018-03-28 07:00 | 0.31019
2018-03-28 08:00 | 0.31019
2018-03-28 09:00 | 0.25606
2018-03-28 10:00 | 0
2018-03-28 11:00 | 0
2018-03-28 12:00 | 0
2018-03-28 13:00 | 0
2018-03-28 14:00 | 0
2018-03-28 15:00 | 0
2018-03-28 16:00 | 0
2018-03-28 17:00 | 0
2018-03-28 18:00 | 0
2018-03-28 19:00 | 0
2018-03-28 20:00 | 0
2018-03-28 21:00 | 0.00040274
2018-03-28 22:00 | 0.30413
2018-03-28 23:00 | 0.3267
2018-03-29 | 0.3267
2018-03-29 01:00 | 0.3267
2018-03-29 02:00 | 0.3267
2018-03-29 03:00 | 0.31019
2018-03-29 04:00 | 0.31019
2018-03-29 05:00 | 0.31019
2018-03-29 06:00 | 0.31019
2018-03-29 07:00 | 0.31019
2018-03-29 08:00 | 0.31019
2018-03-29 09:00 | 0.25378
2018-03-29 10:00 | 0
2018-03-29 11:00 | 0
2018-03-29 12:00 | 0
2018-03-29 13:00 | 0
2018-03-29 14:00 | 0
2018-03-29 15:00 | 0
2018-03-29 16:00 | 0
2018-03-29 17:00 | 0
2018-03-29 18:00 | 0
2018-03-29 19:00 | 0
2018-03-29 20:00 | 0
2018-03-29 21:00 | 0.00040274
2018-03-29 22:00 | 0.30271
2018-03-29 23:00 | 0.3267
2018-03-30 | 0.3267
2018-03-30 01:00 | 0.3267
2018-03-30 02:00 | 0.3267
2018-03-30 03:00 | 0.31019
2018-03-30 04:00 | 0.31019
2018-03-30 05:00 | 0.31019
2018-03-30 06:00 | 0.31019
2018-03-30 07:00 | 0.31019
2018-03-30 08:00 | 0.31019
2018-03-30 09:00 | 0.24771
2018-03-30 10:00 | 0
2018-03-30 11:00 | 0
2018-03-30 12:00 | 0
2018-03-30 13:00 | 0
2018-03-30 14:00 | 0
2018-03-30 15:00 | 0
2018-03-30 16:00 | 0
2018-03-30 17:00 | 0
2018-03-30 18:00 | 0
2018-03-30 19:00 | 0
2018-03-30 20:00 | 0
2018-03-30 21:00 | 0.00040274
2018-03-30 22:00 | 0.30233
2018-03-30 23:00 | 0.3267
2018-03-31 | 0.3267
2018-03-31 01:00 | 0.3267
2018-03-31 02:00 | 0.3267
2018-03-31 03:00 | 0.31019
2018-03-31 04:00 | 0.31019
2018-03-31 05:00 | 0.31019
2018-03-31 06:00 | 0.31019
2018-03-31 07:00 | 0.31019
2018-03-31 08:00 | 0.31019
2018-03-31 09:00 | 0.23377
2018-03-31 10:00 | 0
2018-03-31 11:00 | 0
2018-03-31 12:00 | 0
2018-03-31 13:00 | 0
2018-03-31 14:00 | 0
2018-03-31 15:00 | 0
2018-03-31 16:00 | 0
2018-03-31 17:00 | 0
2018-03-31 18:00 | 0
2018-03-31 19:00 | 0
2018-03-31 20:00 | 0
2018-03-31 21:00 | 0.00040274
2018-03-31 22:00 | 0.30193
2018-03-31 23:00 | 0.3267
2018-04-01 | 0.3267
2018-04-01 01:00 | 0.3267
2018-04-01 02:00 | 0.3267
2018-04-01 03:00 | 0.31019
2018-04-01 04:00 | 0.31019
2018-04-01 05:00 | 0.31019
2018-04-01 06:00 | 0.31019
2018-04-01 07:00 | 0.31019
2018-04-01 08:00 | 0.31019
2018-04-01 09:00 | 0.21832
2018-04-01 10:00 | 0
2018-04-01 11:00 | 0
2018-04-01 12:00 | 0
2018-04-01 13:00 | 0
2018-04-01 14:00 | 0
2018-04-01 15:00 | 0
2018-04-01 16:00 | 0
2018-04-01 17:00 | 0
2018-04-01 18:00 | 0
2018-04-01 19:00 | 0
2018-04-01 20:00 | 0
2018-04-01 21:00 | 0.00040274
2018-04-01 22:00 | 0.29965
2018-04-01 23:00 | 0.3267
2018-04-02 | 0.3267
2018-04-02 01:00 | 0.3267
2018-04-02 02:00 | 0.3267
2018-04-02 03:00 | 0.31019
2018-04-02 04:00 | 0.31019
2018-04-02 05:00 | 0.31019
2018-04-02 06:00 | 0.31019
2018-04-02 07:00 | 0.31019
2018-04-02 08:00 | 0.31019
2018-04-02 09:00 | 0.1963
2018-04-02 10:00 | 0
2018-04-02 11:00 | 0
2018-04-02 12:00 | 0
2018-04-02 13:00 | 0
2018-04-02 14:00 | 0
2018-04-02 15:00 | 0
2018-04-02 16:00 | 0
2018-04-02 17:00 | 0
2018-04-02 18:00 | 0
2018-04-02 19:00 | 0
2018-04-02 20:00 | 0
2018-04-02 21:00 | 0.00040274
2018-04-02 22:00 | 0.29866
2018-04-02 23:00 | 0.3267
2018-04-03 | 0.3267
2018-04-03 01:00 | 0.3267
2018-04-03 02:00 | 0.3267
2018-04-03 03:00 | 0.31019
2018-04-03 04:00 | 0.31019
2018-04-03 05:00 | 0.31019
2018-04-03 06:00 | 0.31019
2018-04-03 07:00 | 0.31019
2018-04-03 08:00 | 0.31019
2018-04-03 09:00 | 0.19542
2018-04-03 10:00 | 0
2018-04-03 11:00 | 0
2018-04-03 12:00 | 0
2018-04-03 13:00 | 0
2018-04-03 14:00 | 0
2018-04-03 15:00 | 0
2018-04-03 16:00 | 0
2018-04-03 17:00 | 0
2018-04-03 18:00 | 0
2018-04-03 19:00 | 0
2018-04-03 20:00 | 0
2018-04-03 21:00 | 0.00040274
2018-04-03 22:00 | 0.29739
2018-04-03 23:00 | 0.3267
2018-04-04 | 0.3267
2018-04-04 01:00 | 0.3267
2018-04-04 02:00 | 0.3267
2018-04-04 03:00 | 0.31019
2018-04-04 04:00 | 0.31019
2018-04-04 05:00 | 0.31019
2018-04-04 06:00 | 0.31019
2018-04-04 07:00 | 0.31019
2018-04-04 08:00 | 0.31019
2018-04-04 09:00 | 0.1904
2018-04-04 10:00 | 0
2018-04-04 11:00 | 0
2018-04-04 12:00 | 0
2018-04-04 13:00 | 0
2018-04-04 14:00 | 0
2018-04-04 15:00 | 0
2018-04-04 16:00 | 0
2018-04-04 17:00 | 0
2018-04-04 18:00 | 0
2018-04-04 19:00 | 0
2018-04-04 20:00 | 0
2018-04-04 21:00 | 0.00040274
2018-04-04 22:00 | 0.29445
2018-04-04 23:00 | 0.3267
2018-04-05 | 0.3267
2018-04-05 01:00 | 0.3267
2018-04-05 02:00 | 0.3267
2018-04-05 03:00 | 0.31019
2018-04-05 04:00 | 0.31019
2018-04-05 05:00 | 0.31019
2018-04-05 06:00 | 0.31019
2018-04-05 07:00 | 0.31019
2018-04-05 08:00 | 0.31019
2018-04-05 09:00 | 0.18723
2018-04-05 10:00 | 0
2018-04-05 11:00 | 0
2018-04-05 12:00 | 0
2018-04-05 13:00 | 0
2018-04-05 14:00 | 0
2018-04-05 15:00 | 0
2018-04-05 16:00 | 0
2018-04-05 17:00 | 0
2018-04-05 18:00 | 0
2018-04-05 19:00 | 0
2018-04-05 20:00 | 0
2018-04-05 21:00 | 0
2018-04-05 22:00 | 0.29114
2018-04-05 23:00 | 0.3267
2018-04-06 | 0.3267
2018-04-06 01:00 | 0.3267
2018-04-06 02:00 | 0.3267
2018-04-06 03:00 | 0.31019
2018-04-06 04:00 | 0.31019
2018-04-06 05:00 | 0.31019
2018-04-06 06:00 | 0.31019
2018-04-06 07:00 | 0.31019
2018-04-06 08:00 | 0.31019
2018-04-06 09:00 | 0.18605
2018-04-06 10:00 | 0
2018-04-06 11:00 | 0
2018-04-06 12:00 | 0
2018-04-06 13:00 | 0
2018-04-06 14:00 | 0
2018-04-06 15:00 | 0
2018-04-06 16:00 | 0
2018-04-06 17:00 | 0
2018-04-06 18:00 | 0
2018-04-06 19:00 | 0
2018-04-06 20:00 | 0
2018-04-06 21:00 | 0
2018-04-06 22:00 | 0.28718
2018-04-06 23:00 | 0.3267
2018-04-07 | 0.3267
2018-04-07 01:00 | 0.3267
2018-04-07 02:00 | 0.3267
2018-04-07 03:00 | 0.31019
2018-04-07 04:00 | 0.31019
2018-04-07 05:00 | 0.31019
2018-04-07 06:00 | 0.31019
2018-04-07 07:00 | 0.31019
2018-04-07 08:00 | 0.31019
2018-04-07 09:00 | 0.18451
2018-04-07 10:00 | 0
2018-04-07 11:00 | 0
2018-04-07 12:00 | 0
2018-04-07 13:00 | 0
2018-04-07 14:00 | 0
2018-04-07 15:00 | 0
2018-04-07 16:00 | 0
2018-04-07 17:00 | 0
2018-04-07 18:00 | 0
2018-04-07 19:00 | 0
2018-04-07 20:00 | 0
2018-04-07 21:00 | 0
2018-04-07 22:00 | 0.28299
2018-04-07 23:00 | 0.3267
2018-04-08 | 0.3267
2018-04-08 01:00 | 0.3267
2018-04-08 02:00 | 0.3267
2018-04-08 03:00 | 0.31019
2018-04-08 04:00 | 0.31019
2018-04-08 05:00 | 0.31019
2018-04-08 06:00 | 0.31019
2018-04-08 07:00 | 0.31019
2018-04-08 08:00 | 0.31019
2018-04-08 09:00 | 0.1721
2018-04-08 10:00 | 0
2018-04-08 11:00 | 0
2018-04-08 12:00 | 0
2018-04-08 13:00 | 0
2018-04-08 14:00 | 0
2018-04-08 15:00 | 0
2018-04-08 16:00 | 0
2018-04-08 17:00 | 0
2018-04-08 18:00 | 0
2018-04-08 19:00 | 0
2018-04-08 20:00 | 0
2018-04-08 21:00 | 0
2018-04-08 22:00 | 0.27925
2018-04-08 23:00 | 0.3267
2018-04-09 | 0.3267
2018-04-09 01:00 | 0.3267
2018-04-09 02:00 | 0.3267
2018-04-09 03:00 | 0.31019
2018-04-09 04:00 | 0.31019
2018-04-09 05:00 | 0.31019
2018-04-09 06:00 | 0.31019
2018-04-09 07:00 | 0.31019
2018-04-09 08:00 | 0.31019
2018-04-09 09:00 | 0.16603
2018-04-09 10:00 | 0
2018-04-09 11:00 | 0
2018-04-09 12:00 | 0
2018-04-09 13:00 | 0
2018-04-09 14:00 | 0
2018-04-09 15:00 | 0
2018-04-09 16:00 | 0
2018-04-09 17:00 | 0
2018-04-09 18:00 | 0
2018-04-09 19:00 | 0
2018-04-09 20:00 | 0
2018-04-09 21:00 | 0
2018-04-09 22:00 | 0.25779
2018-04-09 23:00 | 0.3267
2018-04-10 | 0.3267
2018-04-10 01:00 | 0.3267
2018-04-10 02:00 | 0.3267
2018-04-10 03:00 | 0.31019
2018-04-10 04:00 | 0.31019
2018-04-10 05:00 | 0.31019
2018-04-10 06:00 | 0.31019
2018-04-10 07:00 | 0.31019
2018-04-10 08:00 | 0.31019
2018-04-10 09:00 | 0.16384
2018-04-10 10:00 | 0
2018-04-10 11:00 | 0
2018-04-10 12:00 | 0
2018-04-10 13:00 | 0
2018-04-10 14:00 | 0
2018-04-10 15:00 | 0
2018-04-10 16:00 | 0
2018-04-10 17:00 | 0
2018-04-10 18:00 | 0
2018-04-10 19:00 | 0
2018-04-10 20:00 | 0
2018-04-10 21:00 | 0
2018-04-10 22:00 | 0.2559
2018-04-10 23:00 | 0.3267
2018-04-11 | 0.3267
2018-04-11 01:00 | 0.3267
2018-04-11 02:00 | 0.3267
2018-04-11 03:00 | 0.31019
2018-04-11 04:00 | 0.31019
2018-04-11 05:00 | 0.31019
2018-04-11 06:00 | 0.31019
2018-04-11 07:00 | 0.31019
2018-04-11 08:00 | 0.31019
2018-04-11 09:00 | 0.14537
2018-04-11 10:00 | 0
2018-04-11 11:00 | 0
2018-04-11 12:00 | 0
2018-04-11 13:00 | 0
2018-04-11 14:00 | 0
2018-04-11 15:00 | 0
2018-04-11 16:00 | 0
2018-04-11 17:00 | 0
2018-04-11 18:00 | 0
2018-04-11 19:00 | 0
2018-04-11 20:00 | 0
2018-04-11 21:00 | 0
2018-04-11 22:00 | 0.24584
2018-04-11 23:00 | 0.3267
2018-04-12 | 0.3267
2018-04-12 01:00 | 0.3267
2018-04-12 02:00 | 0.3267
2018-04-12 03:00 | 0.31019
2018-04-12 04:00 | 0.31019
2018-04-12 05:00 | 0.31019
2018-04-12 06:00 | 0.31019
2018-04-12 07:00 | 0.31019
2018-04-12 08:00 | 0.31019
2018-04-12 09:00 | 0.1424
2018-04-12 10:00 | 0
2018-04-12 11:00 | 0
2018-04-12 12:00 | 0
2018-04-12 13:00 | 0
2018-04-12 14:00 | 0
2018-04-12 15:00 | 0
2018-04-12 16:00 | 0
2018-04-12 17:00 | 0
2018-04-12 18:00 | 0
2018-04-12 19:00 | 0
2018-04-12 20:00 | 0
2018-04-12 21:00 | 0
2018-04-12 22:00 | 0.24584
2018-04-12 23:00 | 0.3267
2018-04-13 | 0.3267
2018-04-13 01:00 | 0.3267
2018-04-13 02:00 | 0.3267
2018-04-13 03:00 | 0.31019
2018-04-13 04:00 | 0.31019
2018-04-13 05:00 | 0.31019
2018-04-13 06:00 | 0.31019
2018-04-13 07:00 | 0.31019
2018-04-13 08:00 | 0.31019
2018-04-13 09:00 | 0.11374
2018-04-13 10:00 | 0
2018-04-13 11:00 | 0
2018-04-13 12:00 | 0
2018-04-13 13:00 | 0
2018-04-13 14:00 | 0
2018-04-13 15:00 | 0
2018-04-13 16:00 | 0
2018-04-13 17:00 | 0
2018-04-13 18:00 | 0
2018-04-13 19:00 | 0
2018-04-13 20:00 | 0
2018-04-13 21:00 | 0
2018-04-13 22:00 | 0.24516
2018-04-13 23:00 | 0.3267
2018-04-14 | 0.3267
2018-04-14 01:00 | 0.3267
2018-04-14 02:00 | 0.3267
2018-04-14 03:00 | 0.31019
2018-04-14 04:00 | 0.31019
2018-04-14 05:00 | 0.31019
2018-04-14 06:00 | 0.31019
2018-04-14 07:00 | 0.31019
2018-04-14 08:00 | 0.31019
2018-04-14 09:00 | 0.1134
2018-04-14 10:00 | 0
2018-04-14 11:00 | 0
2018-04-14 12:00 | 0
2018-04-14 13:00 | 0
2018-04-14 14:00 | 0
2018-04-14 15:00 | 0
2018-04-14 16:00 | 0
2018-04-14 17:00 | 0
2018-04-14 18:00 | 0
2018-04-14 19:00 | 0
2018-04-14 20:00 | 0
2018-04-14 21:00 | 0
2018-04-14 22:00 | 0.23959
2018-04-14 23:00 | 0.3267
2018-04-15 | 0.3267
2018-04-15 01:00 | 0.3267
2018-04-15 02:00 | 0.3267
2018-04-15 03:00 | 0.31019
2018-04-15 04:00 | 0.31019
2018-04-15 05:00 | 0.31019
2018-04-15 06:00 | 0.31019
2018-04-15 07:00 | 0.31019
2018-04-15 08:00 | 0.31019
2018-04-15 09:00 | 0.10905
2018-04-15 10:00 | 0
2018-04-15 11:00 | 0
2018-04-15 12:00 | 0
2018-04-15 13:00 | 0
2018-04-15 14:00 | 0
2018-04-15 15:00 | 0
2018-04-15 16:00 | 0
2018-04-15 17:00 | 0
2018-04-15 18:00 | 0
2018-04-15 19:00 | 0
2018-04-15 20:00 | 0
2018-04-15 21:00 | 0
2018-04-15 22:00 | 0.23892
2018-04-15 23:00 | 0.3267
2018-04-16 | 0.3267
2018-04-16 01:00 | 0.3267
2018-04-16 02:00 | 0.3267
2018-04-16 03:00 | 0.31019
2018-04-16 04:00 | 0.31019
2018-04-16 05:00 | 0.31019
2018-04-16 06:00 | 0.31019
2018-04-16 07:00 | 0.31019
2018-04-16 08:00 | 0.31019
2018-04-16 09:00 | 0.10555
2018-04-16 10:00 | 0
2018-04-16 11:00 | 0
2018-04-16 12:00 | 0
2018-04-16 13:00 | 0
2018-04-16 14:00 | 0
2018-04-16 15:00 | 0
2018-04-16 16:00 | 0
2018-04-16 17:00 | 0
2018-04-16 18:00 | 0
2018-04-16 19:00 | 0
2018-04-16 20:00 | 0
2018-04-16 21:00 | 0
2018-04-16 22:00 | 0.23114
2018-04-16 23:00 | 0.3267
2018-04-17 | 0.3267
2018-04-17 01:00 | 0.3267
2018-04-17 02:00 | 0.3267
2018-04-17 03:00 | 0.31019
2018-04-17 04:00 | 0.31019
2018-04-17 05:00 | 0.31019
2018-04-17 06:00 | 0.31019
2018-04-17 07:00 | 0.31019
2018-04-17 08:00 | 0.31019
2018-04-17 09:00 | 0.10391
2018-04-17 10:00 | 0
2018-04-17 11:00 | 0
2018-04-17 12:00 | 0
2018-04-17 13:00 | 0
2018-04-17 14:00 | 0
2018-04-17 15:00 | 0
2018-04-17 16:00 | 0
2018-04-17 17:00 | 0
2018-04-17 18:00 | 0
2018-04-17 19:00 | 0
2018-04-17 20:00 | 0
2018-04-17 21:00 | 0
2018-04-17 22:00 | 0.22062
2018-04-17 23:00 | 0.3267
2018-04-18 | 0.3267
2018-04-18 01:00 | 0.3267
2018-04-18 02:00 | 0.3267
2018-04-18 03:00 | 0.31019
2018-04-18 04:00 | 0.31019
2018-04-18 05:00 | 0.31019
2018-04-18 06:00 | 0.31019
2018-04-18 07:00 | 0.31019
2018-04-18 08:00 | 0.31019
2018-04-18 09:00 | 0.10283
2018-04-18 10:00 | 0
2018-04-18 11:00 | 0
2018-04-18 12:00 | 0
2018-04-18 13:00 | 0
2018-04-18 14:00 | 0
2018-04-18 15:00 | 0
2018-04-18 16:00 | 0
2018-04-18 17:00 | 0
2018-04-18 18:00 | 0
2018-04-18 19:00 | 0
2018-04-18 20:00 | 0
2018-04-18 21:00 | 0
2018-04-18 22:00 | 0.21795
2018-04-18 23:00 | 0.3267
2018-04-19 | 0.3267
2018-04-19 01:00 | 0.3267
2018-04-19 02:00 | 0.3267
2018-04-19 03:00 | 0.31019
2018-04-19 04:00 | 0.31019
2018-04-19 05:00 | 0.31019
2018-04-19 06:00 | 0.31019
2018-04-19 07:00 | 0.31019
2018-04-19 08:00 | 0.31019
2018-04-19 09:00 | 0.098135
2018-04-19 10:00 | 0
2018-04-19 11:00 | 0
2018-04-19 12:00 | 0
2018-04-19 13:00 | 0
2018-04-19 14:00 | 0
2018-04-19 15:00 | 0
2018-04-19 16:00 | 0
2018-04-19 17:00 | 0
2018-04-19 18:00 | 0
2018-04-19 19:00 | 0
2018-04-19 20:00 | 0
2018-04-19 21:00 | 0
2018-04-19 22:00 | 0.21698
2018-04-19 23:00 | 0.3267
2018-04-20 | 0.3267
2018-04-20 01:00 | 0.3267
2018-04-20 02:00 | 0.3267
2018-04-20 03:00 | 0.31019
2018-04-20 04:00 | 0.31019
2018-04-20 05:00 | 0.31019
2018-04-20 06:00 | 0.31019
2018-04-20 07:00 | 0.31019
2018-04-20 08:00 | 0.31019
2018-04-20 09:00 | 0.08385
2018-04-20 10:00 | 0
2018-04-20 11:00 | 0
2018-04-20 12:00 | 0
2018-04-20 13:00 | 0
2018-04-20 14:00 | 0
2018-04-20 15:00 | 0
2018-04-20 16:00 | 0
2018-04-20 17:00 | 0
2018-04-20 18:00 | 0
2018-04-20 19:00 | 0
2018-04-20 20:00 | 0
2018-04-20 21:00 | 0
2018-04-20 22:00 | 0.21603
2018-04-20 23:00 | 0.3267
2018-04-21 | 0.3267
2018-04-21 01:00 | 0.3267
2018-04-21 02:00 | 0.3267
2018-04-21 03:00 | 0.31019
2018-04-21 04:00 | 0.31019
2018-04-21 05:00 | 0.31019
2018-04-21 06:00 | 0.31019
2018-04-21 07:00 | 0.31019
2018-04-21 08:00 | 0.31019
2018-04-21 09:00 | 0.08301
2018-04-21 10:00 | 0
2018-04-21 11:00 | 0
2018-04-21 12:00 | 0
2018-04-21 13:00 | 0
2018-04-21 14:00 | 0
2018-04-21 15:00 | 0
2018-04-21 16:00 | 0
2018-04-21 17:00 | 0
2018-04-21 18:00 | 0
2018-04-21 19:00 | 0
2018-04-21 20:00 | 0
2018-04-21 21:00 | 0
2018-04-21 22:00 | 0.2154
2018-04-21 23:00 | 0.3267
2018-04-22 | 0.3267
2018-04-22 01:00 | 0.3267
2018-04-22 02:00 | 0.3267
2018-04-22 03:00 | 0.31019
2018-04-22 04:00 | 0.31019
2018-04-22 05:00 | 0.31019
2018-04-22 06:00 | 0.31019
2018-04-22 07:00 | 0.31019
2018-04-22 08:00 | 0.31019
2018-04-22 09:00 | 0.074668
2018-04-22 10:00 | 0
2018-04-22 11:00 | 0
2018-04-22 12:00 | 0
2018-04-22 13:00 | 0
2018-04-22 14:00 | 0
2018-04-22 15:00 | 0
2018-04-22 16:00 | 0
2018-04-22 17:00 | 0
2018-04-22 18:00 | 0
2018-04-22 19:00 | 0
2018-04-22 20:00 | 0
2018-04-22 21:00 | 0
2018-04-22 22:00 | 0.21052
2018-04-22 23:00 | 0.3267
2018-04-23 | 0.3267
2018-04-23 01:00 | 0.3267
2018-04-23 02:00 | 0.3267
2018-04-23 03:00 | 0.31019
2018-04-23 04:00 | 0.31019
2018-04-23 05:00 | 0.31019
2018-04-23 06:00 | 0.31019
2018-04-23 07:00 | 0.31019
2018-04-23 08:00 | 0.31019
2018-04-23 09:00 | 0.067207
2018-04-23 10:00 | 0
2018-04-23 11:00 | 0
2018-04-23 12:00 | 0
2018-04-23 13:00 | 0
2018-04-23 14:00 | 0
2018-04-23 15:00 | 0
2018-04-23 16:00 | 0
2018-04-23 17:00 | 0
2018-04-23 18:00 | 0
2018-04-23 19:00 | 0
2018-04-23 20:00 | 0
2018-04-23 21:00 | 0
2018-04-23 22:00 | 0.19975
2018-04-23 23:00 | 0.3267
2018-04-24 | 0.3267
2018-04-24 01:00 | 0.3267
2018-04-24 02:00 | 0.3267
2018-04-24 03:00 | 0.31019
2018-04-24 04:00 | 0.31019
2018-04-24 05:00 | 0.31019
2018-04-24 06:00 | 0.31019
2018-04-24 07:00 | 0.31019
2018-04-24 08:00 | 0.31019
2018-04-24 09:00 | 0.059424
2018-04-24 10:00 | 0
2018-04-24 11:00 | 0
2018-04-24 12:00 | 0
2018-04-24 13:00 | 0
2018-04-24 14:00 | 0
2018-04-24 15:00 | 0
2018-04-24 16:00 | 0
2018-04-24 17:00 | 0
2018-04-24 18:00 | 0
2018-04-24 19:00 | 0
2018-04-24 20:00 | 0
2018-04-24 21:00 | 0
2018-04-24 22:00 | 0.19975
2018-04-24 23:00 | 0.3267
2018-04-25 | 0.3267
2018-04-25 01:00 | 0.3267
2018-04-25 02:00 | 0.3267
2018-04-25 03:00 | 0.31019
2018-04-25 04:00 | 0.31019
2018-04-25 05:00 | 0.31019
2018-04-25 06:00 | 0.31019
2018-04-25 07:00 | 0.31019
2018-04-25 08:00 | 0.31019
2018-04-25 09:00 | 0.031646
2018-04-25 10:00 | 0
2018-04-25 11:00 | 0
2018-04-25 12:00 | 0
2018-04-25 13:00 | 0
2018-04-25 14:00 | 0
2018-04-25 15:00 | 0
2018-04-25 16:00 | 0
2018-04-25 17:00 | 0
2018-04-25 18:00 | 0
2018-04-25 19:00 | 0
2018-04-25 20:00 | 0
2018-04-25 21:00 | 0
2018-04-25 22:00 | 0.19756
2018-04-25 23:00 | 0.3267
2018-04-26 | 0.3267
2018-04-26 01:00 | 0.3267
2018-04-26 02:00 | 0.3267
2018-04-26 03:00 | 0.31019
2018-04-26 04:00 | 0.31019
2018-04-26 05:00 | 0.31019
2018-04-26 06:00 | 0.31019
2018-04-26 07:00 | 0.31019
2018-04-26 08:00 | 0.31019
2018-04-26 09:00 | 0.031176
2018-04-26 10:00 | 0
2018-04-26 11:00 | 0
2018-04-26 12:00 | 0
2018-04-26 13:00 | 0
2018-04-26 14:00 | 0
2018-04-26 15:00 | 0
2018-04-26 16:00 | 0
2018-04-26 17:00 | 0
2018-04-26 18:00 | 0
2018-04-26 19:00 | 0
2018-04-26 20:00 | 0
2018-04-26 21:00 | 0
2018-04-26 22:00 | 0.1944
2018-04-26 23:00 | 0.3267
2018-04-27 | 0.3267
2018-04-27 01:00 | 0.3267
2018-04-27 02:00 | 0.3267
2018-04-27 03:00 | 0.31019
2018-04-27 04:00 | 0.31019
2018-04-27 05:00 | 0.31019
2018-04-27 06:00 | 0.31019
2018-04-27 07:00 | 0.31019
2018-04-27 08:00 | 0.31019
2018-04-27 09:00 | 0.024224
2018-04-27 10:00 | 0
2018-04-27 11:00 | 0
2018-04-27 12:00 | 0
2018-04-27 13:00 | 0
2018-04-27 14:00 | 0
2018-04-27 15:00 | 0
2018-04-27 16:00 | 0
2018-04-27 17:00 | 0
2018-04-27 18:00 | 0
2018-04-27 19:00 | 0
2018-04-27 20:00 | 0
2018-04-27 21:00 | 0
2018-04-27 22:00 | 0.19355
2018-04-27 23:00 | 0.3267
2018-04-28 | 0.3267
2018-04-28 01:00 | 0.3267
2018-04-28 02:00 | 0.3267
2018-04-28 03:00 | 0.31019
2018-04-28 04:00 | 0.31019
2018-04-28 05:00 | 0.31019
2018-04-28 06:00 | 0.31019
2018-04-28 07:00 | 0.31019
2018-04-28 08:00 | 0.31019
2018-04-28 09:00 | 0.024224
2018-04-28 10:00 | 0
2018-04-28 11:00 | 0
2018-04-28 12:00 | 0
2018-04-28 13:00 | 0
2018-04-28 14:00 | 0
2018-04-28 15:00 | 0
2018-04-28 16:00 | 0
2018-04-28 17:00 | 0
2018-04-28 18:00 | 0
2018-04-28 19:00 | 0
2018-04-28 20:00 | 0
2018-04-28 21:00 | 0
2018-04-28 22:00 | 0.1714
2018-04-28 23:00 | 0.3267
2018-04-29 | 0.3267
2018-04-29 01:00 | 0.3267
2018-04-29 02:00 | 0.3267
2018-04-29 03:00 | 0.31019
2018-04-29 04:00 | 0.31019
2018-04-29 05:00 | 0.31019
2018-04-29 06:00 | 0.31019
2018-04-29 07:00 | 0.31019
2018-04-29 08:00 | 0.31019
2018-04-29 09:00 | 0.022203
2018-04-29 10:00 | 0
2018-04-29 11:00 | 0
2018-04-29 12:00 | 0
2018-04-29 13:00 | 0
2018-04-29 14:00 | 0
2018-04-29 15:00 | 0
2018-04-29 16:00 | 0
2018-04-29 17:00 | 0
2018-04-29 18:00 | 0
2018-04-29 19:00 | 0
2018-04-29 20:00 | 0
2018-04-29 21:00 | 0
2018-04-29 22:00 | 0.1714
2018-04-29 23:00 | 0.3267
2018-04-30 | 0.3267
2018-04-30 01:00 | 0.3267
2018-04-30 02:00 | 0.3267
2018-04-30 03:00 | 0.31019
2018-04-30 04:00 | 0.31019
2018-04-30 05:00 | 0.31019
2018-04-30 06:00 | 0.31019
2018-04-30 07:00 | 0.31019
2018-04-30 08:00 | 0.31019
2018-04-30 09:00 | 0.018762
2018-04-30 10:00 | 0
2018-04-30 11:00 | 0
2018-04-30 12:00 | 0
2018-04-30 13:00 | 0
2018-04-30 14:00 | 0
2018-04-30 15:00 | 0
2018-04-30 16:00 | 0
2018-04-30 17:00 | 0
2018-04-30 18:00 | 0
2018-04-30 19:00 | 0
2018-04-30 20:00 | 0
2018-04-30 21:00 | 0
2018-04-30 22:00 | 0.17022
2018-04-30 23:00 | 0.3267
2018-05-01 | 0.3267
2018-05-01 01:00 | 0.3267
2018-05-01 02:00 | 0.3267
2018-05-01 03:00 | 0.31019
2018-05-01 04:00 | 0.31019
2018-05-01 05:00 | 0.31019
2018-05-01 06:00 | 0.31019
2018-05-01 07:00 | 0.31019
2018-05-01 08:00 | 0.31019
2018-05-01 09:00 | 0.013364
2018-05-01 10:00 | 0
2018-05-01 11:00 | 0
2018-05-01 12:00 | 0
2018-05-01 13:00 | 0
2018-05-01 14:00 | 0
2018-05-01 15:00 | 0
2018-05-01 16:00 | 0
2018-05-01 17:00 | 0
2018-05-01 18:00 | 0
2018-05-01 19:00 | 0
2018-05-01 20:00 | 0
2018-05-01 21:00 | 0
2018-05-01 22:00 | 0.16298
2018-05-01 23:00 | 0.3267
2018-05-02 | 0.3267
2018-05-02 01:00 | 0.3267
2018-05-02 02:00 | 0.3267
2018-05-02 03:00 | 0.31019
2018-05-02 04:00 | 0.31019
2018-05-02 05:00 | 0.31019
2018-05-02 06:00 | 0.31019
2018-05-02 07:00 | 0.31019
2018-05-02 08:00 | 0.30978
2018-05-02 09:00 | 0.012701
2018-05-02 10:00 | 0
2018-05-02 11:00 | 0
2018-05-02 12:00 | 0
2018-05-02 13:00 | 0
2018-05-02 14:00 | 0
2018-05-02 15:00 | 0
2018-05-02 16:00 | 0
2018-05-02 17:00 | 0
2018-05-02 18:00 | 0
2018-05-02 19:00 | 0
2018-05-02 20:00 | 0
2018-05-02 21:00 | 0
2018-05-02 22:00 | 0.16298
2018-05-02 23:00 | 0.3267
2018-05-03 | 0.3267
2018-05-03 01:00 | 0.3267
2018-05-03 02:00 | 0.3267
2018-05-03 03:00 | 0.31019
2018-05-03 04:00 | 0.31019
2018-05-03 05:00 | 0.31019
2018-05-03 06:00 | 0.31019
2018-05-03 07:00 | 0.31019
2018-05-03 08:00 | 0.3013
2018-05-03 09:00 | 0.010909
2018-05-03 10:00 | 0
2018-05-03 11:00 | 0
2018-05-03 12:00 | 0
2018-05-03 13:00 | 0
2018-05-03 14:00 | 0
2018-05-03 15:00 | 0
2018-05-03 16:00 | 0
2018-05-03 17:00 | 0
2018-05-03 18:00 | 0
2018-05-03 19:00 | 0
2018-05-03 20:00 | 0
2018-05-03 21:00 | 0
2018-05-03 22:00 | 0.16154
2018-05-03 23:00 | 0.3267
2018-05-04 | 0.3267
2018-05-04 01:00 | 0.3267
2018-05-04 02:00 | 0.3267
2018-05-04 03:00 | 0.31019
2018-05-04 04:00 | 0.31019
2018-05-04 05:00 | 0.31019
2018-05-04 06:00 | 0.31019
2018-05-04 07:00 | 0.31019
2018-05-04 08:00 | 0.3013
2018-05-04 09:00 | 0.0079516
2018-05-04 10:00 | 0
2018-05-04 11:00 | 0
2018-05-04 12:00 | 0
2018-05-04 13:00 | 0
2018-05-04 14:00 | 0
2018-05-04 15:00 | 0
2018-05-04 16:00 | 0
2018-05-04 17:00 | 0
2018-05-04 18:00 | 0
2018-05-04 19:00 | 0
2018-05-04 20:00 | 0
2018-05-04 21:00 | 0
2018-05-04 22:00 | 0.15636
2018-05-04 23:00 | 0.3267
2018-05-05 | 0.3267
2018-05-05 01:00 | 0.3267
2018-05-05 02:00 | 0.3267
2018-05-05 03:00 | 0.31019
2018-05-05 04:00 | 0.31019
2018-05-05 05:00 | 0.31019
2018-05-05 06:00 | 0.31019
2018-05-05 07:00 | 0.31019
2018-05-05 08:00 | 0.30117
2018-05-05 09:00 | 0.0027027
2018-05-05 10:00 | 0
2018-05-05 11:00 | 0
2018-05-05 12:00 | 0
2018-05-05 13:00 | 0
2018-05-05 14:00 | 0
2018-05-05 15:00 | 0
2018-05-05 16:00 | 0
2018-05-05 17:00 | 0
2018-05-05 18:00 | 0
2018-05-05 19:00 | 0
2018-05-05 20:00 | 0
2018-05-05 21:00 | 0
2018-05-05 22:00 | 0.14362
2018-05-05 23:00 | 0.3267
2018-05-06 | 0.3267
2018-05-06 01:00 | 0.3267
2018-05-06 02:00 | 0.3267
2018-05-06 03:00 | 0.31019
2018-05-06 04:00 | 0.31019
2018-05-06 05:00 | 0.31019
2018-05-06 06:00 | 0.31019
2018-05-06 07:00 | 0.31019
2018-05-06 08:00 | 0.30109
2018-05-06 09:00 | 0
2018-05-06 10:00 | 0
2018-05-06 11:00 | 0
2018-05-06 12:00 | 0
2018-05-06 13:00 | 0
2018-05-06 14:00 | 0
2018-05-06 15:00 | 0
2018-05-06 16:00 | 0
2018-05-06 17:00 | 0
2018-05-06 18:00 | 0
2018-05-06 19:00 | 0
2018-05-06 20:00 | 0
2018-05-06 21:00 | 0
2018-05-06 22:00 | 0.13531
2018-05-06 23:00 | 0.3267
2018-05-07 | 0.3267
2018-05-07 01:00 | 0.3267
2018-05-07 02:00 | 0.3267
2018-05-07 03:00 | 0.31019
2018-05-07 04:00 | 0.31019
2018-05-07 05:00 | 0.31019
2018-05-07 06:00 | 0.31019
2018-05-07 07:00 | 0.31019
2018-05-07 08:00 | 0.29657
2018-05-07 09:00 | 0
2018-05-07 10:00 | 0
2018-05-07 11:00 | 0
2018-05-07 12:00 | 0
2018-05-07 13:00 | 0
2018-05-07 14:00 | 0
2018-05-07 15:00 | 0
2018-05-07 16:00 | 0
2018-05-07 17:00 | 0
2018-05-07 18:00 | 0
2018-05-07 19:00 | 0
2018-05-07 20:00 | 0
2018-05-07 21:00 | 0
2018-05-07 22:00 | 0.13531
2018-05-07 23:00 | 0.3267
2018-05-08 | 0.3267
2018-05-08 01:00 | 0.3267
2018-05-08 02:00 | 0.3267
2018-05-08 03:00 | 0.31019
2018-05-08 04:00 | 0.31019
2018-05-08 05:00 | 0.31019
2018-05-08 06:00 | 0.31019
2018-05-08 07:00 | 0.31019
2018-05-08 08:00 | 0.2891
2018-05-08 09:00 | 0
2018-05-08 10:00 | 0
2018-05-08 11:00 | 0
2018-05-08 12:00 | 0
2018-05-08 13:00 | 0
2018-05-08 14:00 | 0
2018-05-08 15:00 | 0
2018-05-08 16:00 | 0
2018-05-08 17:00 | 0
2018-05-08 18:00 | 0
2018-05-08 19:00 | 0
2018-05-08 20:00 | 0
2018-05-08 21:00 | 0
2018-05-08 22:00 | 0.1311
2018-05-08 23:00 | 0.3267
2018-05-09 | 0.3267
2018-05-09 01:00 | 0.3267
2018-05-09 02:00 | 0.3267
2018-05-09 03:00 | 0.31019
2018-05-09 04:00 | 0.31019
2018-05-09 05:00 | 0.31019
2018-05-09 06:00 | 0.31019
2018-05-09 07:00 | 0.31019
2018-05-09 08:00 | 0.26931
2018-05-09 09:00 | 0
2018-05-09 10:00 | 0
2018-05-09 11:00 | 0
2018-05-09 12:00 | 0
2018-05-09 13:00 | 0
2018-05-09 14:00 | 0
2018-05-09 15:00 | 0
2018-05-09 16:00 | 0
2018-05-09 17:00 | 0
2018-05-09 18:00 | 0
2018-05-09 19:00 | 0
2018-05-09 20:00 | 0
2018-05-09 21:00 | 0
2018-05-09 22:00 | 0.12418
2018-05-09 23:00 | 0.32636
2018-05-10 | 0.3267
2018-05-10 01:00 | 0.3267
2018-05-10 02:00 | 0.3267
2018-05-10 03:00 | 0.31019
2018-05-10 04:00 | 0.31019
2018-05-10 05:00 | 0.31019
2018-05-10 06:00 | 0.31019
2018-05-10 07:00 | 0.31019
2018-05-10 08:00 | 0.26139
2018-05-10 09:00 | 0
2018-05-10 10:00 | 0
2018-05-10 11:00 | 0
2018-05-10 12:00 | 0
2018-05-10 13:00 | 0
2018-05-10 14:00 | 0
2018-05-10 15:00 | 0
2018-05-10 16:00 | 0
2018-05-10 17:00 | 0
2018-05-10 18:00 | 0
2018-05-10 19:00 | 0
2018-05-10 20:00 | 0
2018-05-10 21:00 | 0
2018-05-10 22:00 | 0.12093
2018-05-10 23:00 | 0.32636
2018-05-11 | 0.3267
2018-05-11 01:00 | 0.3267
2018-05-11 02:00 | 0.3267
2018-05-11 03:00 | 0.31019
2018-05-11 04:00 | 0.31019
2018-05-11 05:00 | 0.31019
2018-05-11 06:00 | 0.31019
2018-05-11 07:00 | 0.31019
2018-05-11 08:00 | 0.26054
2018-05-11 09:00 | 0
2018-05-11 10:00 | 0
2018-05-11 11:00 | 0
2018-05-11 12:00 | 0
2018-05-11 13:00 | 0
2018-05-11 14:00 | 0
2018-05-11 15:00 | 0
2018-05-11 16:00 | 0
2018-05-11 17:00 | 0
2018-05-11 18:00 | 0
2018-05-11 19:00 | 0
2018-05-11 20:00 | 0
2018-05-11 21:00 | 0
2018-05-11 22:00 | 0.12093
2018-05-11 23:00 | 0.32636
2018-05-12 | 0.3267
2018-05-12 01:00 | 0.3267
2018-05-12 02:00 | 0.3267
2018-05-12 03:00 | 0.31019
2018-05-12 04:00 | 0.31019
2018-05-12 05:00 | 0.31019
2018-05-12 06:00 | 0.31019
2018-05-12 07:00 | 0.31019
2018-05-12 08:00 | 0.2557
2018-05-12 09:00 | 0
2018-05-12 10:00 | 0
2018-05-12 11:00 | 0
2018-05-12 12:00 | 0
2018-05-12 13:00 | 0
2018-05-12 14:00 | 0
2018-05-12 15:00 | 0
2018-05-12 16:00 | 0
2018-05-12 17:00 | 0
2018-05-12 18:00 | 0
2018-05-12 19:00 | 0
2018-05-12 20:00 | 0
2018-05-12 21:00 | 0
2018-05-12 22:00 | 0.11721
2018-05-12 23:00 | 0.32636
2018-05-13 | 0.3267
2018-05-13 01:00 | 0.3267
2018-05-13 02:00 | 0.3267
2018-05-13 03:00 | 0.31019
2018-05-13 04:00 | 0.31019
2018-05-13 05:00 | 0.31019
2018-05-13 06:00 | 0.31019
2018-05-13 07:00 | 0.31019
2018-05-13 08:00 | 0.2542
2018-05-13 09:00 | 0
2018-05-13 10:00 | 0
2018-05-13 11:00 | 0
2018-05-13 12:00 | 0
2018-05-13 13:00 | 0
2018-05-13 14:00 | 0
2018-05-13 15:00 | 0
2018-05-13 16:00 | 0
2018-05-13 17:00 | 0
2018-05-13 18:00 | 0
2018-05-13 19:00 | 0
2018-05-13 20:00 | 0
2018-05-13 21:00 | 0
2018-05-13 22:00 | 0.11468
2018-05-13 23:00 | 0.32636
2018-05-14 | 0.3267
2018-05-14 01:00 | 0.3267
2018-05-14 02:00 | 0.3267
2018-05-14 03:00 | 0.31019
2018-05-14 04:00 | 0.31019
2018-05-14 05:00 | 0.31019
2018-05-14 06:00 | 0.31019
2018-05-14 07:00 | 0.31019
2018-05-14 08:00 | 0.25279
2018-05-14 09:00 | 0
2018-05-14 10:00 | 0
2018-05-14 11:00 | 0
2018-05-14 12:00 | 0
2018-05-14 13:00 | 0
2018-05-14 14:00 | 0
2018-05-14 15:00 | 0
2018-05-14 16:00 | 0
2018-05-14 17:00 | 0
2018-05-14 18:00 | 0
2018-05-14 19:00 | 0
2018-05-14 20:00 | 0
2018-05-14 21:00 | 0
2018-05-14 22:00 | 0.11263
2018-05-14 23:00 | 0.32632
2018-05-15 | 0.3267
2018-05-15 01:00 | 0.3267
2018-05-15 02:00 | 0.3267
2018-05-15 03:00 | 0.31019
2018-05-15 04:00 | 0.31019
2018-05-15 05:00 | 0.31019
2018-05-15 06:00 | 0.31019
2018-05-15 07:00 | 0.31019
2018-05-15 08:00 | 0.24716
2018-05-15 09:00 | 0
2018-05-15 10:00 | 0
2018-05-15 11:00 | 0
2018-05-15 12:00 | 0
2018-05-15 13:00 | 0
2018-05-15 14:00 | 0
2018-05-15 15:00 | 0
2018-05-15 16:00 | 0
2018-05-15 17:00 | 0
2018-05-15 18:00 | 0
2018-05-15 19:00 | 0
2018-05-15 20:00 | 0
2018-05-15 21:00 | 0
2018-05-15 22:00 | 0.11101
2018-05-15 23:00 | 0.32632
2018-05-16 | 0.3267
2018-05-16 01:00 | 0.3267
2018-05-16 02:00 | 0.3267
2018-05-16 03:00 | 0.31019
2018-05-16 04:00 | 0.31019
2018-05-16 05:00 | 0.31019
2018-05-16 06:00 | 0.31019
2018-05-16 07:00 | 0.31019
2018-05-16 08:00 | 0.24548
2018-05-16 09:00 | 0
2018-05-16 10:00 | 0
2018-05-16 11:00 | 0
2018-05-16 12:00 | 0
2018-05-16 13:00 | 0
2018-05-16 14:00 | 0
2018-05-16 15:00 | 0
2018-05-16 16:00 | 0
2018-05-16 17:00 | 0
2018-05-16 18:00 | 0
2018-05-16 19:00 | 0
2018-05-16 20:00 | 0
2018-05-16 21:00 | 0
2018-05-16 22:00 | 0.11054
2018-05-16 23:00 | 0.32632
2018-05-17 | 0.3267
2018-05-17 01:00 | 0.3267
2018-05-17 02:00 | 0.3267
2018-05-17 03:00 | 0.31019
2018-05-17 04:00 | 0.31019
2018-05-17 05:00 | 0.31019
2018-05-17 06:00 | 0.31019
2018-05-17 07:00 | 0.31019
2018-05-17 08:00 | 0.24548
2018-05-17 09:00 | 0
2018-05-17 10:00 | 0
2018-05-17 11:00 | 0
2018-05-17 12:00 | 0
2018-05-17 13:00 | 0
2018-05-17 14:00 | 0
2018-05-17 15:00 | 0
2018-05-17 16:00 | 0
2018-05-17 17:00 | 0
2018-05-17 18:00 | 0
2018-05-17 19:00 | 0
2018-05-17 20:00 | 0
2018-05-17 21:00 | 0
2018-05-17 22:00 | 0.10946
2018-05-17 23:00 | 0.32632
2018-05-18 | 0.3267
2018-05-18 01:00 | 0.3267
2018-05-18 02:00 | 0.3267
2018-05-18 03:00 | 0.31019
2018-05-18 04:00 | 0.31019
2018-05-18 05:00 | 0.31019
2018-05-18 06:00 | 0.31019
2018-05-18 07:00 | 0.31019
2018-05-18 08:00 | 0.24475
2018-05-18 09:00 | 0
2018-05-18 10:00 | 0
2018-05-18 11:00 | 0
2018-05-18 12:00 | 0
2018-05-18 13:00 | 0
2018-05-18 14:00 | 0
2018-05-18 15:00 | 0
2018-05-18 16:00 | 0
2018-05-18 17:00 | 0
2018-05-18 18:00 | 0
2018-05-18 19:00 | 0
2018-05-18 20:00 | 0
2018-05-18 21:00 | 0
2018-05-18 22:00 | 0.088919
2018-05-18 23:00 | 0.32593
2018-05-19 | 0.3267
2018-05-19 01:00 | 0.3267
2018-05-19 02:00 | 0.3267
2018-05-19 03:00 | 0.31019
2018-05-19 04:00 | 0.31019
2018-05-19 05:00 | 0.31019
2018-05-19 06:00 | 0.31019
2018-05-19 07:00 | 0.31019
2018-05-19 08:00 | 0.24272
2018-05-19 09:00 | 0
2018-05-19 10:00 | 0
2018-05-19 11:00 | 0
2018-05-19 12:00 | 0
2018-05-19 13:00 | 0
2018-05-19 14:00 | 0
2018-05-19 15:00 | 0
2018-05-19 16:00 | 0
2018-05-19 17:00 | 0
2018-05-19 18:00 | 0
2018-05-19 19:00 | 0
2018-05-19 20:00 | 0
2018-05-19 21:00 | 0
2018-05-19 22:00 | 0.088919
2018-05-19 23:00 | 0.32585
2018-05-20 | 0.3267
2018-05-20 01:00 | 0.3267
2018-05-20 02:00 | 0.3267
2018-05-20 03:00 | 0.31019
2018-05-20 04:00 | 0.31019
2018-05-20 05:00 | 0.31019
2018-05-20 06:00 | 0.31019
2018-05-20 07:00 | 0.31019
2018-05-20 08:00 | 0.2404
2018-05-20 09:00 | 0
2018-05-20 10:00 | 0
2018-05-20 11:00 | 0
2018-05-20 12:00 | 0
2018-05-20 13:00 | 0
2018-05-20 14:00 | 0
2018-05-20 15:00 | 0
2018-05-20 16:00 | 0
2018-05-20 17:00 | 0
2018-05-20 18:00 | 0
2018-05-20 19:00 | 0
2018-05-20 20:00 | 0
2018-05-20 21:00 | 0
2018-05-20 22:00 | 0.088919
2018-05-20 23:00 | 0.32585
2018-05-21 | 0.3267
2018-05-21 01:00 | 0.3267
2018-05-21 02:00 | 0.3267
2018-05-21 03:00 | 0.31019
2018-05-21 04:00 | 0.31019
2018-05-21 05:00 | 0.31019
2018-05-21 06:00 | 0.31019
2018-05-21 07:00 | 0.31019
2018-05-21 08:00 | 0.22597
2018-05-21 09:00 | 0
2018-05-21 10:00 | 0
2018-05-21 11:00 | 0
2018-05-21 12:00 | 0
2018-05-21 13:00 | 0
2018-05-21 14:00 | 0
2018-05-21 15:00 | 0
2018-05-21 16:00 | 0
2018-05-21 17:00 | 0
2018-05-21 18:00 | 0
2018-05-21 19:00 | 0
2018-05-21 20:00 | 0
2018-05-21 21:00 | 0
2018-05-21 22:00 | 0.088536
2018-05-21 23:00 | 0.32496
2018-05-22 | 0.3267
2018-05-22 01:00 | 0.3267
2018-05-22 02:00 | 0.3267
2018-05-22 03:00 | 0.31019
2018-05-22 04:00 | 0.31019
2018-05-22 05:00 | 0.31019
2018-05-22 06:00 | 0.31019
2018-05-22 07:00 | 0.31019
2018-05-22 08:00 | 0.22495
2018-05-22 09:00 | 0
2018-05-22 10:00 | 0
2018-05-22 11:00 | 0
2018-05-22 12:00 | 0
2018-05-22 13:00 | 0
2018-05-22 14:00 | 0
2018-05-22 15:00 | 0
2018-05-22 16:00 | 0
2018-05-22 17:00 | 0
2018-05-22 18:00 | 0
2018-05-22 19:00 | 0
2018-05-22 20:00 | 0
2018-05-22 21:00 | 0
2018-05-22 22:00 | 0.080634
2018-05-22 23:00 | 0.32496
2018-05-23 | 0.3267
2018-05-23 01:00 | 0.3267
2018-05-23 02:00 | 0.3267
2018-05-23 03:00 | 0.31019
2018-05-23 04:00 | 0.31019
2018-05-23 05:00 | 0.31019
2018-05-23 06:00 | 0.31019
2018-05-23 07:00 | 0.31019
2018-05-23 08:00 | 0.22354
2018-05-23 09:00 | 0
2018-05-23 10:00 | 0
2018-05-23 11:00 | 0
2018-05-23 12:00 | 0
2018-05-23 13:00 | 0
2018-05-23 14:00 | 0
2018-05-23 15:00 | 0
2018-05-23 16:00 | 0
2018-05-23 17:00 | 0
2018-05-23 18:00 | 0
2018-05-23 19:00 | 0
2018-05-23 20:00 | 0
2018-05-23 21:00 | 0
2018-05-23 22:00 | 0.07835
2018-05-23 23:00 | 0.32489
2018-05-24 | 0.3267
2018-05-24 01:00 | 0.3267
2018-05-24 02:00 | 0.3267
2018-05-24 03:00 | 0.31019
2018-05-24 04:00 | 0.31019
2018-05-24 05:00 | 0.31019
2018-05-24 06:00 | 0.31019
2018-05-24 07:00 | 0.31019
2018-05-24 08:00 | 0.22354
2018-05-24 09:00 | 0
2018-05-24 10:00 | 0
2018-05-24 11:00 | 0
2018-05-24 12:00 | 0
2018-05-24 13:00 | 0
2018-05-24 14:00 | 0
2018-05-24 15:00 | 0
2018-05-24 16:00 | 0
2018-05-24 17:00 | 0
2018-05-24 18:00 | 0
2018-05-24 19:00 | 0
2018-05-24 20:00 | 0
2018-05-24 21:00 | 0
2018-05-24 22:00 | 0.072854
2018-05-24 23:00 | 0.32382
2018-05-25 | 0.3267
2018-05-25 01:00 | 0.3267
2018-05-25 02:00 | 0.3267
2018-05-25 03:00 | 0.31019
2018-05-25 04:00 | 0.31019
2018-05-25 05:00 | 0.31019
2018-05-25 06:00 | 0.31019
2018-05-25 07:00 | 0.31019
2018-05-25 08:00 | 0.22354
2018-05-25 09:00 | 0
2018-05-25 10:00 | 0
2018-05-25 11:00 | 0
2018-05-25 12:00 | 0
2018-05-25 13:00 | 0
2018-05-25 14:00 | 0
2018-05-25 15:00 | 0
2018-05-25 16:00 | 0
2018-05-25 17:00 | 0
2018-05-25 18:00 | 0
2018-05-25 19:00 | 0
2018-05-25 20:00 | 0
2018-05-25 21:00 | 0
2018-05-25 22:00 | 0.062731
2018-05-25 23:00 | 0.32285
2018-05-26 | 0.3267
2018-05-26 01:00 | 0.3267
2018-05-26 02:00 | 0.3267
2018-05-26 03:00 | 0.31019
2018-05-26 04:00 | 0.31019
2018-05-26 05:00 | 0.31019
2018-05-26 06:00 | 0.31019
2018-05-26 07:00 | 0.31019
2018-05-26 08:00 | 0.22316
2018-05-26 09:00 | 0
2018-05-26 10:00 | 0
2018-05-26 11:00 | 0
2018-05-26 12:00 | 0
2018-05-26 13:00 | 0
2018-05-26 14:00 | 0
2018-05-26 15:00 | 0
2018-05-26 16:00 | 0
2018-05-26 17:00 | 0
2018-05-26 18:00 | 0
2018-05-26 19:00 | 0
2018-05-26 20:00 | 0
2018-05-26 21:00 | 0
2018-05-26 22:00 | 0.062731
2018-05-26 23:00 | 0.32045
2018-05-27 | 0.3267
2018-05-27 01:00 | 0.3267
2018-05-27 02:00 | 0.3267
2018-05-27 03:00 | 0.31019
2018-05-27 04:00 | 0.31019
2018-05-27 05:00 | 0.31019
2018-05-27 06:00 | 0.31019
2018-05-27 07:00 | 0.31019
2018-05-27 08:00 | 0.22316
2018-05-27 09:00 | 0
2018-05-27 10:00 | 0
2018-05-27 11:00 | 0
2018-05-27 12:00 | 0
2018-05-27 13:00 | 0
2018-05-27 14:00 | 0
2018-05-27 15:00 | 0
2018-05-27 16:00 | 0
2018-05-27 17:00 | 0
2018-05-27 18:00 | 0
2018-05-27 19:00 | 0
2018-05-27 20:00 | 0
2018-05-27 21:00 | 0
2018-05-27 22:00 | 0.054416
2018-05-27 23:00 | 0.31445
2018-05-28 | 0.3267
2018-05-28 01:00 | 0.3267
2018-05-28 02:00 | 0.3267
2018-05-28 03:00 | 0.31019
2018-05-28 04:00 | 0.31019
2018-05-28 05:00 | 0.31019
2018-05-28 06:00 | 0.31019
2018-05-28 07:00 | 0.31019
2018-05-28 08:00 | 0.22316
2018-05-28 09:00 | 0
2018-05-28 10:00 | 0
2018-05-28 11:00 | 0
2018-05-28 12:00 | 0
2018-05-28 13:00 | 0
2018-05-28 14:00 | 0
2018-05-28 15:00 | 0
2018-05-28 16:00 | 0
2018-05-28 17:00 | 0
2018-05-28 18:00 | 0
2018-05-28 19:00 | 0
2018-05-28 20:00 | 0
2018-05-28 21:00 | 0
2018-05-28 22:00 | 0.054416
2018-05-28 23:00 | 0.31445
2018-05-29 | 0.3267
2018-05-29 01:00 | 0.3267
2018-05-29 02:00 | 0.3267
2018-05-29 03:00 | 0.31019
2018-05-29 04:00 | 0.31019
2018-05-29 05:00 | 0.31019
2018-05-29 06:00 | 0.31019
2018-05-29 07:00 | 0.31019
2018-05-29 08:00 | 0.22235
2018-05-29 09:00 | 0
2018-05-29 10:00 | 0
2018-05-29 11:00 | 0
2018-05-29 12:00 | 0
2018-05-29 13:00 | 0
2018-05-29 14:00 | 0
2018-05-29 15:00 | 0
2018-05-29 16:00 | 0
2018-05-29 17:00 | 0
2018-05-29 18:00 | 0
2018-05-29 19:00 | 0
2018-05-29 20:00 | 0
2018-05-29 21:00 | 0
2018-05-29 22:00 | 0.054279
2018-05-29 23:00 | 0.31047
2018-05-30 | 0.3267
2018-05-30 01:00 | 0.3267
2018-05-30 02:00 | 0.3267
2018-05-30 03:00 | 0.31019
2018-05-30 04:00 | 0.31019
2018-05-30 05:00 | 0.31019
2018-05-30 06:00 | 0.31019
2018-05-30 07:00 | 0.31019
2018-05-30 08:00 | 0.21783
2018-05-30 09:00 | 0
2018-05-30 10:00 | 0
2018-05-30 11:00 | 0
2018-05-30 12:00 | 0
2018-05-30 13:00 | 0
2018-05-30 14:00 | 0
2018-05-30 15:00 | 0
2018-05-30 16:00 | 0
2018-05-30 17:00 | 0
2018-05-30 18:00 | 0
2018-05-30 19:00 | 0
2018-05-30 20:00 | 0
2018-05-30 21:00 | 0
2018-05-30 22:00 | 0.054279
2018-05-30 23:00 | 0.31043
2018-05-31 | 0.3267
2018-05-31 01:00 | 0.3267
2018-05-31 02:00 | 0.3267
2018-05-31 03:00 | 0.31019
2018-05-31 04:00 | 0.31019
2018-05-31 05:00 | 0.31019
2018-05-31 06:00 | 0.31019
2018-05-31 07:00 | 0.31019
2018-05-31 08:00 | 0.21783
2018-05-31 09:00 | 0
2018-05-31 10:00 | 0
2018-05-31 11:00 | 0
2018-05-31 12:00 | 0
2018-05-31 13:00 | 0
2018-05-31 14:00 | 0
2018-05-31 15:00 | 0
2018-05-31 16:00 | 0
2018-05-31 17:00 | 0
2018-05-31 18:00 | 0
2018-05-31 19:00 | 0
2018-05-31 20:00 | 0
2018-05-31 21:00 | 0
2018-05-31 22:00 | 0.054279
2018-05-31 23:00 | 0.31043
2018-06-01 | 0.3267
2018-06-01 01:00 | 0.3267
2018-06-01 02:00 | 0.3267
2018-06-01 03:00 | 0.31019
2018-06-01 04:00 | 0.31019
2018-06-01 05:00 | 0.31019
2018-06-01 06:00 | 0.31019
2018-06-01 07:00 | 0.31019
2018-06-01 08:00 | 0.21783
2018-06-01 09:00 | 0
2018-06-01 10:00 | 0
2018-06-01 11:00 | 0
2018-06-01 12:00 | 0
2018-06-01 13:00 | 0
2018-06-01 14:00 | 0
2018-06-01 15:00 | 0
2018-06-01 16:00 | 0
2018-06-01 17:00 | 0
2018-06-01 18:00 | 0
2018-06-01 19:00 | 0
2018-06-01 20:00 | 0
2018-06-01 21:00 | 0
2018-06-01 22:00 | 0.051426
2018-06-01 23:00 | 0.3079
2018-06-02 | 0.3267
2018-06-02 01:00 | 0.3267
2018-06-02 02:00 | 0.3267
2018-06-02 03:00 | 0.31019
2018-06-02 04:00 | 0.31019
2018-06-02 05:00 | 0.31019
2018-06-02 06:00 | 0.31019
2018-06-02 07:00 | 0.31019
2018-06-02 08:00 | 0.21783
2018-06-02 09:00 | 0
2018-06-02 10:00 | 0
2018-06-02 11:00 | 0
2018-06-02 12:00 | 0
2018-06-02 13:00 | 0
2018-06-02 14:00 | 0
2018-06-02 15:00 | 0
2018-06-02 16:00 | 0
2018-06-02 17:00 | 0
2018-06-02 18:00 | 0
2018-06-02 19:00 | 0
2018-06-02 20:00 | 0
2018-06-02 21:00 | 0
2018-06-02 22:00 | 0.051426
2018-06-02 23:00 | 0.3079
2018-06-03 | 0.3267
2018-06-03 01:00 | 0.3267
2018-06-03 02:00 | 0.3267
2018-06-03 03:00 | 0.31019
2018-06-03 04:00 | 0.31019
2018-06-03 05:00 | 0.31019
2018-06-03 06:00 | 0.31019
2018-06-03 07:00 | 0.31019
2018-06-03 08:00 | 0.19095
2018-06-03 09:00 | 0
2018-06-03 10:00 | 0
2018-06-03 11:00 | 0
2018-06-03 12:00 | 0
2018-06-03 13:00 | 0
2018-06-03 14:00 | 0
2018-06-03 15:00 | 0
2018-06-03 16:00 | 0
2018-06-03 17:00 | 0
2018-06-03 18:00 | 0
2018-06-03 19:00 | 0
2018-06-03 20:00 | 0
2018-06-03 21:00 | 0
2018-06-03 22:00 | 0.051426
2018-06-03 23:00 | 0.30544
2018-06-04 | 0.3267
2018-06-04 01:00 | 0.3267
2018-06-04 02:00 | 0.3267
2018-06-04 03:00 | 0.31019
2018-06-04 04:00 | 0.31019
2018-06-04 05:00 | 0.31019
2018-06-04 06:00 | 0.31019
2018-06-04 07:00 | 0.31019
2018-06-04 08:00 | 0.19062
2018-06-04 09:00 | 0
2018-06-04 10:00 | 0
2018-06-04 11:00 | 0
2018-06-04 12:00 | 0
2018-06-04 13:00 | 0
2018-06-04 14:00 | 0
2018-06-04 15:00 | 0
2018-06-04 16:00 | 0
2018-06-04 17:00 | 0
2018-06-04 18:00 | 0
2018-06-04 19:00 | 0
2018-06-04 20:00 | 0
2018-06-04 21:00 | 0
2018-06-04 22:00 | 0.051426
2018-06-04 23:00 | 0.30497
2018-06-05 | 0.3267
2018-06-05 01:00 | 0.3267
2018-06-05 02:00 | 0.3267
2018-06-05 03:00 | 0.31019
2018-06-05 04:00 | 0.31019
2018-06-05 05:00 | 0.31019
2018-06-05 06:00 | 0.31019
2018-06-05 07:00 | 0.31019
2018-06-05 08:00 | 0.18665
2018-06-05 09:00 | 0
2018-06-05 10:00 | 0
2018-06-05 11:00 | 0
2018-06-05 12:00 | 0
2018-06-05 13:00 | 0
2018-06-05 14:00 | 0
2018-06-05 15:00 | 0
2018-06-05 16:00 | 0
2018-06-05 17:00 | 0
2018-06-05 18:00 | 0
2018-06-05 19:00 | 0
2018-06-05 20:00 | 0
2018-06-05 21:00 | 0
2018-06-05 22:00 | 0.051426
2018-06-05 23:00 | 0.30458
2018-06-06 | 0.3267
2018-06-06 01:00 | 0.3267
2018-06-06 02:00 | 0.3267
2018-06-06 03:00 | 0.31019
2018-06-06 04:00 | 0.31019
2018-06-06 05:00 | 0.31019
2018-06-06 06:00 | 0.31019
2018-06-06 07:00 | 0.31019
2018-06-06 08:00 | 0.18657
2018-06-06 09:00 | 0
2018-06-06 10:00 | 0
2018-06-06 11:00 | 0
2018-06-06 12:00 | 0
2018-06-06 13:00 | 0
2018-06-06 14:00 | 0
2018-06-06 15:00 | 0
2018-06-06 16:00 | 0
2018-06-06 17:00 | 0
2018-06-06 18:00 | 0
2018-06-06 19:00 | 0
2018-06-06 20:00 | 0
2018-06-06 21:00 | 0
2018-06-06 22:00 | 0.050218
2018-06-06 23:00 | 0.30458
2018-06-07 | 0.3267
2018-06-07 01:00 | 0.3267
2018-06-07 02:00 | 0.3267
2018-06-07 03:00 | 0.31019
2018-06-07 04:00 | 0.31019
2018-06-07 05:00 | 0.31019
2018-06-07 06:00 | 0.31019
2018-06-07 07:00 | 0.31019
2018-06-07 08:00 | 0.18649
2018-06-07 09:00 | 0
2018-06-07 10:00 | 0
2018-06-07 11:00 | 0
2018-06-07 12:00 | 0
2018-06-07 13:00 | 0
2018-06-07 14:00 | 0
2018-06-07 15:00 | 0
2018-06-07 16:00 | 0
2018-06-07 17:00 | 0
2018-06-07 18:00 | 0
2018-06-07 19:00 | 0
2018-06-07 20:00 | 0
2018-06-07 21:00 | 0
2018-06-07 22:00 | 0.050218
2018-06-07 23:00 | 0.30382
2018-06-08 | 0.3267
2018-06-08 01:00 | 0.3267
2018-06-08 02:00 | 0.3267
2018-06-08 03:00 | 0.31019
2018-06-08 04:00 | 0.31019
2018-06-08 05:00 | 0.31019
2018-06-08 06:00 | 0.31019
2018-06-08 07:00 | 0.31019
2018-06-08 08:00 | 0.18649
2018-06-08 09:00 | 0
2018-06-08 10:00 | 0
2018-06-08 11:00 | 0
2018-06-08 12:00 | 0
2018-06-08 13:00 | 0
2018-06-08 14:00 | 0
2018-06-08 15:00 | 0
2018-06-08 16:00 | 0
2018-06-08 17:00 | 0
2018-06-08 18:00 | 0
2018-06-08 19:00 | 0
2018-06-08 20:00 | 0
2018-06-08 21:00 | 0
2018-06-08 22:00 | 0.050218
2018-06-08 23:00 | 0.30382
2018-06-09 | 0.3267
2018-06-09 01:00 | 0.3267
2018-06-09 02:00 | 0.3267
2018-06-09 03:00 | 0.31019
2018-06-09 04:00 | 0.31019
2018-06-09 05:00 | 0.31019
2018-06-09 06:00 | 0.31019
2018-06-09 07:00 | 0.31019
2018-06-09 08:00 | 0.17934
2018-06-09 09:00 | 0
2018-06-09 10:00 | 0
2018-06-09 11:00 | 0
2018-06-09 12:00 | 0
2018-06-09 13:00 | 0
2018-06-09 14:00 | 0
2018-06-09 15:00 | 0
2018-06-09 16:00 | 0
2018-06-09 17:00 | 0
2018-06-09 18:00 | 0
2018-06-09 19:00 | 0
2018-06-09 20:00 | 0
2018-06-09 21:00 | 0
2018-06-09 22:00 | 0.050218
2018-06-09 23:00 | 0.30382
2018-06-10 | 0.3267
2018-06-10 01:00 | 0.3267
2018-06-10 02:00 | 0.3267
2018-06-10 03:00 | 0.31019
2018-06-10 04:00 | 0.31019
2018-06-10 05:00 | 0.31019
2018-06-10 06:00 | 0.31019
2018-06-10 07:00 | 0.31019
2018-06-10 08:00 | 0.17934
2018-06-10 09:00 | 0
2018-06-10 10:00 | 0
2018-06-10 11:00 | 0
2018-06-10 12:00 | 0
2018-06-10 13:00 | 0
2018-06-10 14:00 | 0
2018-06-10 15:00 | 0
2018-06-10 16:00 | 0
2018-06-10 17:00 | 0
2018-06-10 18:00 | 0
2018-06-10 19:00 | 0
2018-06-10 20:00 | 0
2018-06-10 21:00 | 0
2018-06-10 22:00 | 0.029679
2018-06-10 23:00 | 0.30382
2018-06-11 | 0.3267
2018-06-11 01:00 | 0.3267
2018-06-11 02:00 | 0.3267
2018-06-11 03:00 | 0.31019
2018-06-11 04:00 | 0.31019
2018-06-11 05:00 | 0.31019
2018-06-11 06:00 | 0.31019
2018-06-11 07:00 | 0.31019
2018-06-11 08:00 | 0.17896
2018-06-11 09:00 | 0
2018-06-11 10:00 | 0
2018-06-11 11:00 | 0
2018-06-11 12:00 | 0
2018-06-11 13:00 | 0
2018-06-11 14:00 | 0
2018-06-11 15:00 | 0
2018-06-11 16:00 | 0
2018-06-11 17:00 | 0
2018-06-11 18:00 | 0
2018-06-11 19:00 | 0
2018-06-11 20:00 | 0
2018-06-11 21:00 | 0
2018-06-11 22:00 | 0.029276
2018-06-11 23:00 | 0.30382
2018-06-12 | 0.3267
2018-06-12 01:00 | 0.3267
2018-06-12 02:00 | 0.3267
2018-06-12 03:00 | 0.31019
2018-06-12 04:00 | 0.31019
2018-06-12 05:00 | 0.31019
2018-06-12 06:00 | 0.31019
2018-06-12 07:00 | 0.31019
2018-06-12 08:00 | 0.17623
2018-06-12 09:00 | 0
2018-06-12 10:00 | 0
2018-06-12 11:00 | 0
2018-06-12 12:00 | 0
2018-06-12 13:00 | 0
2018-06-12 14:00 | 0
2018-06-12 15:00 | 0
2018-06-12 16:00 | 0
2018-06-12 17:00 | 0
2018-06-12 18:00 | 0
2018-06-12 19:00 | 0
2018-06-12 20:00 | 0
2018-06-12 21:00 | 0
2018-06-12 22:00 | 0.029276
2018-06-12 23:00 | 0.30286
2018-06-13 | 0.3267
2018-06-13 01:00 | 0.3267
2018-06-13 02:00 | 0.3267
2018-06-13 03:00 | 0.31019
2018-06-13 04:00 | 0.31019
2018-06-13 05:00 | 0.31019
2018-06-13 06:00 | 0.31019
2018-06-13 07:00 | 0.31019
2018-06-13 08:00 | 0.17623
2018-06-13 09:00 | 0
2018-06-13 10:00 | 0
2018-06-13 11:00 | 0
2018-06-13 12:00 | 0
2018-06-13 13:00 | 0
2018-06-13 14:00 | 0
2018-06-13 15:00 | 0
2018-06-13 16:00 | 0
2018-06-13 17:00 | 0
2018-06-13 18:00 | 0
2018-06-13 19:00 | 0
2018-06-13 20:00 | 0
2018-06-13 21:00 | 0
2018-06-13 22:00 | 0.029276
2018-06-13 23:00 | 0.30247
2018-06-14 | 0.3267
2018-06-14 01:00 | 0.3267
2018-06-14 02:00 | 0.3267
2018-06-14 03:00 | 0.31019
2018-06-14 04:00 | 0.31019
2018-06-14 05:00 | 0.31019
2018-06-14 06:00 | 0.31019
2018-06-14 07:00 | 0.31019
2018-06-14 08:00 | 0.17623
2018-06-14 09:00 | 0
2018-06-14 10:00 | 0
2018-06-14 11:00 | 0
2018-06-14 12:00 | 0
2018-06-14 13:00 | 0
2018-06-14 14:00 | 0
2018-06-14 15:00 | 0
2018-06-14 16:00 | 0
2018-06-14 17:00 | 0
2018-06-14 18:00 | 0
2018-06-14 19:00 | 0
2018-06-14 20:00 | 0
2018-06-14 21:00 | 0
2018-06-14 22:00 | 0.029276
2018-06-14 23:00 | 0.30247
2018-06-15 | 0.3267
2018-06-15 01:00 | 0.3267
2018-06-15 02:00 | 0.3267
2018-06-15 03:00 | 0.31019
2018-06-15 04:00 | 0.31019
2018-06-15 05:00 | 0.31019
2018-06-15 06:00 | 0.31019
2018-06-15 07:00 | 0.31019
2018-06-15 08:00 | 0.17623
2018-06-15 09:00 | 0
2018-06-15 10:00 | 0
2018-06-15 11:00 | 0
2018-06-15 12:00 | 0
2018-06-15 13:00 | 0
2018-06-15 14:00 | 0
2018-06-15 15:00 | 0
2018-06-15 16:00 | 0
2018-06-15 17:00 | 0
2018-06-15 18:00 | 0
2018-06-15 19:00 | 0
2018-06-15 20:00 | 0
2018-06-15 21:00 | 0
2018-06-15 22:00 | 0.029276
2018-06-15 23:00 | 0.30247
2018-06-16 | 0.3267
2018-06-16 01:00 | 0.3267
2018-06-16 02:00 | 0.3267
2018-06-16 03:00 | 0.31019
2018-06-16 04:00 | 0.31019
2018-06-16 05:00 | 0.31019
2018-06-16 06:00 | 0.31019
2018-06-16 07:00 | 0.31019
2018-06-16 08:00 | 0.17896
2018-06-16 09:00 | 0
2018-06-16 10:00 | 0
2018-06-16 11:00 | 0
2018-06-16 12:00 | 0
2018-06-16 13:00 | 0
2018-06-16 14:00 | 0
2018-06-16 15:00 | 0
2018-06-16 16:00 | 0
2018-06-16 17:00 | 0
2018-06-16 18:00 | 0
2018-06-16 19:00 | 0
2018-06-16 20:00 | 0
2018-06-16 21:00 | 0
2018-06-16 22:00 | 0.029276
2018-06-16 23:00 | 0.3014
2018-06-17 | 0.3267
2018-06-17 01:00 | 0.3267
2018-06-17 02:00 | 0.3267
2018-06-17 03:00 | 0.31019
2018-06-17 04:00 | 0.31019
2018-06-17 05:00 | 0.31019
2018-06-17 06:00 | 0.31019
2018-06-17 07:00 | 0.31019
2018-06-17 08:00 | 0.17896
2018-06-17 09:00 | 0
2018-06-17 10:00 | 0
2018-06-17 11:00 | 0
2018-06-17 12:00 | 0
2018-06-17 13:00 | 0
2018-06-17 14:00 | 0
2018-06-17 15:00 | 0
2018-06-17 16:00 | 0
2018-06-17 17:00 | 0
2018-06-17 18:00 | 0
2018-06-17 19:00 | 0
2018-06-17 20:00 | 0
2018-06-17 21:00 | 0
2018-06-17 22:00 | 0.029276
2018-06-17 23:00 | 0.3004
2018-06-18 | 0.3267
2018-06-18 01:00 | 0.3267
2018-06-18 02:00 | 0.3267
2018-06-18 03:00 | 0.31019
2018-06-18 04:00 | 0.31019
2018-06-18 05:00 | 0.31019
2018-06-18 06:00 | 0.31019
2018-06-18 07:00 | 0.31019
2018-06-18 08:00 | 0.18649
2018-06-18 09:00 | 0
2018-06-18 10:00 | 0
2018-06-18 11:00 | 0
2018-06-18 12:00 | 0
2018-06-18 13:00 | 0
2018-06-18 14:00 | 0
2018-06-18 15:00 | 0
2018-06-18 16:00 | 0
2018-06-18 17:00 | 0
2018-06-18 18:00 | 0
2018-06-18 19:00 | 0
2018-06-18 20:00 | 0
2018-06-18 21:00 | 0
2018-06-18 22:00 | 0.022038
2018-06-18 23:00 | 0.29811
2018-06-19 | 0.3267
2018-06-19 01:00 | 0.3267
2018-06-19 02:00 | 0.3267
2018-06-19 03:00 | 0.31019
2018-06-19 04:00 | 0.31019
2018-06-19 05:00 | 0.31019
2018-06-19 06:00 | 0.31019
2018-06-19 07:00 | 0.31019
2018-06-19 08:00 | 0.18649
2018-06-19 09:00 | 0
2018-06-19 10:00 | 0
2018-06-19 11:00 | 0
2018-06-19 12:00 | 0
2018-06-19 13:00 | 0
2018-06-19 14:00 | 0
2018-06-19 15:00 | 0
2018-06-19 16:00 | 0
2018-06-19 17:00 | 0
2018-06-19 18:00 | 0
2018-06-19 19:00 | 0
2018-06-19 20:00 | 0
2018-06-19 21:00 | 0
2018-06-19 22:00 | 0.022038
2018-06-19 23:00 | 0.29811
2018-06-20 | 0.3267
2018-06-20 01:00 | 0.3267
2018-06-20 02:00 | 0.3267
2018-06-20 03:00 | 0.31019
2018-06-20 04:00 | 0.31019
2018-06-20 05:00 | 0.31019
2018-06-20 06:00 | 0.31019
2018-06-20 07:00 | 0.31019
2018-06-20 08:00 | 0.18649
2018-06-20 09:00 | 0
2018-06-20 10:00 | 0
2018-06-20 11:00 | 0
2018-06-20 12:00 | 0
2018-06-20 13:00 | 0
2018-06-20 14:00 | 0
2018-06-20 15:00 | 0
2018-06-20 16:00 | 0
2018-06-20 17:00 | 0
2018-06-20 18:00 | 0
2018-06-20 19:00 | 0
2018-06-20 20:00 | 0
2018-06-20 21:00 | 0
2018-06-20 22:00 | 0.022038
2018-06-20 23:00 | 0.29709
2018-06-21 | 0.3267
2018-06-21 01:00 | 0.3267
2018-06-21 02:00 | 0.3267
2018-06-21 03:00 | 0.31019
2018-06-21 04:00 | 0.31019
2018-06-21 05:00 | 0.31019
2018-06-21 06:00 | 0.31019
2018-06-21 07:00 | 0.31019
2018-06-21 08:00 | 0.18649
2018-06-21 09:00 | 0
2018-06-21 10:00 | 0
2018-06-21 11:00 | 0
2018-06-21 12:00 | 0
2018-06-21 13:00 | 0
2018-06-21 14:00 | 0
2018-06-21 15:00 | 0
2018-06-21 16:00 | 0
2018-06-21 17:00 | 0
2018-06-21 18:00 | 0
2018-06-21 19:00 | 0
2018-06-21 20:00 | 0
2018-06-21 21:00 | 0
2018-06-21 22:00 | 0.022038
2018-06-21 23:00 | 0.29709
2018-06-22 | 0.3267
2018-06-22 01:00 | 0.3267
2018-06-22 02:00 | 0.3267
2018-06-22 03:00 | 0.31019
2018-06-22 04:00 | 0.31019
2018-06-22 05:00 | 0.31019
2018-06-22 06:00 | 0.31019
2018-06-22 07:00 | 0.31019
2018-06-22 08:00 | 0.18649
2018-06-22 09:00 | 0
2018-06-22 10:00 | 0
2018-06-22 11:00 | 0
2018-06-22 12:00 | 0
2018-06-22 13:00 | 0
2018-06-22 14:00 | 0
2018-06-22 15:00 | 0
2018-06-22 16:00 | 0
2018-06-22 17:00 | 0
2018-06-22 18:00 | 0
2018-06-22 19:00 | 0
2018-06-22 20:00 | 0
2018-06-22 21:00 | 0
2018-06-22 22:00 | 0.022038
2018-06-22 23:00 | 0.29709
2018-06-23 | 0.3267
2018-06-23 01:00 | 0.3267
2018-06-23 02:00 | 0.3267
2018-06-23 03:00 | 0.31019
2018-06-23 04:00 | 0.31019
2018-06-23 05:00 | 0.31019
2018-06-23 06:00 | 0.31019
2018-06-23 07:00 | 0.31019
2018-06-23 08:00 | 0.18649
2018-06-23 09:00 | 0
2018-06-23 10:00 | 0
2018-06-23 11:00 | 0
2018-06-23 12:00 | 0
2018-06-23 13:00 | 0
2018-06-23 14:00 | 0
2018-06-23 15:00 | 0
2018-06-23 16:00 | 0
2018-06-23 17:00 | 0
2018-06-23 18:00 | 0
2018-06-23 19:00 | 0
2018-06-23 20:00 | 0
2018-06-23 21:00 | 0
2018-06-23 22:00 | 0.022038
2018-06-23 23:00 | 0.29701
2018-06-24 | 0.3267
2018-06-24 01:00 | 0.3267
2018-06-24 02:00 | 0.3267
2018-06-24 03:00 | 0.31019
2018-06-24 04:00 | 0.31019
2018-06-24 05:00 | 0.31019
2018-06-24 06:00 | 0.31019
2018-06-24 07:00 | 0.31019
2018-06-24 08:00 | 0.19667
2018-06-24 09:00 | 0
2018-06-24 10:00 | 0
2018-06-24 11:00 | 0
2018-06-24 12:00 | 0
2018-06-24 13:00 | 0
2018-06-24 14:00 | 0
2018-06-24 15:00 | 0
2018-06-24 16:00 | 0
2018-06-24 17:00 | 0
2018-06-24 18:00 | 0
2018-06-24 19:00 | 0
2018-06-24 20:00 | 0
2018-06-24 21:00 | 0
2018-06-24 22:00 | 0.022038
2018-06-24 23:00 | 0.29617
2018-06-25 | 0.3267
2018-06-25 01:00 | 0.3267
2018-06-25 02:00 | 0.3267
2018-06-25 03:00 | 0.31019
2018-06-25 04:00 | 0.31019
2018-06-25 05:00 | 0.31019
2018-06-25 06:00 | 0.31019
2018-06-25 07:00 | 0.31019
2018-06-25 08:00 | 0.2175
2018-06-25 09:00 | 0
2018-06-25 10:00 | 0
2018-06-25 11:00 | 0
2018-06-25 12:00 | 0
2018-06-25 13:00 | 0
2018-06-25 14:00 | 0
2018-06-25 15:00 | 0
2018-06-25 16:00 | 0
2018-06-25 17:00 | 0
2018-06-25 18:00 | 0
2018-06-25 19:00 | 0
2018-06-25 20:00 | 0
2018-06-25 21:00 | 0
2018-06-25 22:00 | 0.022038
2018-06-25 23:00 | 0.29617
2018-06-26 | 0.3267
2018-06-26 01:00 | 0.3267
2018-06-26 02:00 | 0.3267
2018-06-26 03:00 | 0.31019
2018-06-26 04:00 | 0.31019
2018-06-26 05:00 | 0.31019
2018-06-26 06:00 | 0.31019
2018-06-26 07:00 | 0.31019
2018-06-26 08:00 | 0.2175
2018-06-26 09:00 | 0
2018-06-26 10:00 | 0
2018-06-26 11:00 | 0
2018-06-26 12:00 | 0
2018-06-26 13:00 | 0
2018-06-26 14:00 | 0
2018-06-26 15:00 | 0
2018-06-26 16:00 | 0
2018-06-26 17:00 | 0
2018-06-26 18:00 | 0
2018-06-26 19:00 | 0
2018-06-26 20:00 | 0
2018-06-26 21:00 | 0
2018-06-26 22:00 | 0.022038
2018-06-26 23:00 | 0.29617
2018-06-27 | 0.3267
2018-06-27 01:00 | 0.3267
2018-06-27 02:00 | 0.3267
2018-06-27 03:00 | 0.31019
2018-06-27 04:00 | 0.31019
2018-06-27 05:00 | 0.31019
2018-06-27 06:00 | 0.31019
2018-06-27 07:00 | 0.31019
2018-06-27 08:00 | 0.21783
2018-06-27 09:00 | 0
2018-06-27 10:00 | 0
2018-06-27 11:00 | 0
2018-06-27 12:00 | 0
2018-06-27 13:00 | 0
2018-06-27 14:00 | 0
2018-06-27 15:00 | 0
2018-06-27 16:00 | 0
2018-06-27 17:00 | 0
2018-06-27 18:00 | 0
2018-06-27 19:00 | 0
2018-06-27 20:00 | 0
2018-06-27 21:00 | 0
2018-06-27 22:00 | 0.016937
2018-06-27 23:00 | 0.29617
2018-06-28 | 0.3267
2018-06-28 01:00 | 0.3267
2018-06-28 02:00 | 0.3267
2018-06-28 03:00 | 0.31019
2018-06-28 04:00 | 0.31019
2018-06-28 05:00 | 0.31019
2018-06-28 06:00 | 0.31019
2018-06-28 07:00 | 0.31019
2018-06-28 08:00 | 0.22235
2018-06-28 09:00 | 0
2018-06-28 10:00 | 0
2018-06-28 11:00 | 0
2018-06-28 12:00 | 0
2018-06-28 13:00 | 0
2018-06-28 14:00 | 0
2018-06-28 15:00 | 0
2018-06-28 16:00 | 0
2018-06-28 17:00 | 0
2018-06-28 18:00 | 0
2018-06-28 19:00 | 0
2018-06-28 20:00 | 0
2018-06-28 21:00 | 0
2018-06-28 22:00 | 0.016937
2018-06-28 23:00 | 0.29167
2018-06-29 | 0.3267
2018-06-29 01:00 | 0.3267
2018-06-29 02:00 | 0.3267
2018-06-29 03:00 | 0.31019
2018-06-29 04:00 | 0.31019
2018-06-29 05:00 | 0.31019
2018-06-29 06:00 | 0.31019
2018-06-29 07:00 | 0.31019
2018-06-29 08:00 | 0.22235
2018-06-29 09:00 | 0
2018-06-29 10:00 | 0
2018-06-29 11:00 | 0
2018-06-29 12:00 | 0
2018-06-29 13:00 | 0
2018-06-29 14:00 | 0
2018-06-29 15:00 | 0
2018-06-29 16:00 | 0
2018-06-29 17:00 | 0
2018-06-29 18:00 | 0
2018-06-29 19:00 | 0
2018-06-29 20:00 | 0
2018-06-29 21:00 | 0
2018-06-29 22:00 | 0.016937
2018-06-29 23:00 | 0.29167
2018-06-30 | 0.3267
2018-06-30 01:00 | 0.3267
2018-06-30 02:00 | 0.3267
2018-06-30 03:00 | 0.31019
2018-06-30 04:00 | 0.31019
2018-06-30 05:00 | 0.31019
2018-06-30 06:00 | 0.31019
2018-06-30 07:00 | 0.31019
2018-06-30 08:00 | 0.22235
2018-06-30 09:00 | 0
2018-06-30 10:00 | 0
2018-06-30 11:00 | 0
2018-06-30 12:00 | 0
2018-06-30 13:00 | 0
2018-06-30 14:00 | 0
2018-06-30 15:00 | 0
2018-06-30 16:00 | 0
2018-06-30 17:00 | 0
2018-06-30 18:00 | 0
2018-06-30 19:00 | 0
2018-06-30 20:00 | 0
2018-06-30 21:00 | 0
2018-06-30 22:00 | 0.016937
2018-06-30 23:00 | 0.29167
2018-07-01 | 0.3267
2018-07-01 01:00 | 0.3267
2018-07-01 02:00 | 0.3267
2018-07-01 03:00 | 0.31019
2018-07-01 04:00 | 0.31019
2018-07-01 05:00 | 0.31019
2018-07-01 06:00 | 0.31019
2018-07-01 07:00 | 0.31019
2018-07-01 08:00 | 0.22235
2018-07-01 09:00 | 0
2018-07-01 10:00 | 0
2018-07-01 11:00 | 0
2018-07-01 12:00 | 0
2018-07-01 13:00 | 0
2018-07-01 14:00 | 0
2018-07-01 15:00 | 0
2018-07-01 16:00 | 0
2018-07-01 17:00 | 0
2018-07-01 18:00 | 0
2018-07-01 19:00 | 0
2018-07-01 20:00 | 0
2018-07-01 21:00 | 0
2018-07-01 22:00 | 0.016937
2018-07-01 23:00 | 0.29469
2018-07-02 | 0.3267
2018-07-02 01:00 | 0.3267
2018-07-02 02:00 | 0.3267
2018-07-02 03:00 | 0.31019
2018-07-02 04:00 | 0.31019
2018-07-02 05:00 | 0.31019
2018-07-02 06:00 | 0.31019
2018-07-02 07:00 | 0.31019
2018-07-02 08:00 | 0.22235
2018-07-02 09:00 | 0
2018-07-02 10:00 | 0
2018-07-02 11:00 | 0
2018-07-02 12:00 | 0
2018-07-02 13:00 | 0
2018-07-02 14:00 | 0
2018-07-02 15:00 | 0
2018-07-02 16:00 | 0
2018-07-02 17:00 | 0
2018-07-02 18:00 | 0
2018-07-02 19:00 | 0
2018-07-02 20:00 | 0
2018-07-02 21:00 | 0
2018-07-02 22:00 | 0.016937
2018-07-02 23:00 | 0.29469
2018-07-03 | 0.3267
2018-07-03 01:00 | 0.3267
2018-07-03 02:00 | 0.3267
2018-07-03 03:00 | 0.31019
2018-07-03 04:00 | 0.31019
2018-07-03 05:00 | 0.31019
2018-07-03 06:00 | 0.31019
2018-07-03 07:00 | 0.31019
2018-07-03 08:00 | 0.22313
2018-07-03 09:00 | 0
2018-07-03 10:00 | 0
2018-07-03 11:00 | 0
2018-07-03 12:00 | 0
2018-07-03 13:00 | 0
2018-07-03 14:00 | 0
2018-07-03 15:00 | 0
2018-07-03 16:00 | 0
2018-07-03 17:00 | 0
2018-07-03 18:00 | 0
2018-07-03 19:00 | 0
2018-07-03 20:00 | 0
2018-07-03 21:00 | 0
2018-07-03 22:00 | 0.016937
2018-07-03 23:00 | 0.29617
2018-07-04 | 0.3267
2018-07-04 01:00 | 0.3267
2018-07-04 02:00 | 0.3267
2018-07-04 03:00 | 0.31019
2018-07-04 04:00 | 0.31019
2018-07-04 05:00 | 0.31019
2018-07-04 06:00 | 0.31019
2018-07-04 07:00 | 0.31019
2018-07-04 08:00 | 0.22316
2018-07-04 09:00 | 0
2018-07-04 10:00 | 0
2018-07-04 11:00 | 0
2018-07-04 12:00 | 0
2018-07-04 13:00 | 0
2018-07-04 14:00 | 0
2018-07-04 15:00 | 0
2018-07-04 16:00 | 0
2018-07-04 17:00 | 0
2018-07-04 18:00 | 0
2018-07-04 19:00 | 0
2018-07-04 20:00 | 0
2018-07-04 21:00 | 0
2018-07-04 22:00 | 0.016937
2018-07-04 23:00 | 0.29617
2018-07-05 | 0.3267
2018-07-05 01:00 | 0.3267
2018-07-05 02:00 | 0.3267
2018-07-05 03:00 | 0.31019
2018-07-05 04:00 | 0.31019
2018-07-05 05:00 | 0.31019
2018-07-05 06:00 | 0.31019
2018-07-05 07:00 | 0.31019
2018-07-05 08:00 | 0.22316
2018-07-05 09:00 | 0
2018-07-05 10:00 | 0
2018-07-05 11:00 | 0
2018-07-05 12:00 | 0
2018-07-05 13:00 | 0
2018-07-05 14:00 | 0
2018-07-05 15:00 | 0
2018-07-05 16:00 | 0
2018-07-05 17:00 | 0
2018-07-05 18:00 | 0
2018-07-05 19:00 | 0
2018-07-05 20:00 | 0
2018-07-05 21:00 | 0
2018-07-05 22:00 | 0.022038
2018-07-05 23:00 | 0.29617
2018-07-06 | 0.3267
2018-07-06 01:00 | 0.3267
2018-07-06 02:00 | 0.3267
2018-07-06 03:00 | 0.31019
2018-07-06 04:00 | 0.31019
2018-07-06 05:00 | 0.31019
2018-07-06 06:00 | 0.31019
2018-07-06 07:00 | 0.31019
2018-07-06 08:00 | 0.22354
2018-07-06 09:00 | 0
2018-07-06 10:00 | 0
2018-07-06 11:00 | 0
2018-07-06 12:00 | 0
2018-07-06 13:00 | 0
2018-07-06 14:00 | 0
2018-07-06 15:00 | 0
2018-07-06 16:00 | 0
2018-07-06 17:00 | 0
2018-07-06 18:00 | 0
2018-07-06 19:00 | 0
2018-07-06 20:00 | 0
2018-07-06 21:00 | 0
2018-07-06 22:00 | 0.022038
2018-07-06 23:00 | 0.29701
2018-07-07 | 0.3267
2018-07-07 01:00 | 0.3267
2018-07-07 02:00 | 0.3267
2018-07-07 03:00 | 0.31019
2018-07-07 04:00 | 0.31019
2018-07-07 05:00 | 0.31019
2018-07-07 06:00 | 0.31019
2018-07-07 07:00 | 0.31019
2018-07-07 08:00 | 0.22354
2018-07-07 09:00 | 0
2018-07-07 10:00 | 0
2018-07-07 11:00 | 0
2018-07-07 12:00 | 0
2018-07-07 13:00 | 0
2018-07-07 14:00 | 0
2018-07-07 15:00 | 0
2018-07-07 16:00 | 0
2018-07-07 17:00 | 0
2018-07-07 18:00 | 0
2018-07-07 19:00 | 0
2018-07-07 20:00 | 0
2018-07-07 21:00 | 0
2018-07-07 22:00 | 0.022038
2018-07-07 23:00 | 0.29709
2018-07-08 | 0.3267
2018-07-08 01:00 | 0.3267
2018-07-08 02:00 | 0.3267
2018-07-08 03:00 | 0.31019
2018-07-08 04:00 | 0.31019
2018-07-08 05:00 | 0.31019
2018-07-08 06:00 | 0.31019
2018-07-08 07:00 | 0.31019
2018-07-08 08:00 | 0.22354
2018-07-08 09:00 | 0
2018-07-08 10:00 | 0
2018-07-08 11:00 | 0
2018-07-08 12:00 | 0
2018-07-08 13:00 | 0
2018-07-08 14:00 | 0
2018-07-08 15:00 | 0
2018-07-08 16:00 | 0
2018-07-08 17:00 | 0
2018-07-08 18:00 | 0
2018-07-08 19:00 | 0
2018-07-08 20:00 | 0
2018-07-08 21:00 | 0
2018-07-08 22:00 | 0.022038
2018-07-08 23:00 | 0.29709
2018-07-09 | 0.3267
2018-07-09 01:00 | 0.3267
2018-07-09 02:00 | 0.3267
2018-07-09 03:00 | 0.31019
2018-07-09 04:00 | 0.31019
2018-07-09 05:00 | 0.31019
2018-07-09 06:00 | 0.31019
2018-07-09 07:00 | 0.31019
2018-07-09 08:00 | 0.23384
2018-07-09 09:00 | 0
2018-07-09 10:00 | 0
2018-07-09 11:00 | 0
2018-07-09 12:00 | 0
2018-07-09 13:00 | 0
2018-07-09 14:00 | 0
2018-07-09 15:00 | 0
2018-07-09 16:00 | 0
2018-07-09 17:00 | 0
2018-07-09 18:00 | 0
2018-07-09 19:00 | 0
2018-07-09 20:00 | 0
2018-07-09 21:00 | 0
2018-07-09 22:00 | 0.022038
2018-07-09 23:00 | 0.29772
2018-07-10 | 0.3267
2018-07-10 01:00 | 0.3267
2018-07-10 02:00 | 0.3267
2018-07-10 03:00 | 0.31019
2018-07-10 04:00 | 0.31019
2018-07-10 05:00 | 0.31019
2018-07-10 06:00 | 0.31019
2018-07-10 07:00 | 0.31019
2018-07-10 08:00 | 0.23631
2018-07-10 09:00 | 0
2018-07-10 10:00 | 0
2018-07-10 11:00 | 0
2018-07-10 12:00 | 0
2018-07-10 13:00 | 0
2018-07-10 14:00 | 0
2018-07-10 15:00 | 0
2018-07-10 16:00 | 0
2018-07-10 17:00 | 0
2018-07-10 18:00 | 0
2018-07-10 19:00 | 0
2018-07-10 20:00 | 0
2018-07-10 21:00 | 0
2018-07-10 22:00 | 0.022038
2018-07-10 23:00 | 0.29772
2018-07-11 | 0.3267
2018-07-11 01:00 | 0.3267
2018-07-11 02:00 | 0.3267
2018-07-11 03:00 | 0.31019
2018-07-11 04:00 | 0.31019
2018-07-11 05:00 | 0.31019
2018-07-11 06:00 | 0.31019
2018-07-11 07:00 | 0.31019
2018-07-11 08:00 | 0.24172
2018-07-11 09:00 | 0
2018-07-11 10:00 | 0
2018-07-11 11:00 | 0
2018-07-11 12:00 | 0
2018-07-11 13:00 | 0
2018-07-11 14:00 | 0
2018-07-11 15:00 | 0
2018-07-11 16:00 | 0
2018-07-11 17:00 | 0
2018-07-11 18:00 | 0
2018-07-11 19:00 | 0
2018-07-11 20:00 | 0
2018-07-11 21:00 | 0
2018-07-11 22:00 | 0.022038
2018-07-11 23:00 | 0.29846
2018-07-12 | 0.3267
2018-07-12 01:00 | 0.3267
2018-07-12 02:00 | 0.3267
2018-07-12 03:00 | 0.31019
2018-07-12 04:00 | 0.31019
2018-07-12 05:00 | 0.31019
2018-07-12 06:00 | 0.31019
2018-07-12 07:00 | 0.31019
2018-07-12 08:00 | 0.24231
2018-07-12 09:00 | 0
2018-07-12 10:00 | 0
2018-07-12 11:00 | 0
2018-07-12 12:00 | 0
2018-07-12 13:00 | 0
2018-07-12 14:00 | 0
2018-07-12 15:00 | 0
2018-07-12 16:00 | 0
2018-07-12 17:00 | 0
2018-07-12 18:00 | 0
2018-07-12 19:00 | 0
2018-07-12 20:00 | 0
2018-07-12 21:00 | 0
2018-07-12 22:00 | 0.022038
2018-07-12 23:00 | 0.30181
2018-07-13 | 0.3267
2018-07-13 01:00 | 0.3267
2018-07-13 02:00 | 0.3267
2018-07-13 03:00 | 0.31019
2018-07-13 04:00 | 0.31019
2018-07-13 05:00 | 0.31019
2018-07-13 06:00 | 0.31019
2018-07-13 07:00 | 0.31019
2018-07-13 08:00 | 0.24436
2018-07-13 09:00 | 0
2018-07-13 10:00 | 0
2018-07-13 11:00 | 0
2018-07-13 12:00 | 0
2018-07-13 13:00 | 0
2018-07-13 14:00 | 0
2018-07-13 15:00 | 0
2018-07-13 16:00 | 0
2018-07-13 17:00 | 0
2018-07-13 18:00 | 0
2018-07-13 19:00 | 0
2018-07-13 20:00 | 0
2018-07-13 21:00 | 0
2018-07-13 22:00 | 0.022038
2018-07-13 23:00 | 0.30181
2018-07-14 | 0.3267
2018-07-14 01:00 | 0.3267
2018-07-14 02:00 | 0.3267
2018-07-14 03:00 | 0.31019
2018-07-14 04:00 | 0.31019
2018-07-14 05:00 | 0.31019
2018-07-14 06:00 | 0.31019
2018-07-14 07:00 | 0.31019
2018-07-14 08:00 | 0.24475
2018-07-14 09:00 | 0
2018-07-14 10:00 | 0
2018-07-14 11:00 | 0
2018-07-14 12:00 | 0
2018-07-14 13:00 | 0
2018-07-14 14:00 | 0
2018-07-14 15:00 | 0
2018-07-14 16:00 | 0
2018-07-14 17:00 | 0
2018-07-14 18:00 | 0
2018-07-14 19:00 | 0
2018-07-14 20:00 | 0
2018-07-14 21:00 | 0
2018-07-14 22:00 | 0.029276
2018-07-14 23:00 | 0.30247
2018-07-15 | 0.3267
2018-07-15 01:00 | 0.3267
2018-07-15 02:00 | 0.3267
2018-07-15 03:00 | 0.31019
2018-07-15 04:00 | 0.31019
2018-07-15 05:00 | 0.31019
2018-07-15 06:00 | 0.31019
2018-07-15 07:00 | 0.31019
2018-07-15 08:00 | 0.24548
2018-07-15 09:00 | 0
2018-07-15 10:00 | 0
2018-07-15 11:00 | 0
2018-07-15 12:00 | 0
2018-07-15 13:00 | 0
2018-07-15 14:00 | 0
2018-07-15 15:00 | 0
2018-07-15 16:00 | 0
2018-07-15 17:00 | 0
2018-07-15 18:00 | 0
2018-07-15 19:00 | 0
2018-07-15 20:00 | 0
2018-07-15 21:00 | 0
2018-07-15 22:00 | 0.029276
2018-07-15 23:00 | 0.30247
2018-07-16 | 0.3267
2018-07-16 01:00 | 0.3267
2018-07-16 02:00 | 0.3267
2018-07-16 03:00 | 0.31019
2018-07-16 04:00 | 0.31019
2018-07-16 05:00 | 0.31019
2018-07-16 06:00 | 0.31019
2018-07-16 07:00 | 0.31019
2018-07-16 08:00 | 0.24669
2018-07-16 09:00 | 0
2018-07-16 10:00 | 0
2018-07-16 11:00 | 0
2018-07-16 12:00 | 0
2018-07-16 13:00 | 0
2018-07-16 14:00 | 0
2018-07-16 15:00 | 0
2018-07-16 16:00 | 0
2018-07-16 17:00 | 0
2018-07-16 18:00 | 0
2018-07-16 19:00 | 0
2018-07-16 20:00 | 0
2018-07-16 21:00 | 0
2018-07-16 22:00 | 0.029276
2018-07-16 23:00 | 0.30255
2018-07-17 | 0.3267
2018-07-17 01:00 | 0.3267
2018-07-17 02:00 | 0.3267
2018-07-17 03:00 | 0.31019
2018-07-17 04:00 | 0.31019
2018-07-17 05:00 | 0.31019
2018-07-17 06:00 | 0.31019
2018-07-17 07:00 | 0.31019
2018-07-17 08:00 | 0.24837
2018-07-17 09:00 | 0
2018-07-17 10:00 | 0
2018-07-17 11:00 | 0
2018-07-17 12:00 | 0
2018-07-17 13:00 | 0
2018-07-17 14:00 | 0
2018-07-17 15:00 | 0
2018-07-17 16:00 | 0
2018-07-17 17:00 | 0
2018-07-17 18:00 | 0
2018-07-17 19:00 | 0
2018-07-17 20:00 | 0
2018-07-17 21:00 | 0
2018-07-17 22:00 | 0.029276
2018-07-17 23:00 | 0.30382
2018-07-18 | 0.3267
2018-07-18 01:00 | 0.3267
2018-07-18 02:00 | 0.3267
2018-07-18 03:00 | 0.31019
2018-07-18 04:00 | 0.31019
2018-07-18 05:00 | 0.31019
2018-07-18 06:00 | 0.31019
2018-07-18 07:00 | 0.31019
2018-07-18 08:00 | 0.25279
2018-07-18 09:00 | 0
2018-07-18 10:00 | 0
2018-07-18 11:00 | 0
2018-07-18 12:00 | 0
2018-07-18 13:00 | 0
2018-07-18 14:00 | 0
2018-07-18 15:00 | 0
2018-07-18 16:00 | 0
2018-07-18 17:00 | 0
2018-07-18 18:00 | 0
2018-07-18 19:00 | 0
2018-07-18 20:00 | 0
2018-07-18 21:00 | 0
2018-07-18 22:00 | 0.029276
2018-07-18 23:00 | 0.30382
2018-07-19 | 0.3267
2018-07-19 01:00 | 0.3267
2018-07-19 02:00 | 0.3267
2018-07-19 03:00 | 0.31019
2018-07-19 04:00 | 0.31019
2018-07-19 05:00 | 0.31019
2018-07-19 06:00 | 0.31019
2018-07-19 07:00 | 0.31019
2018-07-19 08:00 | 0.25378
2018-07-19 09:00 | 0
2018-07-19 10:00 | 0
2018-07-19 11:00 | 0
2018-07-19 12:00 | 0
2018-07-19 13:00 | 0
2018-07-19 14:00 | 0
2018-07-19 15:00 | 0
2018-07-19 16:00 | 0
2018-07-19 17:00 | 0
2018-07-19 18:00 | 0
2018-07-19 19:00 | 0
2018-07-19 20:00 | 0
2018-07-19 21:00 | 0
2018-07-19 22:00 | 0.029276
2018-07-19 23:00 | 0.30382
2018-07-20 | 0.3267
2018-07-20 01:00 | 0.3267
2018-07-20 02:00 | 0.3267
2018-07-20 03:00 | 0.31019
2018-07-20 04:00 | 0.31019
2018-07-20 05:00 | 0.31019
2018-07-20 06:00 | 0.31019
2018-07-20 07:00 | 0.31019
2018-07-20 08:00 | 0.25425
2018-07-20 09:00 | 0
2018-07-20 10:00 | 0
2018-07-20 11:00 | 0
2018-07-20 12:00 | 0
2018-07-20 13:00 | 0
2018-07-20 14:00 | 0
2018-07-20 15:00 | 0
2018-07-20 16:00 | 0
2018-07-20 17:00 | 0
2018-07-20 18:00 | 0
2018-07-20 19:00 | 0
2018-07-20 20:00 | 0
2018-07-20 21:00 | 0
2018-07-20 22:00 | 0.029276
2018-07-20 23:00 | 0.3039
2018-07-21 | 0.3267
2018-07-21 01:00 | 0.3267
2018-07-21 02:00 | 0.3267
2018-07-21 03:00 | 0.31019
2018-07-21 04:00 | 0.31019
2018-07-21 05:00 | 0.31019
2018-07-21 06:00 | 0.31019
2018-07-21 07:00 | 0.31019
2018-07-21 08:00 | 0.25843
2018-07-21 09:00 | 0
2018-07-21 10:00 | 0
2018-07-21 11:00 | 0
2018-07-21 12:00 | 0
2018-07-21 13:00 | 0
2018-07-21 14:00 | 0
2018-07-21 15:00 | 0
2018-07-21 16:00 | 0
2018-07-21 17:00 | 0
2018-07-21 18:00 | 0
2018-07-21 19:00 | 0
2018-07-21 20:00 | 0
2018-07-21 21:00 | 0
2018-07-21 22:00 | 0.050218
2018-07-21 23:00 | 0.3039
2018-07-22 | 0.3267
2018-07-22 01:00 | 0.3267
2018-07-22 02:00 | 0.3267
2018-07-22 03:00 | 0.31019
2018-07-22 04:00 | 0.31019
2018-07-22 05:00 | 0.31019
2018-07-22 06:00 | 0.31019
2018-07-22 07:00 | 0.31019
2018-07-22 08:00 | 0.2685
2018-07-22 09:00 | 0
2018-07-22 10:00 | 0
2018-07-22 11:00 | 0
2018-07-22 12:00 | 0
2018-07-22 13:00 | 0
2018-07-22 14:00 | 0
2018-07-22 15:00 | 0
2018-07-22 16:00 | 0
2018-07-22 17:00 | 0
2018-07-22 18:00 | 0
2018-07-22 19:00 | 0
2018-07-22 20:00 | 0
2018-07-22 21:00 | 0
2018-07-22 22:00 | 0.050218
2018-07-22 23:00 | 0.30497
2018-07-23 | 0.3267
2018-07-23 01:00 | 0.3267
2018-07-23 02:00 | 0.3267
2018-07-23 03:00 | 0.31019
2018-07-23 04:00 | 0.31019
2018-07-23 05:00 | 0.31019
2018-07-23 06:00 | 0.31019
2018-07-23 07:00 | 0.31019
2018-07-23 08:00 | 0.2685
2018-07-23 09:00 | 0
2018-07-23 10:00 | 0
2018-07-23 11:00 | 0
2018-07-23 12:00 | 0
2018-07-23 13:00 | 0
2018-07-23 14:00 | 0
2018-07-23 15:00 | 0
2018-07-23 16:00 | 0
2018-07-23 17:00 | 0
2018-07-23 18:00 | 0
2018-07-23 19:00 | 0
2018-07-23 20:00 | 0
2018-07-23 21:00 | 0
2018-07-23 22:00 | 0.050218
2018-07-23 23:00 | 0.30497
2018-07-24 | 0.3267
2018-07-24 01:00 | 0.3267
2018-07-24 02:00 | 0.3267
2018-07-24 03:00 | 0.31019
2018-07-24 04:00 | 0.31019
2018-07-24 05:00 | 0.31019
2018-07-24 06:00 | 0.31019
2018-07-24 07:00 | 0.31019
2018-07-24 08:00 | 0.29541
2018-07-24 09:00 | 0
2018-07-24 10:00 | 0
2018-07-24 11:00 | 0
2018-07-24 12:00 | 0
2018-07-24 13:00 | 0
2018-07-24 14:00 | 0
2018-07-24 15:00 | 0
2018-07-24 16:00 | 0
2018-07-24 17:00 | 0
2018-07-24 18:00 | 0
2018-07-24 19:00 | 0
2018-07-24 20:00 | 0
2018-07-24 21:00 | 0
2018-07-24 22:00 | 0.050218
2018-07-24 23:00 | 0.30544
2018-07-25 | 0.3267
2018-07-25 01:00 | 0.3267
2018-07-25 02:00 | 0.3267
2018-07-25 03:00 | 0.31019
2018-07-25 04:00 | 0.31019
2018-07-25 05:00 | 0.31019
2018-07-25 06:00 | 0.31019
2018-07-25 07:00 | 0.31019
2018-07-25 08:00 | 0.30071
2018-07-25 09:00 | 0
2018-07-25 10:00 | 0
2018-07-25 11:00 | 0
2018-07-25 12:00 | 0
2018-07-25 13:00 | 0
2018-07-25 14:00 | 0
2018-07-25 15:00 | 0
2018-07-25 16:00 | 0
2018-07-25 17:00 | 0
2018-07-25 18:00 | 0
2018-07-25 19:00 | 0
2018-07-25 20:00 | 0
2018-07-25 21:00 | 0
2018-07-25 22:00 | 0.051426
2018-07-25 23:00 | 0.30705
2018-07-26 | 0.3267
2018-07-26 01:00 | 0.3267
2018-07-26 02:00 | 0.3267
2018-07-26 03:00 | 0.31019
2018-07-26 04:00 | 0.31019
2018-07-26 05:00 | 0.31019
2018-07-26 06:00 | 0.31019
2018-07-26 07:00 | 0.31019
2018-07-26 08:00 | 0.30071
2018-07-26 09:00 | 0
2018-07-26 10:00 | 0
2018-07-26 11:00 | 0
2018-07-26 12:00 | 0
2018-07-26 13:00 | 0
2018-07-26 14:00 | 0
2018-07-26 15:00 | 0
2018-07-26 16:00 | 0
2018-07-26 17:00 | 0
2018-07-26 18:00 | 0
2018-07-26 19:00 | 0
2018-07-26 20:00 | 0
2018-07-26 21:00 | 0
2018-07-26 22:00 | 0.051426
2018-07-26 23:00 | 0.3079
2018-07-27 | 0.3267
2018-07-27 01:00 | 0.3267
2018-07-27 02:00 | 0.3267
2018-07-27 03:00 | 0.31019
2018-07-27 04:00 | 0.31019
2018-07-27 05:00 | 0.31019
2018-07-27 06:00 | 0.31019
2018-07-27 07:00 | 0.31019
2018-07-27 08:00 | 0.30109
2018-07-27 09:00 | 0
2018-07-27 10:00 | 0
2018-07-27 11:00 | 0
2018-07-27 12:00 | 0
2018-07-27 13:00 | 0
2018-07-27 14:00 | 0
2018-07-27 15:00 | 0
2018-07-27 16:00 | 0
2018-07-27 17:00 | 0
2018-07-27 18:00 | 0
2018-07-27 19:00 | 0
2018-07-27 20:00 | 0
2018-07-27 21:00 | 0
2018-07-27 22:00 | 0.051426
2018-07-27 23:00 | 0.31047
2018-07-28 | 0.3267
2018-07-28 01:00 | 0.3267
2018-07-28 02:00 | 0.3267
2018-07-28 03:00 | 0.31019
2018-07-28 04:00 | 0.31019
2018-07-28 05:00 | 0.31019
2018-07-28 06:00 | 0.31019
2018-07-28 07:00 | 0.31019
2018-07-28 08:00 | 0.30109
2018-07-28 09:00 | 0
2018-07-28 10:00 | 0
2018-07-28 11:00 | 0
2018-07-28 12:00 | 0
2018-07-28 13:00 | 0
2018-07-28 14:00 | 0
2018-07-28 15:00 | 0
2018-07-28 16:00 | 0
2018-07-28 17:00 | 0
2018-07-28 18:00 | 0
2018-07-28 19:00 | 0
2018-07-28 20:00 | 0
2018-07-28 21:00 | 0
2018-07-28 22:00 | 0.054279
2018-07-28 23:00 | 0.31047
2018-07-29 | 0.3267
2018-07-29 01:00 | 0.3267
2018-07-29 02:00 | 0.3267
2018-07-29 03:00 | 0.31019
2018-07-29 04:00 | 0.31019
2018-07-29 05:00 | 0.31019
2018-07-29 06:00 | 0.31019
2018-07-29 07:00 | 0.31019
2018-07-29 08:00 | 0.30109
2018-07-29 09:00 | 0
2018-07-29 10:00 | 0
2018-07-29 11:00 | 0
2018-07-29 12:00 | 0
2018-07-29 13:00 | 0
2018-07-29 14:00 | 0
2018-07-29 15:00 | 0
2018-07-29 16:00 | 0
2018-07-29 17:00 | 0
2018-07-29 18:00 | 0
2018-07-29 19:00 | 0
2018-07-29 20:00 | 0
2018-07-29 21:00 | 0
2018-07-29 22:00 | 0.054279
2018-07-29 23:00 | 0.31133
2018-07-30 | 0.3267
2018-07-30 01:00 | 0.3267
2018-07-30 02:00 | 0.3267
2018-07-30 03:00 | 0.31019
2018-07-30 04:00 | 0.31019
2018-07-30 05:00 | 0.31019
2018-07-30 06:00 | 0.31019
2018-07-30 07:00 | 0.31019
2018-07-30 08:00 | 0.30109
2018-07-30 09:00 | 0.0023598
2018-07-30 10:00 | 0
2018-07-30 11:00 | 0
2018-07-30 12:00 | 0
2018-07-30 13:00 | 0
2018-07-30 14:00 | 0
2018-07-30 15:00 | 0
2018-07-30 16:00 | 0
2018-07-30 17:00 | 0
2018-07-30 18:00 | 0
2018-07-30 19:00 | 0
2018-07-30 20:00 | 0
2018-07-30 21:00 | 0
2018-07-30 22:00 | 0.054416
2018-07-30 23:00 | 0.31445
2018-07-31 | 0.3267
2018-07-31 01:00 | 0.3267
2018-07-31 02:00 | 0.3267
2018-07-31 03:00 | 0.31019
2018-07-31 04:00 | 0.31019
2018-07-31 05:00 | 0.31019
2018-07-31 06:00 | 0.31019
2018-07-31 07:00 | 0.31019
2018-07-31 08:00 | 0.3013
2018-07-31 09:00 | 0.0087953
2018-07-31 10:00 | 0
2018-07-31 11:00 | 0
2018-07-31 12:00 | 0
2018-07-31 13:00 | 0
2018-07-31 14:00 | 0
2018-07-31 15:00 | 0
2018-07-31 16:00 | 0
2018-07-31 17:00 | 0
2018-07-31 18:00 | 0
2018-07-31 19:00 | 0
2018-07-31 20:00 | 0
2018-07-31 21:00 | 0
2018-07-31 22:00 | 0.054416
2018-07-31 23:00 | 0.31896
2018-08-01 | 0.3267
2018-08-01 01:00 | 0.3267
2018-08-01 02:00 | 0.3267
2018-08-01 03:00 | 0.31019
2018-08-01 04:00 | 0.31019
2018-08-01 05:00 | 0.31019
2018-08-01 06:00 | 0.31019
2018-08-01 07:00 | 0.31019
2018-08-01 08:00 | 0.30978
2018-08-01 09:00 | 0.010377
2018-08-01 10:00 | 0
2018-08-01 11:00 | 0
2018-08-01 12:00 | 0
2018-08-01 13:00 | 0
2018-08-01 14:00 | 0
2018-08-01 15:00 | 0
2018-08-01 16:00 | 0
2018-08-01 17:00 | 0
2018-08-01 18:00 | 0
2018-08-01 19:00 | 0
2018-08-01 20:00 | 0
2018-08-01 21:00 | 0
2018-08-01 22:00 | 0.055367
2018-08-01 23:00 | 0.32319
2018-08-02 | 0.3267
2018-08-02 01:00 | 0.3267
2018-08-02 02:00 | 0.3267
2018-08-02 03:00 | 0.31019
2018-08-02 04:00 | 0.31019
2018-08-02 05:00 | 0.31019
2018-08-02 06:00 | 0.31019
2018-08-02 07:00 | 0.31019
2018-08-02 08:00 | 0.31019
2018-08-02 09:00 | 0.011862
2018-08-02 10:00 | 0
2018-08-02 11:00 | 0
2018-08-02 12:00 | 0
2018-08-02 13:00 | 0
2018-08-02 14:00 | 0
2018-08-02 15:00 | 0
2018-08-02 16:00 | 0
2018-08-02 17:00 | 0
2018-08-02 18:00 | 0
2018-08-02 19:00 | 0
2018-08-02 20:00 | 0
2018-08-02 21:00 | 0
2018-08-02 22:00 | 0.062731
2018-08-02 23:00 | 0.32489
2018-08-03 | 0.3267
2018-08-03 01:00 | 0.3267
2018-08-03 02:00 | 0.3267
2018-08-03 03:00 | 0.31019
2018-08-03 04:00 | 0.31019
2018-08-03 05:00 | 0.31019
2018-08-03 06:00 | 0.31019
2018-08-03 07:00 | 0.31019
2018-08-03 08:00 | 0.31019
2018-08-03 09:00 | 0.013364
2018-08-03 10:00 | 0
2018-08-03 11:00 | 0
2018-08-03 12:00 | 0
2018-08-03 13:00 | 0
2018-08-03 14:00 | 0
2018-08-03 15:00 | 0
2018-08-03 16:00 | 0
2018-08-03 17:00 | 0
2018-08-03 18:00 | 0
2018-08-03 19:00 | 0
2018-08-03 20:00 | 0
2018-08-03 21:00 | 0
2018-08-03 22:00 | 0.072854
2018-08-03 23:00 | 0.32496
2018-08-04 | 0.3267
2018-08-04 01:00 | 0.3267
2018-08-04 02:00 | 0.3267
2018-08-04 03:00 | 0.31019
2018-08-04 04:00 | 0.31019
2018-08-04 05:00 | 0.31019
2018-08-04 06:00 | 0.31019
2018-08-04 07:00 | 0.31019
2018-08-04 08:00 | 0.31019
2018-08-04 09:00 | 0.013364
2018-08-04 10:00 | 0
2018-08-04 11:00 | 0
2018-08-04 12:00 | 0
2018-08-04 13:00 | 0
2018-08-04 14:00 | 0
2018-08-04 15:00 | 0
2018-08-04 16:00 | 0
2018-08-04 17:00 | 0
2018-08-04 18:00 | 0
2018-08-04 19:00 | 0
2018-08-04 20:00 | 0
2018-08-04 21:00 | 0
2018-08-04 22:00 | 0.080634
2018-08-04 23:00 | 0.32496
2018-08-05 | 0.3267
2018-08-05 01:00 | 0.3267
2018-08-05 02:00 | 0.3267
2018-08-05 03:00 | 0.31019
2018-08-05 04:00 | 0.31019
2018-08-05 05:00 | 0.31019
2018-08-05 06:00 | 0.31019
2018-08-05 07:00 | 0.31019
2018-08-05 08:00 | 0.31019
2018-08-05 09:00 | 0.018288
2018-08-05 10:00 | 0
2018-08-05 11:00 | 0
2018-08-05 12:00 | 0
2018-08-05 13:00 | 0
2018-08-05 14:00 | 0
2018-08-05 15:00 | 0
2018-08-05 16:00 | 0
2018-08-05 17:00 | 0
2018-08-05 18:00 | 0
2018-08-05 19:00 | 0
2018-08-05 20:00 | 0
2018-08-05 21:00 | 0
2018-08-05 22:00 | 0.081298
2018-08-05 23:00 | 0.32585
2018-08-06 | 0.3267
2018-08-06 01:00 | 0.3267
2018-08-06 02:00 | 0.3267
2018-08-06 03:00 | 0.31019
2018-08-06 04:00 | 0.31019
2018-08-06 05:00 | 0.31019
2018-08-06 06:00 | 0.31019
2018-08-06 07:00 | 0.31019
2018-08-06 08:00 | 0.31019
2018-08-06 09:00 | 0.019988
2018-08-06 10:00 | 0
2018-08-06 11:00 | 0
2018-08-06 12:00 | 0
2018-08-06 13:00 | 0
2018-08-06 14:00 | 0
2018-08-06 15:00 | 0
2018-08-06 16:00 | 0
2018-08-06 17:00 | 0
2018-08-06 18:00 | 0
2018-08-06 19:00 | 0
2018-08-06 20:00 | 0
2018-08-06 21:00 | 0
2018-08-06 22:00 | 0.088919
2018-08-06 23:00 | 0.32593
2018-08-07 | 0.3267
2018-08-07 01:00 | 0.3267
2018-08-07 02:00 | 0.3267
2018-08-07 03:00 | 0.31019
2018-08-07 04:00 | 0.31019
2018-08-07 05:00 | 0.31019
2018-08-07 06:00 | 0.31019
2018-08-07 07:00 | 0.31019
2018-08-07 08:00 | 0.31019
2018-08-07 09:00 | 0.023411
2018-08-07 10:00 | 0
2018-08-07 11:00 | 0
2018-08-07 12:00 | 0
2018-08-07 13:00 | 0
2018-08-07 14:00 | 0
2018-08-07 15:00 | 0
2018-08-07 16:00 | 0
2018-08-07 17:00 | 0
2018-08-07 18:00 | 0
2018-08-07 19:00 | 0
2018-08-07 20:00 | 0
2018-08-07 21:00 | 0
2018-08-07 22:00 | 0.088919
2018-08-07 23:00 | 0.32632
2018-08-08 | 0.3267
2018-08-08 01:00 | 0.3267
2018-08-08 02:00 | 0.3267
2018-08-08 03:00 | 0.31019
2018-08-08 04:00 | 0.31019
2018-08-08 05:00 | 0.31019
2018-08-08 06:00 | 0.31019
2018-08-08 07:00 | 0.31019
2018-08-08 08:00 | 0.31019
2018-08-08 09:00 | 0.024189
2018-08-08 10:00 | 0
2018-08-08 11:00 | 0
2018-08-08 12:00 | 0
2018-08-08 13:00 | 0
2018-08-08 14:00 | 0
2018-08-08 15:00 | 0
2018-08-08 16:00 | 0
2018-08-08 17:00 | 0
2018-08-08 18:00 | 0
2018-08-08 19:00 | 0
2018-08-08 20:00 | 0
2018-08-08 21:00 | 0
2018-08-08 22:00 | 0.089599
2018-08-08 23:00 | 0.32632
2018-08-09 | 0.3267
2018-08-09 01:00 | 0.3267
2018-08-09 02:00 | 0.3267
2018-08-09 03:00 | 0.31019
2018-08-09 04:00 | 0.31019
2018-08-09 05:00 | 0.31019
2018-08-09 06:00 | 0.31019
2018-08-09 07:00 | 0.31019
2018-08-09 08:00 | 0.31019
2018-08-09 09:00 | 0.024224
2018-08-09 10:00 | 0
2018-08-09 11:00 | 0
2018-08-09 12:00 | 0
2018-08-09 13:00 | 0
2018-08-09 14:00 | 0
2018-08-09 15:00 | 0
2018-08-09 16:00 | 0
2018-08-09 17:00 | 0
2018-08-09 18:00 | 0
2018-08-09 19:00 | 0
2018-08-09 20:00 | 0
2018-08-09 21:00 | 0
2018-08-09 22:00 | 0.11061
2018-08-09 23:00 | 0.32632
2018-08-10 | 0.3267
2018-08-10 01:00 | 0.3267
2018-08-10 02:00 | 0.3267
2018-08-10 03:00 | 0.31019
2018-08-10 04:00 | 0.31019
2018-08-10 05:00 | 0.31019
2018-08-10 06:00 | 0.31019
2018-08-10 07:00 | 0.31019
2018-08-10 08:00 | 0.31019
2018-08-10 09:00 | 0.029362
2018-08-10 10:00 | 0
2018-08-10 11:00 | 0
2018-08-10 12:00 | 0
2018-08-10 13:00 | 0
2018-08-10 14:00 | 0
2018-08-10 15:00 | 0
2018-08-10 16:00 | 0
2018-08-10 17:00 | 0
2018-08-10 18:00 | 0
2018-08-10 19:00 | 0
2018-08-10 20:00 | 0
2018-08-10 21:00 | 0
2018-08-10 22:00 | 0.11263
2018-08-10 23:00 | 0.32636
2018-08-11 | 0.3267
2018-08-11 01:00 | 0.3267
2018-08-11 02:00 | 0.3267
2018-08-11 03:00 | 0.31019
2018-08-11 04:00 | 0.31019
2018-08-11 05:00 | 0.31019
2018-08-11 06:00 | 0.31019
2018-08-11 07:00 | 0.31019
2018-08-11 08:00 | 0.31019
2018-08-11 09:00 | 0.031176
2018-08-11 10:00 | 0
2018-08-11 11:00 | 0
2018-08-11 12:00 | 0
2018-08-11 13:00 | 0
2018-08-11 14:00 | 0
2018-08-11 15:00 | 0
2018-08-11 16:00 | 0
2018-08-11 17:00 | 0
2018-08-11 18:00 | 0
2018-08-11 19:00 | 0
2018-08-11 20:00 | 0
2018-08-11 21:00 | 0
2018-08-11 22:00 | 0.11347
2018-08-11 23:00 | 0.32636
2018-08-12 | 0.3267
2018-08-12 01:00 | 0.3267
2018-08-12 02:00 | 0.3267
2018-08-12 03:00 | 0.31019
2018-08-12 04:00 | 0.31019
2018-08-12 05:00 | 0.31019
2018-08-12 06:00 | 0.31019
2018-08-12 07:00 | 0.31019
2018-08-12 08:00 | 0.31019
2018-08-12 09:00 | 0.038415
2018-08-12 10:00 | 0
2018-08-12 11:00 | 0
2018-08-12 12:00 | 0
2018-08-12 13:00 | 0
2018-08-12 14:00 | 0
2018-08-12 15:00 | 0
2018-08-12 16:00 | 0
2018-08-12 17:00 | 0
2018-08-12 18:00 | 0
2018-08-12 19:00 | 0
2018-08-12 20:00 | 0
2018-08-12 21:00 | 0
2018-08-12 22:00 | 0.11807
2018-08-12 23:00 | 0.32636
2018-08-13 | 0.3267
2018-08-13 01:00 | 0.3267
2018-08-13 02:00 | 0.3267
2018-08-13 03:00 | 0.31019
2018-08-13 04:00 | 0.31019
2018-08-13 05:00 | 0.31019
2018-08-13 06:00 | 0.31019
2018-08-13 07:00 | 0.31019
2018-08-13 08:00 | 0.31019
2018-08-13 09:00 | 0.059424
2018-08-13 10:00 | 0
2018-08-13 11:00 | 0
2018-08-13 12:00 | 0
2018-08-13 13:00 | 0
2018-08-13 14:00 | 0
2018-08-13 15:00 | 0
2018-08-13 16:00 | 0
2018-08-13 17:00 | 0
2018-08-13 18:00 | 0
2018-08-13 19:00 | 0
2018-08-13 20:00 | 0
2018-08-13 21:00 | 0
2018-08-13 22:00 | 0.12093
2018-08-13 23:00 | 0.3267
2018-08-14 | 0.3267
2018-08-14 01:00 | 0.3267
2018-08-14 02:00 | 0.3267
2018-08-14 03:00 | 0.31019
2018-08-14 04:00 | 0.31019
2018-08-14 05:00 | 0.31019
2018-08-14 06:00 | 0.31019
2018-08-14 07:00 | 0.31019
2018-08-14 08:00 | 0.31019
2018-08-14 09:00 | 0.059424
2018-08-14 10:00 | 0
2018-08-14 11:00 | 0
2018-08-14 12:00 | 0
2018-08-14 13:00 | 0
2018-08-14 14:00 | 0
2018-08-14 15:00 | 0
2018-08-14 16:00 | 0
2018-08-14 17:00 | 0
2018-08-14 18:00 | 0
2018-08-14 19:00 | 0
2018-08-14 20:00 | 0
2018-08-14 21:00 | 0
2018-08-14 22:00 | 0.12877
2018-08-14 23:00 | 0.3267
2018-08-15 | 0.3267
2018-08-15 01:00 | 0.3267
2018-08-15 02:00 | 0.3267
2018-08-15 03:00 | 0.31019
2018-08-15 04:00 | 0.31019
2018-08-15 05:00 | 0.31019
2018-08-15 06:00 | 0.31019
2018-08-15 07:00 | 0.31019
2018-08-15 08:00 | 0.31019
2018-08-15 09:00 | 0.066787
2018-08-15 10:00 | 0
2018-08-15 11:00 | 0
2018-08-15 12:00 | 0
2018-08-15 13:00 | 0
2018-08-15 14:00 | 0
2018-08-15 15:00 | 0
2018-08-15 16:00 | 0
2018-08-15 17:00 | 0
2018-08-15 18:00 | 0
2018-08-15 19:00 | 0
2018-08-15 20:00 | 0
2018-08-15 21:00 | 0
2018-08-15 22:00 | 0.13436
2018-08-15 23:00 | 0.3267
2018-08-16 | 0.3267
2018-08-16 01:00 | 0.3267
2018-08-16 02:00 | 0.3267
2018-08-16 03:00 | 0.31019
2018-08-16 04:00 | 0.31019
2018-08-16 05:00 | 0.31019
2018-08-16 06:00 | 0.31019
2018-08-16 07:00 | 0.31019
2018-08-16 08:00 | 0.31019
2018-08-16 09:00 | 0.072308
2018-08-16 10:00 | 0
2018-08-16 11:00 | 0
2018-08-16 12:00 | 0
2018-08-16 13:00 | 0
2018-08-16 14:00 | 0
2018-08-16 15:00 | 0
2018-08-16 16:00 | 0
2018-08-16 17:00 | 0
2018-08-16 18:00 | 0
2018-08-16 19:00 | 0
2018-08-16 20:00 | 0
2018-08-16 21:00 | 0
2018-08-16 22:00 | 0.13531
2018-08-16 23:00 | 0.3267
2018-08-17 | 0.3267
2018-08-17 01:00 | 0.3267
2018-08-17 02:00 | 0.3267
2018-08-17 03:00 | 0.31019
2018-08-17 04:00 | 0.31019
2018-08-17 05:00 | 0.31019
2018-08-17 06:00 | 0.31019
2018-08-17 07:00 | 0.31019
2018-08-17 08:00 | 0.31019
2018-08-17 09:00 | 0.074668
2018-08-17 10:00 | 0
2018-08-17 11:00 | 0
2018-08-17 12:00 | 0
2018-08-17 13:00 | 0
2018-08-17 14:00 | 0
2018-08-17 15:00 | 0
2018-08-17 16:00 | 0
2018-08-17 17:00 | 0
2018-08-17 18:00 | 0
2018-08-17 19:00 | 0
2018-08-17 20:00 | 0
2018-08-17 21:00 | 0
2018-08-17 22:00 | 0.13759
2018-08-17 23:00 | 0.3267
2018-08-18 | 0.3267
2018-08-18 01:00 | 0.3267
2018-08-18 02:00 | 0.3267
2018-08-18 03:00 | 0.31019
2018-08-18 04:00 | 0.31019
2018-08-18 05:00 | 0.31019
2018-08-18 06:00 | 0.31019
2018-08-18 07:00 | 0.31019
2018-08-18 08:00 | 0.31019
2018-08-18 09:00 | 0.080682
2018-08-18 10:00 | 0
2018-08-18 11:00 | 0
2018-08-18 12:00 | 0
2018-08-18 13:00 | 0
2018-08-18 14:00 | 0
2018-08-18 15:00 | 0
2018-08-18 16:00 | 0
2018-08-18 17:00 | 0
2018-08-18 18:00 | 0
2018-08-18 19:00 | 0
2018-08-18 20:00 | 0
2018-08-18 21:00 | 0
2018-08-18 22:00 | 0.15644
2018-08-18 23:00 | 0.3267
2018-08-19 | 0.3267
2018-08-19 01:00 | 0.3267
2018-08-19 02:00 | 0.3267
2018-08-19 03:00 | 0.31019
2018-08-19 04:00 | 0.31019
2018-08-19 05:00 | 0.31019
2018-08-19 06:00 | 0.31019
2018-08-19 07:00 | 0.31019
2018-08-19 08:00 | 0.31019
2018-08-19 09:00 | 0.08301
2018-08-19 10:00 | 0
2018-08-19 11:00 | 0
2018-08-19 12:00 | 0
2018-08-19 13:00 | 0
2018-08-19 14:00 | 0
2018-08-19 15:00 | 0
2018-08-19 16:00 | 0
2018-08-19 17:00 | 0
2018-08-19 18:00 | 0
2018-08-19 19:00 | 0
2018-08-19 20:00 | 0
2018-08-19 21:00 | 0
2018-08-19 22:00 | 0.16298
2018-08-19 23:00 | 0.3267
2018-08-20 | 0.3267
2018-08-20 01:00 | 0.3267
2018-08-20 02:00 | 0.3267
2018-08-20 03:00 | 0.31019
2018-08-20 04:00 | 0.31019
2018-08-20 05:00 | 0.31019
2018-08-20 06:00 | 0.31019
2018-08-20 07:00 | 0.31019
2018-08-20 08:00 | 0.31019
2018-08-20 09:00 | 0.08385
2018-08-20 10:00 | 0
2018-08-20 11:00 | 0
2018-08-20 12:00 | 0
2018-08-20 13:00 | 0
2018-08-20 14:00 | 0
2018-08-20 15:00 | 0
2018-08-20 16:00 | 0
2018-08-20 17:00 | 0
2018-08-20 18:00 | 0
2018-08-20 19:00 | 0
2018-08-20 20:00 | 0
2018-08-20 21:00 | 0
2018-08-20 22:00 | 0.16301
2018-08-20 23:00 | 0.3267
2018-08-21 | 0.3267
2018-08-21 01:00 | 0.3267
2018-08-21 02:00 | 0.3267
2018-08-21 03:00 | 0.31019
2018-08-21 04:00 | 0.31019
2018-08-21 05:00 | 0.31019
2018-08-21 06:00 | 0.31019
2018-08-21 07:00 | 0.31019
2018-08-21 08:00 | 0.31019
2018-08-21 09:00 | 0.093973
2018-08-21 10:00 | 0
2018-08-21 11:00 | 0
2018-08-21 12:00 | 0
2018-08-21 13:00 | 0
2018-08-21 14:00 | 0
2018-08-21 15:00 | 0
2018-08-21 16:00 | 0
2018-08-21 17:00 | 0
2018-08-21 18:00 | 0
2018-08-21 19:00 | 0
2018-08-21 20:00 | 0
2018-08-21 21:00 | 0
2018-08-21 22:00 | 0.1714
2018-08-21 23:00 | 0.3267
2018-08-22 | 0.3267
2018-08-22 01:00 | 0.3267
2018-08-22 02:00 | 0.3267
2018-08-22 03:00 | 0.31019
2018-08-22 04:00 | 0.31019
2018-08-22 05:00 | 0.31019
2018-08-22 06:00 | 0.31019
2018-08-22 07:00 | 0.31019
2018-08-22 08:00 | 0.31019
2018-08-22 09:00 | 0.098135
2018-08-22 10:00 | 0
2018-08-22 11:00 | 0
2018-08-22 12:00 | 0
2018-08-22 13:00 | 0
2018-08-22 14:00 | 0
2018-08-22 15:00 | 0
2018-08-22 16:00 | 0
2018-08-22 17:00 | 0
2018-08-22 18:00 | 0
2018-08-22 19:00 | 0
2018-08-22 20:00 | 0
2018-08-22 21:00 | 0
2018-08-22 22:00 | 0.19355
2018-08-22 23:00 | 0.3267
2018-08-23 | 0.3267
2018-08-23 01:00 | 0.3267
2018-08-23 02:00 | 0.3267
2018-08-23 03:00 | 0.31019
2018-08-23 04:00 | 0.31019
2018-08-23 05:00 | 0.31019
2018-08-23 06:00 | 0.31019
2018-08-23 07:00 | 0.31019
2018-08-23 08:00 | 0.31019
2018-08-23 09:00 | 0.10114
2018-08-23 10:00 | 0
2018-08-23 11:00 | 0
2018-08-23 12:00 | 0
2018-08-23 13:00 | 0
2018-08-23 14:00 | 0
2018-08-23 15:00 | 0
2018-08-23 16:00 | 0
2018-08-23 17:00 | 0
2018-08-23 18:00 | 0
2018-08-23 19:00 | 0
2018-08-23 20:00 | 0
2018-08-23 21:00 | 0
2018-08-23 22:00 | 0.19716
2018-08-23 23:00 | 0.3267
2018-08-24 | 0.3267
2018-08-24 01:00 | 0.3267
2018-08-24 02:00 | 0.3267
2018-08-24 03:00 | 0.31019
2018-08-24 04:00 | 0.31019
2018-08-24 05:00 | 0.31019
2018-08-24 06:00 | 0.31019
2018-08-24 07:00 | 0.31019
2018-08-24 08:00 | 0.31019
2018-08-24 09:00 | 0.10323
2018-08-24 10:00 | 0
2018-08-24 11:00 | 0
2018-08-24 12:00 | 0
2018-08-24 13:00 | 0
2018-08-24 14:00 | 0
2018-08-24 15:00 | 0
2018-08-24 16:00 | 0
2018-08-24 17:00 | 0
2018-08-24 18:00 | 0
2018-08-24 19:00 | 0
2018-08-24 20:00 | 0
2018-08-24 21:00 | 0
2018-08-24 22:00 | 0.19854
2018-08-24 23:00 | 0.3267
2018-08-25 | 0.3267
2018-08-25 01:00 | 0.3267
2018-08-25 02:00 | 0.3267
2018-08-25 03:00 | 0.31019
2018-08-25 04:00 | 0.31019
2018-08-25 05:00 | 0.31019
2018-08-25 06:00 | 0.31019
2018-08-25 07:00 | 0.31019
2018-08-25 08:00 | 0.31019
2018-08-25 09:00 | 0.10391
2018-08-25 10:00 | 0
2018-08-25 11:00 | 0
2018-08-25 12:00 | 0
2018-08-25 13:00 | 0
2018-08-25 14:00 | 0
2018-08-25 15:00 | 0
2018-08-25 16:00 | 0
2018-08-25 17:00 | 0
2018-08-25 18:00 | 0
2018-08-25 19:00 | 0
2018-08-25 20:00 | 0
2018-08-25 21:00 | 0
2018-08-25 22:00 | 0.20618
2018-08-25 23:00 | 0.3267
2018-08-26 | 0.3267
2018-08-26 01:00 | 0.3267
2018-08-26 02:00 | 0.3267
2018-08-26 03:00 | 0.31019
2018-08-26 04:00 | 0.31019
2018-08-26 05:00 | 0.31019
2018-08-26 06:00 | 0.31019
2018-08-26 07:00 | 0.31019
2018-08-26 08:00 | 0.31019
2018-08-26 09:00 | 0.10391
2018-08-26 10:00 | 0
2018-08-26 11:00 | 0
2018-08-26 12:00 | 0
2018-08-26 13:00 | 0
2018-08-26 14:00 | 0
2018-08-26 15:00 | 0
2018-08-26 16:00 | 0
2018-08-26 17:00 | 0
2018-08-26 18:00 | 0
2018-08-26 19:00 | 0
2018-08-26 20:00 | 0
2018-08-26 21:00 | 0
2018-08-26 22:00 | 0.21392
2018-08-26 23:00 | 0.3267
2018-08-27 | 0.3267
2018-08-27 01:00 | 0.3267
2018-08-27 02:00 | 0.3267
2018-08-27 03:00 | 0.31019
2018-08-27 04:00 | 0.31019
2018-08-27 05:00 | 0.31019
2018-08-27 06:00 | 0.31019
2018-08-27 07:00 | 0.31019
2018-08-27 08:00 | 0.31019
2018-08-27 09:00 | 0.10555
2018-08-27 10:00 | 0
2018-08-27 11:00 | 0
2018-08-27 12:00 | 0
2018-08-27 13:00 | 0
2018-08-27 14:00 | 0
2018-08-27 15:00 | 0
2018-08-27 16:00 | 0
2018-08-27 17:00 | 0
2018-08-27 18:00 | 0
2018-08-27 19:00 | 0
2018-08-27 20:00 | 0
2018-08-27 21:00 | 0
2018-08-27 22:00 | 0.21603
2018-08-27 23:00 | 0.3267
2018-08-28 | 0.3267
2018-08-28 01:00 | 0.3267
2018-08-28 02:00 | 0.3267
2018-08-28 03:00 | 0.31019
2018-08-28 04:00 | 0.31019
2018-08-28 05:00 | 0.31019
2018-08-28 06:00 | 0.31019
2018-08-28 07:00 | 0.31019
2018-08-28 08:00 | 0.31019
2018-08-28 09:00 | 0.10905
2018-08-28 10:00 | 0
2018-08-28 11:00 | 0
2018-08-28 12:00 | 0
2018-08-28 13:00 | 0
2018-08-28 14:00 | 0
2018-08-28 15:00 | 0
2018-08-28 16:00 | 0
2018-08-28 17:00 | 0
2018-08-28 18:00 | 0
2018-08-28 19:00 | 0
2018-08-28 20:00 | 0
2018-08-28 21:00 | 0
2018-08-28 22:00 | 0.21795
2018-08-28 23:00 | 0.3267
2018-08-29 | 0.3267
2018-08-29 01:00 | 0.3267
2018-08-29 02:00 | 0.3267
2018-08-29 03:00 | 0.31019
2018-08-29 04:00 | 0.31019
2018-08-29 05:00 | 0.31019
2018-08-29 06:00 | 0.31019
2018-08-29 07:00 | 0.31019
2018-08-29 08:00 | 0.31019
2018-08-29 09:00 | 0.11
2018-08-29 10:00 | 0
2018-08-29 11:00 | 0
2018-08-29 12:00 | 0
2018-08-29 13:00 | 0
2018-08-29 14:00 | 0
2018-08-29 15:00 | 0
2018-08-29 16:00 | 0
2018-08-29 17:00 | 0
2018-08-29 18:00 | 0
2018-08-29 19:00 | 0
2018-08-29 20:00 | 0
2018-08-29 21:00 | 0
2018-08-29 22:00 | 0.22102
2018-08-29 23:00 | 0.3267
2018-08-30 | 0.3267
2018-08-30 01:00 | 0.3267
2018-08-30 02:00 | 0.3267
2018-08-30 03:00 | 0.31019
2018-08-30 04:00 | 0.31019
2018-08-30 05:00 | 0.31019
2018-08-30 06:00 | 0.31019
2018-08-30 07:00 | 0.31019
2018-08-30 08:00 | 0.31019
2018-08-30 09:00 | 0.11332
2018-08-30 10:00 | 0
2018-08-30 11:00 | 0
2018-08-30 12:00 | 0
2018-08-30 13:00 | 0
2018-08-30 14:00 | 0
2018-08-30 15:00 | 0
2018-08-30 16:00 | 0
2018-08-30 17:00 | 0
2018-08-30 18:00 | 0
2018-08-30 19:00 | 0
2018-08-30 20:00 | 0
2018-08-30 21:00 | 0
2018-08-30 22:00 | 0.23892
2018-08-30 23:00 | 0.3267
2018-08-31 | 0.3267
2018-08-31 01:00 | 0.3267
2018-08-31 02:00 | 0.3267
2018-08-31 03:00 | 0.31019
2018-08-31 04:00 | 0.31019
2018-08-31 05:00 | 0.31019
2018-08-31 06:00 | 0.31019
2018-08-31 07:00 | 0.31019
2018-08-31 08:00 | 0.31019
2018-08-31 09:00 | 0.11374
2018-08-31 10:00 | 0
2018-08-31 11:00 | 0
2018-08-31 12:00 | 0
2018-08-31 13:00 | 0
2018-08-31 14:00 | 0
2018-08-31 15:00 | 0
2018-08-31 16:00 | 0
2018-08-31 17:00 | 0
2018-08-31 18:00 | 0
2018-08-31 19:00 | 0
2018-08-31 20:00 | 0
2018-08-31 21:00 | 0
2018-08-31 22:00 | 0.24516
2018-08-31 23:00 | 0.3267
2018-09-01 | 0.3267
2018-09-01 01:00 | 0.3267
2018-09-01 02:00 | 0.3267
2018-09-01 03:00 | 0.31019
2018-09-01 04:00 | 0.31019
2018-09-01 05:00 | 0.31019
2018-09-01 06:00 | 0.31019
2018-09-01 07:00 | 0.31019
2018-09-01 08:00 | 0.31019
2018-09-01 09:00 | 0.11374
2018-09-01 10:00 | 0
2018-09-01 11:00 | 0
2018-09-01 12:00 | 0
2018-09-01 13:00 | 0
2018-09-01 14:00 | 0
2018-09-01 15:00 | 0
2018-09-01 16:00 | 0
2018-09-01 17:00 | 0
2018-09-01 18:00 | 0
2018-09-01 19:00 | 0
2018-09-01 20:00 | 0
2018-09-01 21:00 | 0
2018-09-01 22:00 | 0.24584
2018-09-01 23:00 | 0.3267
2018-09-02 | 0.3267
2018-09-02 01:00 | 0.3267
2018-09-02 02:00 | 0.3267
2018-09-02 03:00 | 0.31019
2018-09-02 04:00 | 0.31019
2018-09-02 05:00 | 0.31019
2018-09-02 06:00 | 0.31019
2018-09-02 07:00 | 0.31019
2018-09-02 08:00 | 0.31019
2018-09-02 09:00 | 0.11374
2018-09-02 10:00 | 0
2018-09-02 11:00 | 0
2018-09-02 12:00 | 0
2018-09-02 13:00 | 0
2018-09-02 14:00 | 0
2018-09-02 15:00 | 0
2018-09-02 16:00 | 0
2018-09-02 17:00 | 0
2018-09-02 18:00 | 0
2018-09-02 19:00 | 0
2018-09-02 20:00 | 0
2018-09-02 21:00 | 0
2018-09-02 22:00 | 0.25555
2018-09-02 23:00 | 0.3267
2018-09-03 | 0.3267
2018-09-03 01:00 | 0.3267
2018-09-03 02:00 | 0.3267
2018-09-03 03:00 | 0.31019
2018-09-03 04:00 | 0.31019
2018-09-03 05:00 | 0.31019
2018-09-03 06:00 | 0.31019
2018-09-03 07:00 | 0.31019
2018-09-03 08:00 | 0.31019
2018-09-03 09:00 | 0.1424
2018-09-03 10:00 | 0
2018-09-03 11:00 | 0
2018-09-03 12:00 | 0
2018-09-03 13:00 | 0
2018-09-03 14:00 | 0
2018-09-03 15:00 | 0
2018-09-03 16:00 | 0
2018-09-03 17:00 | 0
2018-09-03 18:00 | 0
2018-09-03 19:00 | 0
2018-09-03 20:00 | 0
2018-09-03 21:00 | 0
2018-09-03 22:00 | 0.27925
2018-09-03 23:00 | 0.3267
2018-09-04 | 0.3267
2018-09-04 01:00 | 0.3267
2018-09-04 02:00 | 0.3267
2018-09-04 03:00 | 0.31019
2018-09-04 04:00 | 0.31019
2018-09-04 05:00 | 0.31019
2018-09-04 06:00 | 0.31019
2018-09-04 07:00 | 0.31019
2018-09-04 08:00 | 0.31019
2018-09-04 09:00 | 0.14388
2018-09-04 10:00 | 0
2018-09-04 11:00 | 0
2018-09-04 12:00 | 0
2018-09-04 13:00 | 0
2018-09-04 14:00 | 0
2018-09-04 15:00 | 0
2018-09-04 16:00 | 0
2018-09-04 17:00 | 0
2018-09-04 18:00 | 0
2018-09-04 19:00 | 0
2018-09-04 20:00 | 0
2018-09-04 21:00 | 0
2018-09-04 22:00 | 0.28299
2018-09-04 23:00 | 0.3267
2018-09-05 | 0.3267
2018-09-05 01:00 | 0.3267
2018-09-05 02:00 | 0.3267
2018-09-05 03:00 | 0.31019
2018-09-05 04:00 | 0.31019
2018-09-05 05:00 | 0.31019
2018-09-05 06:00 | 0.31019
2018-09-05 07:00 | 0.31019
2018-09-05 08:00 | 0.31019
2018-09-05 09:00 | 0.14926
2018-09-05 10:00 | 0
2018-09-05 11:00 | 0
2018-09-05 12:00 | 0
2018-09-05 13:00 | 0
2018-09-05 14:00 | 0
2018-09-05 15:00 | 0
2018-09-05 16:00 | 0
2018-09-05 17:00 | 0
2018-09-05 18:00 | 0
2018-09-05 19:00 | 0
2018-09-05 20:00 | 0
2018-09-05 21:00 | 0.00040274
2018-09-05 22:00 | 0.29234
2018-09-05 23:00 | 0.3267
2018-09-06 | 0.3267
2018-09-06 01:00 | 0.3267
2018-09-06 02:00 | 0.3267
2018-09-06 03:00 | 0.31019
2018-09-06 04:00 | 0.31019
2018-09-06 05:00 | 0.31019
2018-09-06 06:00 | 0.31019
2018-09-06 07:00 | 0.31019
2018-09-06 08:00 | 0.31019
2018-09-06 09:00 | 0.16468
2018-09-06 10:00 | 0
2018-09-06 11:00 | 0
2018-09-06 12:00 | 0
2018-09-06 13:00 | 0
2018-09-06 14:00 | 0
2018-09-06 15:00 | 0
2018-09-06 16:00 | 0
2018-09-06 17:00 | 0
2018-09-06 18:00 | 0
2018-09-06 19:00 | 0
2018-09-06 20:00 | 0
2018-09-06 21:00 | 0.00040274
2018-09-06 22:00 | 0.2973
2018-09-06 23:00 | 0.3267
2018-09-07 | 0.3267
2018-09-07 01:00 | 0.3267
2018-09-07 02:00 | 0.3267
2018-09-07 03:00 | 0.31019
2018-09-07 04:00 | 0.31019
2018-09-07 05:00 | 0.31019
2018-09-07 06:00 | 0.31019
2018-09-07 07:00 | 0.31019
2018-09-07 08:00 | 0.31019
2018-09-07 09:00 | 0.16603
2018-09-07 10:00 | 0
2018-09-07 11:00 | 0
2018-09-07 12:00 | 0
2018-09-07 13:00 | 0
2018-09-07 14:00 | 0
2018-09-07 15:00 | 0
2018-09-07 16:00 | 0
2018-09-07 17:00 | 0
2018-09-07 18:00 | 0
2018-09-07 19:00 | 0
2018-09-07 20:00 | 0
2018-09-07 21:00 | 0.00040274
2018-09-07 22:00 | 0.29961
2018-09-07 23:00 | 0.3267
2018-09-08 | 0.3267
2018-09-08 01:00 | 0.3267
2018-09-08 02:00 | 0.3267
2018-09-08 03:00 | 0.31019
2018-09-08 04:00 | 0.31019
2018-09-08 05:00 | 0.31019
2018-09-08 06:00 | 0.31019
2018-09-08 07:00 | 0.31019
2018-09-08 08:00 | 0.31019
2018-09-08 09:00 | 0.16906
2018-09-08 10:00 | 0
2018-09-08 11:00 | 0
2018-09-08 12:00 | 0
2018-09-08 13:00 | 0
2018-09-08 14:00 | 0
2018-09-08 15:00 | 0
2018-09-08 16:00 | 0
2018-09-08 17:00 | 0
2018-09-08 18:00 | 0
2018-09-08 19:00 | 0
2018-09-08 20:00 | 0
2018-09-08 21:00 | 0.00040274
2018-09-08 22:00 | 0.30193
2018-09-08 23:00 | 0.3267
2018-09-09 | 0.3267
2018-09-09 01:00 | 0.3267
2018-09-09 02:00 | 0.3267
2018-09-09 03:00 | 0.31019
2018-09-09 04:00 | 0.31019
2018-09-09 05:00 | 0.31019
2018-09-09 06:00 | 0.31019
2018-09-09 07:00 | 0.31019
2018-09-09 08:00 | 0.31019
2018-09-09 09:00 | 0.1721
2018-09-09 10:00 | 0
2018-09-09 11:00 | 0
2018-09-09 12:00 | 0
2018-09-09 13:00 | 0
2018-09-09 14:00 | 0
2018-09-09 15:00 | 0
2018-09-09 16:00 | 0
2018-09-09 17:00 | 0
2018-09-09 18:00 | 0
2018-09-09 19:00 | 0
2018-09-09 20:00 | 0
2018-09-09 21:00 | 0.00040274
2018-09-09 22:00 | 0.30271
2018-09-09 23:00 | 0.3267
2018-09-10 | 0.3267
2018-09-10 01:00 | 0.3267
2018-09-10 02:00 | 0.3267
2018-09-10 03:00 | 0.31019
2018-09-10 04:00 | 0.31019
2018-09-10 05:00 | 0.31019
2018-09-10 06:00 | 0.31019
2018-09-10 07:00 | 0.31019
2018-09-10 08:00 | 0.31019
2018-09-10 09:00 | 0.1721
2018-09-10 10:00 | 0
2018-09-10 11:00 | 0
2018-09-10 12:00 | 0
2018-09-10 13:00 | 0
2018-09-10 14:00 | 0
2018-09-10 15:00 | 0
2018-09-10 16:00 | 0
2018-09-10 17:00 | 0
2018-09-10 18:00 | 0
2018-09-10 19:00 | 0
2018-09-10 20:00 | 0
2018-09-10 21:00 | 0.0095737
2018-09-10 22:00 | 0.30479
2018-09-10 23:00 | 0.3267
2018-09-11 | 0.3267
2018-09-11 01:00 | 0.3267
2018-09-11 02:00 | 0.3267
2018-09-11 03:00 | 0.31019
2018-09-11 04:00 | 0.31019
2018-09-11 05:00 | 0.31019
2018-09-11 06:00 | 0.31019
2018-09-11 07:00 | 0.31019
2018-09-11 08:00 | 0.31019
2018-09-11 09:00 | 0.18451
2018-09-11 10:00 | 0
2018-09-11 11:00 | 0
2018-09-11 12:00 | 0
2018-09-11 13:00 | 0
2018-09-11 14:00 | 0
2018-09-11 15:00 | 0
2018-09-11 16:00 | 0
2018-09-11 17:00 | 0
2018-09-11 18:00 | 0
2018-09-11 19:00 | 0
2018-09-11 20:00 | 0
2018-09-11 21:00 | 0.022038
2018-09-11 22:00 | 0.30547
2018-09-11 23:00 | 0.3267
2018-09-12 | 0.3267
2018-09-12 01:00 | 0.3267
2018-09-12 02:00 | 0.3267
2018-09-12 03:00 | 0.31019
2018-09-12 04:00 | 0.31019
2018-09-12 05:00 | 0.31019
2018-09-12 06:00 | 0.31019
2018-09-12 07:00 | 0.31019
2018-09-12 08:00 | 0.31019
2018-09-12 09:00 | 0.18519
2018-09-12 10:00 | 0
2018-09-12 11:00 | 0
2018-09-12 12:00 | 0
2018-09-12 13:00 | 0
2018-09-12 14:00 | 0
2018-09-12 15:00 | 0
2018-09-12 16:00 | 0
2018-09-12 17:00 | 0
2018-09-12 18:00 | 0
2018-09-12 19:00 | 0
2018-09-12 20:00 | 0
2018-09-12 21:00 | 0.022038
2018-09-12 22:00 | 0.30837
2018-09-12 23:00 | 0.3267
2018-09-13 | 0.3267
2018-09-13 01:00 | 0.3267
2018-09-13 02:00 | 0.3267
2018-09-13 03:00 | 0.31019
2018-09-13 04:00 | 0.31019
2018-09-13 05:00 | 0.31019
2018-09-13 06:00 | 0.31019
2018-09-13 07:00 | 0.31019
2018-09-13 08:00 | 0.31019
2018-09-13 09:00 | 0.18605
2018-09-13 10:00 | 0
2018-09-13 11:00 | 0
2018-09-13 12:00 | 0
2018-09-13 13:00 | 0
2018-09-13 14:00 | 0
2018-09-13 15:00 | 0
2018-09-13 16:00 | 0
2018-09-13 17:00 | 0
2018-09-13 18:00 | 0
2018-09-13 19:00 | 0
2018-09-13 20:00 | 0
2018-09-13 21:00 | 0.029276
2018-09-13 22:00 | 0.31111
2018-09-13 23:00 | 0.3267
2018-09-14 | 0.3267
2018-09-14 01:00 | 0.3267
2018-09-14 02:00 | 0.3267
2018-09-14 03:00 | 0.31019
2018-09-14 04:00 | 0.31019
2018-09-14 05:00 | 0.31019
2018-09-14 06:00 | 0.31019
2018-09-14 07:00 | 0.31019
2018-09-14 08:00 | 0.31019
2018-09-14 09:00 | 0.18651
2018-09-14 10:00 | 0
2018-09-14 11:00 | 0
2018-09-14 12:00 | 0
2018-09-14 13:00 | 0
2018-09-14 14:00 | 0
2018-09-14 15:00 | 0
2018-09-14 16:00 | 0
2018-09-14 17:00 | 0
2018-09-14 18:00 | 0
2018-09-14 19:00 | 0
2018-09-14 20:00 | 0
2018-09-14 21:00 | 0.049815
2018-09-14 22:00 | 0.31592
2018-09-14 23:00 | 0.3267
2018-09-15 | 0.3267
2018-09-15 01:00 | 0.3267
2018-09-15 02:00 | 0.3267
2018-09-15 03:00 | 0.31019
2018-09-15 04:00 | 0.31019
2018-09-15 05:00 | 0.31019
2018-09-15 06:00 | 0.31019
2018-09-15 07:00 | 0.31019
2018-09-15 08:00 | 0.31019
2018-09-15 09:00 | 0.18725
2018-09-15 10:00 | 0
2018-09-15 11:00 | 0
2018-09-15 12:00 | 0
2018-09-15 13:00 | 0
2018-09-15 14:00 | 0
2018-09-15 15:00 | 0
2018-09-15 16:00 | 0
2018-09-15 17:00 | 0
2018-09-15 18:00 | 0
2018-09-15 19:00 | 0
2018-09-15 20:00 | 0
2018-09-15 21:00 | 0.049952
2018-09-15 22:00 | 0.32286
2018-09-15 23:00 | 0.3267
2018-09-16 | 0.3267
2018-09-16 01:00 | 0.3267
2018-09-16 02:00 | 0.3267
2018-09-16 03:00 | 0.31019
2018-09-16 04:00 | 0.31019
2018-09-16 05:00 | 0.31019
2018-09-16 06:00 | 0.31019
2018-09-16 07:00 | 0.31019
2018-09-16 08:00 | 0.31019
2018-09-16 09:00 | 0.19
2018-09-16 10:00 | 0
2018-09-16 11:00 | 0
2018-09-16 12:00 | 0
2018-09-16 13:00 | 0
2018-09-16 14:00 | 0
2018-09-16 15:00 | 0
2018-09-16 16:00 | 0
2018-09-16 17:00 | 0
2018-09-16 18:00 | 0
2018-09-16 19:00 | 0
2018-09-16 20:00 | 0
2018-09-16 21:00 | 0.054013
2018-09-16 22:00 | 0.32544
2018-09-16 23:00 | 0.3267
2018-09-17 | 0.3267
2018-09-17 01:00 | 0.3267
2018-09-17 02:00 | 0.3267
2018-09-17 03:00 | 0.31019
2018-09-17 04:00 | 0.31019
2018-09-17 05:00 | 0.31019
2018-09-17 06:00 | 0.31019
2018-09-17 07:00 | 0.31019
2018-09-17 08:00 | 0.31019
2018-09-17 09:00 | 0.1904
2018-09-17 10:00 | 0
2018-09-17 11:00 | 0
2018-09-17 12:00 | 0
2018-09-17 13:00 | 0
2018-09-17 14:00 | 0
2018-09-17 15:00 | 0
2018-09-17 16:00 | 0
2018-09-17 17:00 | 0
2018-09-17 18:00 | 0
2018-09-17 19:00 | 0
2018-09-17 20:00 | 0
2018-09-17 21:00 | 0.055367
2018-09-17 22:00 | 0.32636
2018-09-17 23:00 | 0.3267
2018-09-18 | 0.3267
2018-09-18 01:00 | 0.3267
2018-09-18 02:00 | 0.3267
2018-09-18 03:00 | 0.31019
2018-09-18 04:00 | 0.31019
2018-09-18 05:00 | 0.31019
2018-09-18 06:00 | 0.31019
2018-09-18 07:00 | 0.31019
2018-09-18 08:00 | 0.31019
2018-09-18 09:00 | 0.19135
2018-09-18 10:00 | 0
2018-09-18 11:00 | 0
2018-09-18 12:00 | 0
2018-09-18 13:00 | 0
2018-09-18 14:00 | 0
2018-09-18 15:00 | 0
2018-09-18 16:00 | 0
2018-09-18 17:00 | 0
2018-09-18 18:00 | 0
2018-09-18 19:00 | 0
2018-09-18 20:00 | 0
2018-09-18 21:00 | 0.057652
2018-09-18 22:00 | 0.32636
2018-09-18 23:00 | 0.3267
2018-09-19 | 0.3267
2018-09-19 01:00 | 0.3267
2018-09-19 02:00 | 0.3267
2018-09-19 03:00 | 0.31019
2018-09-19 04:00 | 0.31019
2018-09-19 05:00 | 0.31019
2018-09-19 06:00 | 0.31019
2018-09-19 07:00 | 0.31019
2018-09-19 08:00 | 0.31019
2018-09-19 09:00 | 0.19542
2018-09-19 10:00 | 0
2018-09-19 11:00 | 0
2018-09-19 12:00 | 0
2018-09-19 13:00 | 0
2018-09-19 14:00 | 0
2018-09-19 15:00 | 0
2018-09-19 16:00 | 0
2018-09-19 17:00 | 0
2018-09-19 18:00 | 0
2018-09-19 19:00 | 0
2018-09-19 20:00 | 0
2018-09-19 21:00 | 0.058899
2018-09-19 22:00 | 0.32636
2018-09-19 23:00 | 0.3267
2018-09-20 | 0.3267
2018-09-20 01:00 | 0.3267
2018-09-20 02:00 | 0.3267
2018-09-20 03:00 | 0.31019
2018-09-20 04:00 | 0.31019
2018-09-20 05:00 | 0.31019
2018-09-20 06:00 | 0.31019
2018-09-20 07:00 | 0.31019
2018-09-20 08:00 | 0.31019
2018-09-20 09:00 | 0.1963
2018-09-20 10:00 | 0
2018-09-20 11:00 | 0
2018-09-20 12:00 | 0
2018-09-20 13:00 | 0
2018-09-20 14:00 | 0
2018-09-20 15:00 | 0
2018-09-20 16:00 | 0
2018-09-20 17:00 | 0
2018-09-20 18:00 | 0
2018-09-20 19:00 | 0
2018-09-20 20:00 | 0
2018-09-20 21:00 | 0.069023
2018-09-20 22:00 | 0.3267
2018-09-20 23:00 | 0.3267
2018-09-21 | 0.3267
2018-09-21 01:00 | 0.3267
2018-09-21 02:00 | 0.3267
2018-09-21 03:00 | 0.31019
2018-09-21 04:00 | 0.31019
2018-09-21 05:00 | 0.31019
2018-09-21 06:00 | 0.31019
2018-09-21 07:00 | 0.31019
2018-09-21 08:00 | 0.31019
2018-09-21 09:00 | 0.1963
2018-09-21 10:00 | 0
2018-09-21 11:00 | 0
2018-09-21 12:00 | 0
2018-09-21 13:00 | 0
2018-09-21 14:00 | 0
2018-09-21 15:00 | 0
2018-09-21 16:00 | 0
2018-09-21 17:00 | 0
2018-09-21 18:00 | 0
2018-09-21 19:00 | 0
2018-09-21 20:00 | 0
2018-09-21 21:00 | 0.071306
2018-09-21 22:00 | 0.3267
2018-09-21 23:00 | 0.3267
2018-09-22 | 0.3267
2018-09-22 01:00 | 0.3267
2018-09-22 02:00 | 0.3267
2018-09-22 03:00 | 0.31019
2018-09-22 04:00 | 0.31019
2018-09-22 05:00 | 0.31019
2018-09-22 06:00 | 0.31019
2018-09-22 07:00 | 0.31019
2018-09-22 08:00 | 0.31019
2018-09-22 09:00 | 0.20032
2018-09-22 10:00 | 0
2018-09-22 11:00 | 0
2018-09-22 12:00 | 0
2018-09-22 13:00 | 0
2018-09-22 14:00 | 0
2018-09-22 15:00 | 0
2018-09-22 16:00 | 0
2018-09-22 17:00 | 0
2018-09-22 18:00 | 0
2018-09-22 19:00 | 0
2018-09-22 20:00 | 0
2018-09-22 21:00 | 0.087283
2018-09-22 22:00 | 0.3267
2018-09-22 23:00 | 0.3267
2018-09-23 | 0.3267
2018-09-23 01:00 | 0.3267
2018-09-23 02:00 | 0.3267
2018-09-23 03:00 | 0.31019
2018-09-23 04:00 | 0.31019
2018-09-23 05:00 | 0.31019
2018-09-23 06:00 | 0.31019
2018-09-23 07:00 | 0.31019
2018-09-23 08:00 | 0.31019
2018-09-23 09:00 | 0.20515
2018-09-23 10:00 | 0
2018-09-23 11:00 | 0
2018-09-23 12:00 | 0
2018-09-23 13:00 | 0
2018-09-23 14:00 | 0
2018-09-23 15:00 | 0
2018-09-23 16:00 | 0
2018-09-23 17:00 | 0
2018-09-23 18:00 | 0
2018-09-23 19:00 | 0
2018-09-23 20:00 | 0
2018-09-23 21:00 | 0.092299
2018-09-23 22:00 | 0.3267
2018-09-23 23:00 | 0.3267
2018-09-24 | 0.3267
2018-09-24 01:00 | 0.3267
2018-09-24 02:00 | 0.3267
2018-09-24 03:00 | 0.31019
2018-09-24 04:00 | 0.31019
2018-09-24 05:00 | 0.31019
2018-09-24 06:00 | 0.31019
2018-09-24 07:00 | 0.31019
2018-09-24 08:00 | 0.31019
2018-09-24 09:00 | 0.22716
2018-09-24 10:00 | 0
2018-09-24 11:00 | 0
2018-09-24 12:00 | 0
2018-09-24 13:00 | 0
2018-09-24 14:00 | 0
2018-09-24 15:00 | 0
2018-09-24 16:00 | 0
2018-09-24 17:00 | 0
2018-09-24 18:00 | 0
2018-09-24 19:00 | 0
2018-09-24 20:00 | 0
2018-09-24 21:00 | 0.12616
2018-09-24 22:00 | 0.3267
2018-09-24 23:00 | 0.3267
2018-09-25 | 0.3267
2018-09-25 01:00 | 0.3267
2018-09-25 02:00 | 0.3267
2018-09-25 03:00 | 0.31019
2018-09-25 04:00 | 0.31019
2018-09-25 05:00 | 0.31019
2018-09-25 06:00 | 0.31019
2018-09-25 07:00 | 0.31019
2018-09-25 08:00 | 0.31019
2018-09-25 09:00 | 0.23934
2018-09-25 10:00 | 0
2018-09-25 11:00 | 0
2018-09-25 12:00 | 0
2018-09-25 13:00 | 0
2018-09-25 14:00 | 0
2018-09-25 15:00 | 0
2018-09-25 16:00 | 0
2018-09-25 17:00 | 0
2018-09-25 18:00 | 0
2018-09-25 19:00 | 0
2018-09-25 20:00 | 0
2018-09-25 21:00 | 0.1304
2018-09-25 22:00 | 0.3267
2018-09-25 23:00 | 0.3267
2018-09-26 | 0.3267
2018-09-26 01:00 | 0.3267
2018-09-26 02:00 | 0.3267
2018-09-26 03:00 | 0.31019
2018-09-26 04:00 | 0.31019
2018-09-26 05:00 | 0.31019
2018-09-26 06:00 | 0.31019
2018-09-26 07:00 | 0.31019
2018-09-26 08:00 | 0.31019
2018-09-26 09:00 | 0.23942
2018-09-26 10:00 | 0
2018-09-26 11:00 | 0
2018-09-26 12:00 | 0
2018-09-26 13:00 | 0
2018-09-26 14:00 | 0
2018-09-26 15:00 | 0
2018-09-26 16:00 | 0
2018-09-26 17:00 | 0
2018-09-26 18:00 | 0
2018-09-26 19:00 | 0
2018-09-26 20:00 | 0
2018-09-26 21:00 | 0.13128
2018-09-26 22:00 | 0.3267
2018-09-26 23:00 | 0.3267
2018-09-27 | 0.3267
2018-09-27 01:00 | 0.3267
2018-09-27 02:00 | 0.3267
2018-09-27 03:00 | 0.31019
2018-09-27 04:00 | 0.31019
2018-09-27 05:00 | 0.31019
2018-09-27 06:00 | 0.31019
2018-09-27 07:00 | 0.31019
2018-09-27 08:00 | 0.31019
2018-09-27 09:00 | 0.24132
2018-09-27 10:00 | 0
2018-09-27 11:00 | 0
2018-09-27 12:00 | 0
2018-09-27 13:00 | 0
2018-09-27 14:00 | 0
2018-09-27 15:00 | 0
2018-09-27 16:00 | 0
2018-09-27 17:00 | 0
2018-09-27 18:00 | 0
2018-09-27 19:00 | 0
2018-09-27 20:00 | 0
2018-09-27 21:00 | 0.1363
2018-09-27 22:00 | 0.3267
2018-09-27 23:00 | 0.3267
2018-09-28 | 0.3267
2018-09-28 01:00 | 0.3267
2018-09-28 02:00 | 0.3267
2018-09-28 03:00 | 0.31019
2018-09-28 04:00 | 0.31019
2018-09-28 05:00 | 0.31019
2018-09-28 06:00 | 0.31019
2018-09-28 07:00 | 0.31019
2018-09-28 08:00 | 0.31019
2018-09-28 09:00 | 0.24803
2018-09-28 10:00 | 0
2018-09-28 11:00 | 0
2018-09-28 12:00 | 0
2018-09-28 13:00 | 0
2018-09-28 14:00 | 0
2018-09-28 15:00 | 0
2018-09-28 16:00 | 0
2018-09-28 17:00 | 0
2018-09-28 18:00 | 0
2018-09-28 19:00 | 0
2018-09-28 20:00 | 0
2018-09-28 21:00 | 0.13898
2018-09-28 22:00 | 0.3267
2018-09-28 23:00 | 0.3267
2018-09-29 | 0.3267
2018-09-29 01:00 | 0.3267
2018-09-29 02:00 | 0.3267
2018-09-29 03:00 | 0.31019
2018-09-29 04:00 | 0.31019
2018-09-29 05:00 | 0.31019
2018-09-29 06:00 | 0.31019
2018-09-29 07:00 | 0.31019
2018-09-29 08:00 | 0.31019
2018-09-29 09:00 | 0.25633
2018-09-29 10:00 | 0
2018-09-29 11:00 | 0
2018-09-29 12:00 | 0
2018-09-29 13:00 | 0
2018-09-29 14:00 | 0
2018-09-29 15:00 | 0
2018-09-29 16:00 | 0
2018-09-29 17:00 | 0
2018-09-29 18:00 | 0
2018-09-29 19:00 | 0
2018-09-29 20:00 | 0
2018-09-29 21:00 | 0.14057
2018-09-29 22:00 | 0.3267
2018-09-29 23:00 | 0.3267
2018-09-30 | 0.3267
2018-09-30 01:00 | 0.3267
2018-09-30 02:00 | 0.3267
2018-09-30 03:00 | 0.31019
2018-09-30 04:00 | 0.31019
2018-09-30 05:00 | 0.31019
2018-09-30 06:00 | 0.31019
2018-09-30 07:00 | 0.31019
2018-09-30 08:00 | 0.31019
2018-09-30 09:00 | 0.25768
2018-09-30 10:00 | 0.00034293
2018-09-30 11:00 | 0
2018-09-30 12:00 | 0
2018-09-30 13:00 | 0
2018-09-30 14:00 | 0
2018-09-30 15:00 | 0
2018-09-30 16:00 | 0
2018-09-30 17:00 | 0
2018-09-30 18:00 | 0
2018-09-30 19:00 | 0
2018-09-30 20:00 | 0
2018-09-30 21:00 | 0.14219
2018-09-30 22:00 | 0.3267
2018-09-30 23:00 | 0.3267
2018-10-01 | 0.3267
2018-10-01 01:00 | 0.3267
2018-10-01 02:00 | 0.3267
2018-10-01 03:00 | 0.31019
2018-10-01 04:00 | 0.31019
2018-10-01 05:00 | 0.31019
2018-10-01 06:00 | 0.31019
2018-10-01 07:00 | 0.31019
2018-10-01 08:00 | 0.31019
2018-10-01 09:00 | 0.26685
2018-10-01 10:00 | 0.00034293
2018-10-01 11:00 | 0
2018-10-01 12:00 | 0
2018-10-01 13:00 | 0
2018-10-01 14:00 | 0
2018-10-01 15:00 | 0
2018-10-01 16:00 | 0
2018-10-01 17:00 | 0
2018-10-01 18:00 | 0
2018-10-01 19:00 | 0
2018-10-01 20:00 | 0
2018-10-01 21:00 | 0.1546
2018-10-01 22:00 | 0.3267
2018-10-01 23:00 | 0.3267
2018-10-02 | 0.3267
2018-10-02 01:00 | 0.3267
2018-10-02 02:00 | 0.3267
2018-10-02 03:00 | 0.31019
2018-10-02 04:00 | 0.31019
2018-10-02 05:00 | 0.31019
2018-10-02 06:00 | 0.31019
2018-10-02 07:00 | 0.31019
2018-10-02 08:00 | 0.31019
2018-10-02 09:00 | 0.26865
2018-10-02 10:00 | 0.00034293
2018-10-02 11:00 | 0
2018-10-02 12:00 | 0
2018-10-02 13:00 | 0
2018-10-02 14:00 | 0
2018-10-02 15:00 | 0
2018-10-02 16:00 | 0
2018-10-02 17:00 | 0
2018-10-02 18:00 | 0
2018-10-02 19:00 | 0
2018-10-02 20:00 | 0
2018-10-02 21:00 | 0.15657
2018-10-02 22:00 | 0.3267
2018-10-02 23:00 | 0.3267
2018-10-03 | 0.3267
2018-10-03 01:00 | 0.3267
2018-10-03 02:00 | 0.3267
2018-10-03 03:00 | 0.31019
2018-10-03 04:00 | 0.31019
2018-10-03 05:00 | 0.31019
2018-10-03 06:00 | 0.31019
2018-10-03 07:00 | 0.31019
2018-10-03 08:00 | 0.31019
2018-10-03 09:00 | 0.26865
2018-10-03 10:00 | 0.00034293
2018-10-03 11:00 | 0
2018-10-03 12:00 | 0
2018-10-03 13:00 | 0
2018-10-03 14:00 | 0
2018-10-03 15:00 | 0
2018-10-03 16:00 | 0
2018-10-03 17:00 | 0
2018-10-03 18:00 | 0
2018-10-03 19:00 | 0
2018-10-03 20:00 | 0
2018-10-03 21:00 | 0.17397
2018-10-03 22:00 | 0.3267
2018-10-03 23:00 | 0.3267
2018-10-04 | 0.3267
2018-10-04 01:00 | 0.3267
2018-10-04 02:00 | 0.3267
2018-10-04 03:00 | 0.31019
2018-10-04 04:00 | 0.31019
2018-10-04 05:00 | 0.31019
2018-10-04 06:00 | 0.31019
2018-10-04 07:00 | 0.31019
2018-10-04 08:00 | 0.31019
2018-10-04 09:00 | 0.27133
2018-10-04 10:00 | 0.00034293
2018-10-04 11:00 | 0
2018-10-04 12:00 | 0
2018-10-04 13:00 | 0
2018-10-04 14:00 | 0
2018-10-04 15:00 | 0
2018-10-04 16:00 | 0
2018-10-04 17:00 | 0
2018-10-04 18:00 | 0
2018-10-04 19:00 | 0
2018-10-04 20:00 | 0
2018-10-04 21:00 | 0.18794
2018-10-04 22:00 | 0.3267
2018-10-04 23:00 | 0.3267
2018-10-05 | 0.3267
2018-10-05 01:00 | 0.3267
2018-10-05 02:00 | 0.3267
2018-10-05 03:00 | 0.31019
2018-10-05 04:00 | 0.31019
2018-10-05 05:00 | 0.31019
2018-10-05 06:00 | 0.31019
2018-10-05 07:00 | 0.31019
2018-10-05 08:00 | 0.31019
2018-10-05 09:00 | 0.27133
2018-10-05 10:00 | 0.00034293
2018-10-05 11:00 | 0
2018-10-05 12:00 | 0
2018-10-05 13:00 | 0
2018-10-05 14:00 | 0
2018-10-05 15:00 | 0
2018-10-05 16:00 | 0
2018-10-05 17:00 | 0
2018-10-05 18:00 | 0
2018-10-05 19:00 | 0
2018-10-05 20:00 | 0
2018-10-05 21:00 | 0.21208
2018-10-05 22:00 | 0.3267
2018-10-05 23:00 | 0.3267
2018-10-06 | 0.3267
2018-10-06 01:00 | 0.3267
2018-10-06 02:00 | 0.3267
2018-10-06 03:00 | 0.31019
2018-10-06 04:00 | 0.31019
2018-10-06 05:00 | 0.31019
2018-10-06 06:00 | 0.31019
2018-10-06 07:00 | 0.31019
2018-10-06 08:00 | 0.31019
2018-10-06 09:00 | 0.27228
2018-10-06 10:00 | 0.0012618
2018-10-06 11:00 | 0
2018-10-06 12:00 | 0
2018-10-06 13:00 | 0
2018-10-06 14:00 | 0
2018-10-06 15:00 | 0
2018-10-06 16:00 | 0
2018-10-06 17:00 | 0
2018-10-06 18:00 | 0
2018-10-06 19:00 | 0
2018-10-06 20:00 | 0
2018-10-06 21:00 | 0.21296
2018-10-06 22:00 | 0.3267
2018-10-06 23:00 | 0.3267
2018-10-07 | 0.3267
2018-10-07 01:00 | 0.3267
2018-10-07 02:00 | 0.3267
2018-10-07 03:00 | 0.31019
2018-10-07 04:00 | 0.31019
2018-10-07 05:00 | 0.31019
2018-10-07 06:00 | 0.31019
2018-10-07 07:00 | 0.31019
2018-10-07 08:00 | 0.31019
2018-10-07 09:00 | 0.27228
2018-10-07 10:00 | 0.0016495
2018-10-07 11:00 | 0
2018-10-07 12:00 | 0
2018-10-07 13:00 | 0
2018-10-07 14:00 | 0
2018-10-07 15:00 | 0
2018-10-07 16:00 | 0
2018-10-07 17:00 | 0
2018-10-07 18:00 | 0
2018-10-07 19:00 | 0
2018-10-07 20:00 | 0
2018-10-07 21:00 | 0.21581
2018-10-07 22:00 | 0.3267
2018-10-07 23:00 | 0.3267
2018-10-08 | 0.3267
2018-10-08 01:00 | 0.3267
2018-10-08 02:00 | 0.3267
2018-10-08 03:00 | 0.31019
2018-10-08 04:00 | 0.31019
2018-10-08 05:00 | 0.31019
2018-10-08 06:00 | 0.31019
2018-10-08 07:00 | 0.31019
2018-10-08 08:00 | 0.31019
2018-10-08 09:00 | 0.27514
2018-10-08 10:00 | 0.0017353
2018-10-08 11:00 | 0
2018-10-08 12:00 | 0
2018-10-08 13:00 | 0
2018-10-08 14:00 | 0
2018-10-08 15:00 | 0
2018-10-08 16:00 | 0
2018-10-08 17:00 | 0
2018-10-08 18:00 | 0
2018-10-08 19:00 | 0
2018-10-08 20:00 | 0
2018-10-08 21:00 | 0.22107
2018-10-08 22:00 | 0.3267
2018-10-08 23:00 | 0.3267
2018-10-09 | 0.3267
2018-10-09 01:00 | 0.3267
2018-10-09 02:00 | 0.3267
2018-10-09 03:00 | 0.31019
2018-10-09 04:00 | 0.31019
2018-10-09 05:00 | 0.31019
2018-10-09 06:00 | 0.31019
2018-10-09 07:00 | 0.31019
2018-10-09 08:00 | 0.31019
2018-10-09 09:00 | 0.27675
2018-10-09 10:00 | 0.0053351
2018-10-09 11:00 | 0
2018-10-09 12:00 | 0
2018-10-09 13:00 | 0
2018-10-09 14:00 | 0
2018-10-09 15:00 | 0
2018-10-09 16:00 | 0
2018-10-09 17:00 | 0
2018-10-09 18:00 | 0
2018-10-09 19:00 | 0
2018-10-09 20:00 | 0
2018-10-09 21:00 | 0.22233
2018-10-09 22:00 | 0.3267
2018-10-09 23:00 | 0.3267
2018-10-10 | 0.3267
2018-10-10 01:00 | 0.3267
2018-10-10 02:00 | 0.3267
2018-10-10 03:00 | 0.31019
2018-10-10 04:00 | 0.31019
2018-10-10 05:00 | 0.31019
2018-10-10 06:00 | 0.31019
2018-10-10 07:00 | 0.31019
2018-10-10 08:00 | 0.31019
2018-10-10 09:00 | 0.27688
2018-10-10 10:00 | 0.010779
2018-10-10 11:00 | 0
2018-10-10 12:00 | 0
2018-10-10 13:00 | 0
2018-10-10 14:00 | 0
2018-10-10 15:00 | 0
2018-10-10 16:00 | 0
2018-10-10 17:00 | 0
2018-10-10 18:00 | 0
2018-10-10 19:00 | 0
2018-10-10 20:00 | 0
2018-10-10 21:00 | 0.22387
2018-10-10 22:00 | 0.3267
2018-10-10 23:00 | 0.3267
2018-10-11 | 0.3267
2018-10-11 01:00 | 0.3267
2018-10-11 02:00 | 0.3267
2018-10-11 03:00 | 0.31019
2018-10-11 04:00 | 0.31019
2018-10-11 05:00 | 0.31019
2018-10-11 06:00 | 0.31019
2018-10-11 07:00 | 0.31019
2018-10-11 08:00 | 0.31019
2018-10-11 09:00 | 0.27688
2018-10-11 10:00 | 0.014873
2018-10-11 11:00 | 0
2018-10-11 12:00 | 0
2018-10-11 13:00 | 0
2018-10-11 14:00 | 0
2018-10-11 15:00 | 0
2018-10-11 16:00 | 0
2018-10-11 17:00 | 0
2018-10-11 18:00 | 0
2018-10-11 19:00 | 0
2018-10-11 20:00 | 0
2018-10-11 21:00 | 0.22644
2018-10-11 22:00 | 0.3267
2018-10-11 23:00 | 0.3267
2018-10-12 | 0.3267
2018-10-12 01:00 | 0.3267
2018-10-12 02:00 | 0.3267
2018-10-12 03:00 | 0.31019
2018-10-12 04:00 | 0.31019
2018-10-12 05:00 | 0.31019
2018-10-12 06:00 | 0.31019
2018-10-12 07:00 | 0.31019
2018-10-12 08:00 | 0.31019
2018-10-12 09:00 | 0.27688
2018-10-12 10:00 | 0.015586
2018-10-12 11:00 | 0
2018-10-12 12:00 | 0
2018-10-12 13:00 | 0
2018-10-12 14:00 | 0
2018-10-12 15:00 | 0
2018-10-12 16:00 | 0
2018-10-12 17:00 | 0
2018-10-12 18:00 | 0
2018-10-12 19:00 | 0
2018-10-12 20:00 | 0
2018-10-12 21:00 | 0.23932
2018-10-12 22:00 | 0.3267
2018-10-12 23:00 | 0.3267
2018-10-13 | 0.3267
2018-10-13 01:00 | 0.3267
2018-10-13 02:00 | 0.3267
2018-10-13 03:00 | 0.31019
2018-10-13 04:00 | 0.31019
2018-10-13 05:00 | 0.31019
2018-10-13 06:00 | 0.31019
2018-10-13 07:00 | 0.31019
2018-10-13 08:00 | 0.31019
2018-10-13 09:00 | 0.29742
2018-10-13 10:00 | 0.016507
2018-10-13 11:00 | 0
2018-10-13 12:00 | 0
2018-10-13 13:00 | 0
2018-10-13 14:00 | 0
2018-10-13 15:00 | 0
2018-10-13 16:00 | 0
2018-10-13 17:00 | 0
2018-10-13 18:00 | 0
2018-10-13 19:00 | 0
2018-10-13 20:00 | 0
2018-10-13 21:00 | 0.24285
2018-10-13 22:00 | 0.3267
2018-10-13 23:00 | 0.3267
2018-10-14 | 0.3267
2018-10-14 01:00 | 0.3267
2018-10-14 02:00 | 0.3267
2018-10-14 03:00 | 0.31019
2018-10-14 04:00 | 0.31019
2018-10-14 05:00 | 0.31019
2018-10-14 06:00 | 0.31019
2018-10-14 07:00 | 0.31019
2018-10-14 08:00 | 0.31019
2018-10-14 09:00 | 0.29742
2018-10-14 10:00 | 0.019611
2018-10-14 11:00 | 0
2018-10-14 12:00 | 0
2018-10-14 13:00 | 0
2018-10-14 14:00 | 0
2018-10-14 15:00 | 0
2018-10-14 16:00 | 0
2018-10-14 17:00 | 0
2018-10-14 18:00 | 0
2018-10-14 19:00 | 0
2018-10-14 20:00 | 0
2018-10-14 21:00 | 0.25912
2018-10-14 22:00 | 0.3267
2018-10-14 23:00 | 0.3267
2018-10-15 | 0.3267
2018-10-15 01:00 | 0.3267
2018-10-15 02:00 | 0.3267
2018-10-15 03:00 | 0.31019
2018-10-15 04:00 | 0.31019
2018-10-15 05:00 | 0.31019
2018-10-15 06:00 | 0.31019
2018-10-15 07:00 | 0.31019
2018-10-15 08:00 | 0.31019
2018-10-15 09:00 | 0.30466
2018-10-15 10:00 | 0.021225
2018-10-15 11:00 | 0
2018-10-15 12:00 | 0
2018-10-15 13:00 | 0
2018-10-15 14:00 | 0
2018-10-15 15:00 | 0
2018-10-15 16:00 | 0
2018-10-15 17:00 | 0
2018-10-15 18:00 | 0
2018-10-15 19:00 | 0
2018-10-15 20:00 | 0
2018-10-15 21:00 | 0.26597
2018-10-15 22:00 | 0.3267
2018-10-15 23:00 | 0.3267
2018-10-16 | 0.3267
2018-10-16 01:00 | 0.3267
2018-10-16 02:00 | 0.3267
2018-10-16 03:00 | 0.31019
2018-10-16 04:00 | 0.31019
2018-10-16 05:00 | 0.31019
2018-10-16 06:00 | 0.31019
2018-10-16 07:00 | 0.31019
2018-10-16 08:00 | 0.31019
2018-10-16 09:00 | 0.30466
2018-10-16 10:00 | 0.021225
2018-10-16 11:00 | 0
2018-10-16 12:00 | 0
2018-10-16 13:00 | 0
2018-10-16 14:00 | 0
2018-10-16 15:00 | 0
2018-10-16 16:00 | 0
2018-10-16 17:00 | 0
2018-10-16 18:00 | 0
2018-10-16 19:00 | 0
2018-10-16 20:00 | 0
2018-10-16 21:00 | 0.29463
2018-10-16 22:00 | 0.3267
2018-10-16 23:00 | 0.3267
2018-10-17 | 0.3267
2018-10-17 01:00 | 0.3267
2018-10-17 02:00 | 0.3267
2018-10-17 03:00 | 0.31019
2018-10-17 04:00 | 0.31019
2018-10-17 05:00 | 0.31019
2018-10-17 06:00 | 0.31019
2018-10-17 07:00 | 0.31019
2018-10-17 08:00 | 0.31019
2018-10-17 09:00 | 0.30466
2018-10-17 10:00 | 0.021905
2018-10-17 11:00 | 0
2018-10-17 12:00 | 0
2018-10-17 13:00 | 0
2018-10-17 14:00 | 0
2018-10-17 15:00 | 0
2018-10-17 16:00 | 0
2018-10-17 17:00 | 0
2018-10-17 18:00 | 0
2018-10-17 19:00 | 0
2018-10-17 20:00 | 0
2018-10-17 21:00 | 0.29463
2018-10-17 22:00 | 0.3267
2018-10-17 23:00 | 0.3267
2018-10-18 | 0.3267
2018-10-18 01:00 | 0.3267
2018-10-18 02:00 | 0.3267
2018-10-18 03:00 | 0.31019
2018-10-18 04:00 | 0.31019
2018-10-18 05:00 | 0.31019
2018-10-18 06:00 | 0.31019
2018-10-18 07:00 | 0.31019
2018-10-18 08:00 | 0.31019
2018-10-18 09:00 | 0.30976
2018-10-18 10:00 | 0.023038
2018-10-18 11:00 | 0
2018-10-18 12:00 | 0
2018-10-18 13:00 | 0
2018-10-18 14:00 | 0
2018-10-18 15:00 | 0
2018-10-18 16:00 | 0
2018-10-18 17:00 | 0
2018-10-18 18:00 | 0
2018-10-18 19:00 | 0
2018-10-18 20:00 | 0
2018-10-18 21:00 | 0.29838
2018-10-18 22:00 | 0.3267
2018-10-18 23:00 | 0.3267
2018-10-19 | 0.3267
2018-10-19 01:00 | 0.3267
2018-10-19 02:00 | 0.3267
2018-10-19 03:00 | 0.31019
2018-10-19 04:00 | 0.31019
2018-10-19 05:00 | 0.31019
2018-10-19 06:00 | 0.31019
2018-10-19 07:00 | 0.31019
2018-10-19 08:00 | 0.31019
2018-10-19 09:00 | 0.31713
2018-10-19 10:00 | 0.023457
2018-10-19 11:00 | 0
2018-10-19 12:00 | 0
2018-10-19 13:00 | 0
2018-10-19 14:00 | 0
2018-10-19 15:00 | 0
2018-10-19 16:00 | 0
2018-10-19 17:00 | 0
2018-10-19 18:00 | 0
2018-10-19 19:00 | 0
2018-10-19 20:00 | 0
2018-10-19 21:00 | 0.30282
2018-10-19 22:00 | 0.3267
2018-10-19 23:00 | 0.3267
2018-10-20 | 0.3267
2018-10-20 01:00 | 0.3267
2018-10-20 02:00 | 0.3267
2018-10-20 03:00 | 0.31019
2018-10-20 04:00 | 0.31019
2018-10-20 05:00 | 0.31019
2018-10-20 06:00 | 0.31019
2018-10-20 07:00 | 0.31019
2018-10-20 08:00 | 0.31019
2018-10-20 09:00 | 0.3263
2018-10-20 10:00 | 0.02441
2018-10-20 11:00 | 0
2018-10-20 12:00 | 0
2018-10-20 13:00 | 0
2018-10-20 14:00 | 0
2018-10-20 15:00 | 0
2018-10-20 16:00 | 0
2018-10-20 17:00 | 0
2018-10-20 18:00 | 0
2018-10-20 19:00 | 0
2018-10-20 20:00 | 0
2018-10-20 21:00 | 0.30446
2018-10-20 22:00 | 0.3267
2018-10-20 23:00 | 0.3267
2018-10-21 | 0.3267
2018-10-21 01:00 | 0.3267
2018-10-21 02:00 | 0.3267
2018-10-21 03:00 | 0.31019
2018-10-21 04:00 | 0.31019
2018-10-21 05:00 | 0.31019
2018-10-21 06:00 | 0.31019
2018-10-21 07:00 | 0.31019
2018-10-21 08:00 | 0.31019
2018-10-21 09:00 | 0.3263
2018-10-21 10:00 | 0.027477
2018-10-21 11:00 | 0
2018-10-21 12:00 | 0
2018-10-21 13:00 | 0
2018-10-21 14:00 | 0
2018-10-21 15:00 | 0
2018-10-21 16:00 | 0
2018-10-21 17:00 | 0
2018-10-21 18:00 | 0
2018-10-21 19:00 | 0
2018-10-21 20:00 | 0.00040274
2018-10-21 21:00 | 0.30514
2018-10-21 22:00 | 0.3267
2018-10-21 23:00 | 0.3267
2018-10-22 | 0.3267
2018-10-22 01:00 | 0.3267
2018-10-22 02:00 | 0.3267
2018-10-22 03:00 | 0.31019
2018-10-22 04:00 | 0.31019
2018-10-22 05:00 | 0.31019
2018-10-22 06:00 | 0.31019
2018-10-22 07:00 | 0.31019
2018-10-22 08:00 | 0.31019
2018-10-22 09:00 | 0.3263
2018-10-22 10:00 | 0.028446
2018-10-22 11:00 | 0
2018-10-22 12:00 | 0
2018-10-22 13:00 | 0
2018-10-22 14:00 | 0
2018-10-22 15:00 | 0
2018-10-22 16:00 | 0
2018-10-22 17:00 | 0
2018-10-22 18:00 | 0
2018-10-22 19:00 | 0
2018-10-22 20:00 | 0.00040274
2018-10-22 21:00 | 0.3079
2018-10-22 22:00 | 0.3267
2018-10-22 23:00 | 0.3267
2018-10-23 | 0.3267
2018-10-23 01:00 | 0.3267
2018-10-23 02:00 | 0.3267
2018-10-23 03:00 | 0.31019
2018-10-23 04:00 | 0.31019
2018-10-23 05:00 | 0.31019
2018-10-23 06:00 | 0.31019
2018-10-23 07:00 | 0.31019
2018-10-23 08:00 | 0.31019
2018-10-23 09:00 | 0.3263
2018-10-23 10:00 | 0.029397
2018-10-23 11:00 | 0
2018-10-23 12:00 | 0
2018-10-23 13:00 | 0
2018-10-23 14:00 | 0
2018-10-23 15:00 | 0
2018-10-23 16:00 | 0
2018-10-23 17:00 | 0
2018-10-23 18:00 | 0
2018-10-23 19:00 | 0
2018-10-23 20:00 | 0.00040274
2018-10-23 21:00 | 0.31487
2018-10-23 22:00 | 0.3267
2018-10-23 23:00 | 0.3267
2018-10-24 | 0.3267
2018-10-24 01:00 | 0.3267
2018-10-24 02:00 | 0.3267
2018-10-24 03:00 | 0.31019
2018-10-24 04:00 | 0.31019
2018-10-24 05:00 | 0.31019
2018-10-24 06:00 | 0.31019
2018-10-24 07:00 | 0.31019
2018-10-24 08:00 | 0.31019
2018-10-24 09:00 | 0.3263
2018-10-24 10:00 | 0.031503
2018-10-24 11:00 | 0
2018-10-24 12:00 | 0
2018-10-24 13:00 | 0
2018-10-24 14:00 | 0
2018-10-24 15:00 | 0
2018-10-24 16:00 | 0
2018-10-24 17:00 | 0
2018-10-24 18:00 | 0
2018-10-24 19:00 | 0
2018-10-24 20:00 | 0.0095737
2018-10-24 21:00 | 0.31495
2018-10-24 22:00 | 0.3267
2018-10-24 23:00 | 0.3267
2018-10-25 | 0.3267
2018-10-25 01:00 | 0.3267
2018-10-25 02:00 | 0.3267
2018-10-25 03:00 | 0.31019
2018-10-25 04:00 | 0.31019
2018-10-25 05:00 | 0.31019
2018-10-25 06:00 | 0.31019
2018-10-25 07:00 | 0.31019
2018-10-25 08:00 | 0.31019
2018-10-25 09:00 | 0.3263
2018-10-25 10:00 | 0.03639
2018-10-25 11:00 | 0
2018-10-25 12:00 | 0
2018-10-25 13:00 | 0
2018-10-25 14:00 | 0
2018-10-25 15:00 | 0
2018-10-25 16:00 | 0
2018-10-25 17:00 | 0
2018-10-25 18:00 | 0
2018-10-25 19:00 | 0
2018-10-25 20:00 | 0.0095737
2018-10-25 21:00 | 0.31812
2018-10-25 22:00 | 0.3267
2018-10-25 23:00 | 0.3267
2018-10-26 | 0.3267
2018-10-26 01:00 | 0.3267
2018-10-26 02:00 | 0.3267
2018-10-26 03:00 | 0.31019
2018-10-26 04:00 | 0.31019
2018-10-26 05:00 | 0.31019
2018-10-26 06:00 | 0.31019
2018-10-26 07:00 | 0.31019
2018-10-26 08:00 | 0.31019
2018-10-26 09:00 | 0.3263
2018-10-26 10:00 | 0.04568
2018-10-26 11:00 | 0
2018-10-26 12:00 | 0
2018-10-26 13:00 | 0
2018-10-26 14:00 | 0
2018-10-26 15:00 | 0
2018-10-26 16:00 | 0
2018-10-26 17:00 | 0
2018-10-26 18:00 | 0
2018-10-26 19:00 | 0
2018-10-26 20:00 | 0.0097101
2018-10-26 21:00 | 0.324
2018-10-26 22:00 | 0.3267
2018-10-26 23:00 | 0.3267
2018-10-27 | 0.3267
2018-10-27 01:00 | 0.3267
2018-10-27 02:00 | 0.3267
2018-10-27 03:00 | 0.31019
2018-10-27 04:00 | 0.31019
2018-10-27 05:00 | 0.31019
2018-10-27 06:00 | 0.31019
2018-10-27 07:00 | 0.31019
2018-10-27 08:00 | 0.31019
2018-10-27 09:00 | 0.3263
2018-10-27 10:00 | 0.047231
2018-10-27 11:00 | 0
2018-10-27 12:00 | 0
2018-10-27 13:00 | 0
2018-10-27 14:00 | 0
2018-10-27 15:00 | 0
2018-10-27 16:00 | 0
2018-10-27 17:00 | 0
2018-10-27 18:00 | 0
2018-10-27 19:00 | 0
2018-10-27 20:00 | 0.022174
2018-10-27 21:00 | 0.32636
2018-10-27 22:00 | 0.3267
2018-10-27 23:00 | 0.3267
2018-10-28 | 0.3267
2018-10-28 01:00 | 0.3267
2018-10-28 02:00 | 0.3267
2018-10-28 03:00 | 0.31019
2018-10-28 04:00 | 0.31019
2018-10-28 05:00 | 0.31019
2018-10-28 06:00 | 0.31019
2018-10-28 07:00 | 0.31019
2018-10-28 08:00 | 0.31019
2018-10-28 09:00 | 0.3267
2018-10-28 10:00 | 0.047866
2018-10-28 11:00 | 0
2018-10-28 12:00 | 0
2018-10-28 13:00 | 0
2018-10-28 14:00 | 0
2018-10-28 15:00 | 0
2018-10-28 16:00 | 0
2018-10-28 17:00 | 0
2018-10-28 18:00 | 0
2018-10-28 19:00 | 0
2018-10-28 20:00 | 0.022251
2018-10-28 21:00 | 0.3267
2018-10-28 22:00 | 0.3267
2018-10-28 23:00 | 0.3267
2018-10-29 | 0.3267
2018-10-29 01:00 | 0.3267
2018-10-29 02:00 | 0.3267
2018-10-29 03:00 | 0.31019
2018-10-29 04:00 | 0.31019
2018-10-29 05:00 | 0.31019
2018-10-29 06:00 | 0.31019
2018-10-29 07:00 | 0.31019
2018-10-29 08:00 | 0.31019
2018-10-29 09:00 | 0.3267
2018-10-29 10:00 | 0.05147
2018-10-29 11:00 | 0
2018-10-29 12:00 | 0
2018-10-29 13:00 | 0
2018-10-29 14:00 | 0
2018-10-29 15:00 | 0
2018-10-29 16:00 | 0
2018-10-29 17:00 | 0
2018-10-29 18:00 | 0
2018-10-29 19:00 | 0
2018-10-29 20:00 | 0.050029
2018-10-29 21:00 | 0.3267
2018-10-29 22:00 | 0.3267
2018-10-29 23:00 | 0.3267
2018-10-30 | 0.3267
2018-10-30 01:00 | 0.3267
2018-10-30 02:00 | 0.3267
2018-10-30 03:00 | 0.31019
2018-10-30 04:00 | 0.31019
2018-10-30 05:00 | 0.31019
2018-10-30 06:00 | 0.31019
2018-10-30 07:00 | 0.31019
2018-10-30 08:00 | 0.31019
2018-10-30 09:00 | 0.3267
2018-10-30 10:00 | 0.073624
2018-10-30 11:00 | 0
2018-10-30 12:00 | 0
2018-10-30 13:00 | 0
2018-10-30 14:00 | 0
2018-10-30 15:00 | 0
2018-10-30 16:00 | 0
2018-10-30 17:00 | 0
2018-10-30 18:00 | 0
2018-10-30 19:00 | 0
2018-10-30 20:00 | 0.050499
2018-10-30 21:00 | 0.3267
2018-10-30 22:00 | 0.3267
2018-10-30 23:00 | 0.3267
2018-10-31 | 0.3267
2018-10-31 01:00 | 0.3267
2018-10-31 02:00 | 0.3267
2018-10-31 03:00 | 0.31019
2018-10-31 04:00 | 0.31019
2018-10-31 05:00 | 0.31019
2018-10-31 06:00 | 0.31019
2018-10-31 07:00 | 0.31019
2018-10-31 08:00 | 0.31019
2018-10-31 09:00 | 0.3267
2018-10-31 10:00 | 0.073624
2018-10-31 11:00 | 0
2018-10-31 12:00 | 0
2018-10-31 13:00 | 0
2018-10-31 14:00 | 0
2018-10-31 15:00 | 0
2018-10-31 16:00 | 0
2018-10-31 17:00 | 0
2018-10-31 18:00 | 0
2018-10-31 19:00 | 0
2018-10-31 20:00 | 0.055166
2018-10-31 21:00 | 0.3267
2018-10-31 22:00 | 0.3267
2018-10-31 23:00 | 0.3267
2018-11-01 | 0.3267
2018-11-01 01:00 | 0.3267
2018-11-01 02:00 | 0.3267
2018-11-01 03:00 | 0.31019
2018-11-01 04:00 | 0.31019
2018-11-01 05:00 | 0.31019
2018-11-01 06:00 | 0.31019
2018-11-01 07:00 | 0.31019
2018-11-01 08:00 | 0.31019
2018-11-01 09:00 | 0.3267
2018-11-01 10:00 | 0.074809
2018-11-01 11:00 | 0
2018-11-01 12:00 | 0
2018-11-01 13:00 | 0
2018-11-01 14:00 | 0
2018-11-01 15:00 | 0
2018-11-01 16:00 | 0
2018-11-01 17:00 | 0
2018-11-01 18:00 | 0
2018-11-01 19:00 | 0
2018-11-01 20:00 | 0.057451
2018-11-01 21:00 | 0.3267
2018-11-01 22:00 | 0.3267
2018-11-01 23:00 | 0.3267
2018-11-02 | 0.3267
2018-11-02 01:00 | 0.3267
2018-11-02 02:00 | 0.3267
2018-11-02 03:00 | 0.31019
2018-11-02 04:00 | 0.31019
2018-11-02 05:00 | 0.31019
2018-11-02 06:00 | 0.31019
2018-11-02 07:00 | 0.31019
2018-11-02 08:00 | 0.31019
2018-11-02 09:00 | 0.3267
2018-11-02 10:00 | 0.082047
2018-11-02 11:00 | 0
2018-11-02 12:00 | 0
2018-11-02 13:00 | 0
2018-11-02 14:00 | 0
2018-11-02 15:00 | 0
2018-11-02 16:00 | 0
2018-11-02 17:00 | 0
2018-11-02 18:00 | 0
2018-11-02 19:00 | 0
2018-11-02 20:00 | 0.059436
2018-11-02 21:00 | 0.3267
2018-11-02 22:00 | 0.3267
2018-11-02 23:00 | 0.3267
2018-11-03 | 0.3267
2018-11-03 01:00 | 0.3267
2018-11-03 02:00 | 0.3267
2018-11-03 03:00 | 0.31019
2018-11-03 04:00 | 0.31019
2018-11-03 05:00 | 0.31019
2018-11-03 06:00 | 0.31019
2018-11-03 07:00 | 0.31019
2018-11-03 08:00 | 0.31019
2018-11-03 09:00 | 0.3267
2018-11-03 10:00 | 0.083482
2018-11-03 11:00 | 0
2018-11-03 12:00 | 0
2018-11-03 13:00 | 0
2018-11-03 14:00 | 0
2018-11-03 15:00 | 0
2018-11-03 16:00 | 0
2018-11-03 17:00 | 0
2018-11-03 18:00 | 0
2018-11-03 19:00 | 0
2018-11-03 20:00 | 0.061299
2018-11-03 21:00 | 0.3267
2018-11-03 22:00 | 0.3267
2018-11-03 23:00 | 0.3267
2018-11-04 | 0.3267
2018-11-04 01:00 | 0.3267
2018-11-04 02:00 | 0.3267
2018-11-04 03:00 | 0.31019
2018-11-04 04:00 | 0.31019
2018-11-04 05:00 | 0.31019
2018-11-04 06:00 | 0.31019
2018-11-04 07:00 | 0.31019
2018-11-04 08:00 | 0.31019
2018-11-04 09:00 | 0.3267
2018-11-04 10:00 | 0.088668
2018-11-04 11:00 | 0
2018-11-04 12:00 | 0
2018-11-04 13:00 | 0
2018-11-04 14:00 | 0
2018-11-04 15:00 | 0
2018-11-04 16:00 | 0
2018-11-04 17:00 | 0
2018-11-04 18:00 | 0
2018-11-04 19:00 | 0
2018-11-04 20:00 | 0.068311
2018-11-04 21:00 | 0.3267
2018-11-04 22:00 | 0.3267
2018-11-04 23:00 | 0.3267
2018-11-05 | 0.3267
2018-11-05 01:00 | 0.3267
2018-11-05 02:00 | 0.3267
2018-11-05 03:00 | 0.31019
2018-11-05 04:00 | 0.31019
2018-11-05 05:00 | 0.31019
2018-11-05 06:00 | 0.31019
2018-11-05 07:00 | 0.31019
2018-11-05 08:00 | 0.31019
2018-11-05 09:00 | 0.31019
2018-11-05 10:00 | 0.10235
2018-11-05 11:00 | 0
2018-11-05 12:00 | 0
2018-11-05 13:00 | 0
2018-11-05 14:00 | 0
2018-11-05 15:00 | 0
2018-11-05 16:00 | 0
2018-11-05 17:00 | 0
2018-11-05 18:00 | 0
2018-11-05 19:00 | 0
2018-11-05 20:00 | 0.068713
2018-11-05 21:00 | 0.3267
2018-11-05 22:00 | 0.3267
2018-11-05 23:00 | 0.3267
2018-11-06 | 0.3267
2018-11-06 01:00 | 0.3267
2018-11-06 02:00 | 0.3267
2018-11-06 03:00 | 0.3267
2018-11-06 04:00 | 0.31019
2018-11-06 05:00 | 0.31019
2018-11-06 06:00 | 0.31019
2018-11-06 07:00 | 0.31019
2018-11-06 08:00 | 0.31019
2018-11-06 09:00 | 0.31019
2018-11-06 10:00 | 0.10972
2018-11-06 11:00 | 0
2018-11-06 12:00 | 0
2018-11-06 13:00 | 0
2018-11-06 14:00 | 0
2018-11-06 15:00 | 0
2018-11-06 16:00 | 0
2018-11-06 17:00 | 0
2018-11-06 18:00 | 0
2018-11-06 19:00 | 0
2018-11-06 20:00 | 0.070216
2018-11-06 21:00 | 0.3267
2018-11-06 22:00 | 0.3267
2018-11-06 23:00 | 0.3267
2018-11-07 | 0.3267
2018-11-07 01:00 | 0.3267
2018-11-07 02:00 | 0.3267
2018-11-07 03:00 | 0.3267
2018-11-07 04:00 | 0.31019
2018-11-07 05:00 | 0.31019
2018-11-07 06:00 | 0.31019
2018-11-07 07:00 | 0.31019
2018-11-07 08:00 | 0.31019
2018-11-07 09:00 | 0.31019
2018-11-07 10:00 | 0.11237
2018-11-07 11:00 | 0
2018-11-07 12:00 | 0
2018-11-07 13:00 | 0
2018-11-07 14:00 | 0
2018-11-07 15:00 | 0
2018-11-07 16:00 | 0
2018-11-07 17:00 | 0
2018-11-07 18:00 | 0
2018-11-07 19:00 | 0
2018-11-07 20:00 | 0.081824
2018-11-07 21:00 | 0.3267
2018-11-07 22:00 | 0.3267
2018-11-07 23:00 | 0.3267
2018-11-08 | 0.3267
2018-11-08 01:00 | 0.3267
2018-11-08 02:00 | 0.3267
2018-11-08 03:00 | 0.3267
2018-11-08 04:00 | 0.31019
2018-11-08 05:00 | 0.31019
2018-11-08 06:00 | 0.31019
2018-11-08 07:00 | 0.31019
2018-11-08 08:00 | 0.31019
2018-11-08 09:00 | 0.31019
2018-11-08 10:00 | 0.11625
2018-11-08 11:00 | 0
2018-11-08 12:00 | 0
2018-11-08 13:00 | 0
2018-11-08 14:00 | 0
2018-11-08 15:00 | 0
2018-11-08 16:00 | 0
2018-11-08 17:00 | 0
2018-11-08 18:00 | 0
2018-11-08 19:00 | 0
2018-11-08 20:00 | 0.083932
2018-11-08 21:00 | 0.3267
2018-11-08 22:00 | 0.3267
2018-11-08 23:00 | 0.3267
2018-11-09 | 0.3267
2018-11-09 01:00 | 0.3267
2018-11-09 02:00 | 0.3267
2018-11-09 03:00 | 0.3267
2018-11-09 04:00 | 0.31019
2018-11-09 05:00 | 0.31019
2018-11-09 06:00 | 0.31019
2018-11-09 07:00 | 0.31019
2018-11-09 08:00 | 0.31019
2018-11-09 09:00 | 0.31019
2018-11-09 10:00 | 0.12132
2018-11-09 11:00 | 0
2018-11-09 12:00 | 0
2018-11-09 13:00 | 0
2018-11-09 14:00 | 0
2018-11-09 15:00 | 0
2018-11-09 16:00 | 0
2018-11-09 17:00 | 0
2018-11-09 18:00 | 0
2018-11-09 19:00 | 0
2018-11-09 20:00 | 0.08876
2018-11-09 21:00 | 0.3267
2018-11-09 22:00 | 0.3267
2018-11-09 23:00 | 0.3267
2018-11-10 | 0.3267
2018-11-10 01:00 | 0.3267
2018-11-10 02:00 | 0.3267
2018-11-10 03:00 | 0.3267
2018-11-10 04:00 | 0.31019
2018-11-10 05:00 | 0.31019
2018-11-10 06:00 | 0.31019
2018-11-10 07:00 | 0.31019
2018-11-10 08:00 | 0.31019
2018-11-10 09:00 | 0.31019
2018-11-10 10:00 | 0.1273
2018-11-10 11:00 | 0
2018-11-10 12:00 | 0
2018-11-10 13:00 | 0
2018-11-10 14:00 | 0
2018-11-10 15:00 | 0
2018-11-10 16:00 | 0
2018-11-10 17:00 | 0
2018-11-10 18:00 | 0
2018-11-10 19:00 | 0
2018-11-10 20:00 | 0.091462
2018-11-10 21:00 | 0.3267
2018-11-10 22:00 | 0.3267
2018-11-10 23:00 | 0.3267
2018-11-11 | 0.3267
2018-11-11 01:00 | 0.3267
2018-11-11 02:00 | 0.3267
2018-11-11 03:00 | 0.3267
2018-11-11 04:00 | 0.31019
2018-11-11 05:00 | 0.31019
2018-11-11 06:00 | 0.31019
2018-11-11 07:00 | 0.31019
2018-11-11 08:00 | 0.31019
2018-11-11 09:00 | 0.31019
2018-11-11 10:00 | 0.12879
2018-11-11 11:00 | 0
2018-11-11 12:00 | 0
2018-11-11 13:00 | 0
2018-11-11 14:00 | 0
2018-11-11 15:00 | 0
2018-11-11 16:00 | 0
2018-11-11 17:00 | 0
2018-11-11 18:00 | 0
2018-11-11 19:00 | 0
2018-11-11 20:00 | 0.091462
2018-11-11 21:00 | 0.3267
2018-11-11 22:00 | 0.3267
2018-11-11 23:00 | 0.3267
2018-11-12 | 0.3267
2018-11-12 01:00 | 0.3267
2018-11-12 02:00 | 0.3267
2018-11-12 03:00 | 0.3267
2018-11-12 04:00 | 0.31019
2018-11-12 05:00 | 0.31019
2018-11-12 06:00 | 0.31019
2018-11-12 07:00 | 0.31019
2018-11-12 08:00 | 0.31019
2018-11-12 09:00 | 0.31019
2018-11-12 10:00 | 0.1319
2018-11-12 11:00 | 0
2018-11-12 12:00 | 0
2018-11-12 13:00 | 0
2018-11-12 14:00 | 0
2018-11-12 15:00 | 0
2018-11-12 16:00 | 0
2018-11-12 17:00 | 0
2018-11-12 18:00 | 0
2018-11-12 19:00 | 0
2018-11-12 20:00 | 0.096563
2018-11-12 21:00 | 0.3267
2018-11-12 22:00 | 0.3267
2018-11-12 23:00 | 0.3267
2018-11-13 | 0.3267
2018-11-13 01:00 | 0.3267
2018-11-13 02:00 | 0.3267
2018-11-13 03:00 | 0.3267
2018-11-13 04:00 | 0.31019
2018-11-13 05:00 | 0.31019
2018-11-13 06:00 | 0.31019
2018-11-13 07:00 | 0.31019
2018-11-13 08:00 | 0.31019
2018-11-13 09:00 | 0.31019
2018-11-13 10:00 | 0.13439
2018-11-13 11:00 | 0
2018-11-13 12:00 | 0
2018-11-13 13:00 | 0
2018-11-13 14:00 | 0
2018-11-13 15:00 | 0
2018-11-13 16:00 | 0
2018-11-13 17:00 | 0
2018-11-13 18:00 | 0
2018-11-13 19:00 | 0
2018-11-13 20:00 | 0.097033
2018-11-13 21:00 | 0.3267
2018-11-13 22:00 | 0.3267
2018-11-13 23:00 | 0.3267
2018-11-14 | 0.3267
2018-11-14 01:00 | 0.3267
2018-11-14 02:00 | 0.3267
2018-11-14 03:00 | 0.3267
2018-11-14 04:00 | 0.31019
2018-11-14 05:00 | 0.31019
2018-11-14 06:00 | 0.31019
2018-11-14 07:00 | 0.31019
2018-11-14 08:00 | 0.31019
2018-11-14 09:00 | 0.31019
2018-11-14 10:00 | 0.13526
2018-11-14 11:00 | 0
2018-11-14 12:00 | 0
2018-11-14 13:00 | 0
2018-11-14 14:00 | 0
2018-11-14 15:00 | 0
2018-11-14 16:00 | 0
2018-11-14 17:00 | 0
2018-11-14 18:00 | 0
2018-11-14 19:00 | 0
2018-11-14 20:00 | 0.1044
2018-11-14 21:00 | 0.3267
2018-11-14 22:00 | 0.3267
2018-11-14 23:00 | 0.3267
2018-11-15 | 0.3267
2018-11-15 01:00 | 0.3267
2018-11-15 02:00 | 0.3267
2018-11-15 03:00 | 0.3267
2018-11-15 04:00 | 0.31019
2018-11-15 05:00 | 0.31019
2018-11-15 06:00 | 0.31019
2018-11-15 07:00 | 0.31019
2018-11-15 08:00 | 0.31019
2018-11-15 09:00 | 0.31019
2018-11-15 10:00 | 0.15648
2018-11-15 11:00 | 0
2018-11-15 12:00 | 0
2018-11-15 13:00 | 0
2018-11-15 14:00 | 0
2018-11-15 15:00 | 0
2018-11-15 16:00 | 0
2018-11-15 17:00 | 0
2018-11-15 18:00 | 0
2018-11-15 19:00 | 0
2018-11-15 20:00 | 0.1258
2018-11-15 21:00 | 0.3267
2018-11-15 22:00 | 0.3267
2018-11-15 23:00 | 0.3267
2018-11-16 | 0.3267
2018-11-16 01:00 | 0.3267
2018-11-16 02:00 | 0.3267
2018-11-16 03:00 | 0.3267
2018-11-16 04:00 | 0.31019
2018-11-16 05:00 | 0.31019
2018-11-16 06:00 | 0.31019
2018-11-16 07:00 | 0.31019
2018-11-16 08:00 | 0.31019
2018-11-16 09:00 | 0.31019
2018-11-16 10:00 | 0.15687
2018-11-16 11:00 | 0
2018-11-16 12:00 | 0
2018-11-16 13:00 | 0
2018-11-16 14:00 | 0
2018-11-16 15:00 | 0
2018-11-16 16:00 | 0
2018-11-16 17:00 | 0
2018-11-16 18:00 | 0
2018-11-16 19:00 | 0
2018-11-16 20:00 | 0.13307
2018-11-16 21:00 | 0.3267
2018-11-16 22:00 | 0.3267
2018-11-16 23:00 | 0.3267
2018-11-17 | 0.3267
2018-11-17 01:00 | 0.3267
2018-11-17 02:00 | 0.3267
2018-11-17 03:00 | 0.3267
2018-11-17 04:00 | 0.31019
2018-11-17 05:00 | 0.31019
2018-11-17 06:00 | 0.31019
2018-11-17 07:00 | 0.31019
2018-11-17 08:00 | 0.31019
2018-11-17 09:00 | 0.31019
2018-11-17 10:00 | 0.15696
2018-11-17 11:00 | 0
2018-11-17 12:00 | 0
2018-11-17 13:00 | 0
2018-11-17 14:00 | 0
2018-11-17 15:00 | 0
2018-11-17 16:00 | 0
2018-11-17 17:00 | 0
2018-11-17 18:00 | 0
2018-11-17 19:00 | 0
2018-11-17 20:00 | 0.13631
2018-11-17 21:00 | 0.3267
2018-11-17 22:00 | 0.3267
2018-11-17 23:00 | 0.3267
2018-11-18 | 0.3267
2018-11-18 01:00 | 0.3267
2018-11-18 02:00 | 0.3267
2018-11-18 03:00 | 0.3267
2018-11-18 04:00 | 0.31019
2018-11-18 05:00 | 0.31019
2018-11-18 06:00 | 0.31019
2018-11-18 07:00 | 0.31019
2018-11-18 08:00 | 0.31019
2018-11-18 09:00 | 0.31019
2018-11-18 10:00 | 0.16613
2018-11-18 11:00 | 0
2018-11-18 12:00 | 0
2018-11-18 13:00 | 0
2018-11-18 14:00 | 0
2018-11-18 15:00 | 0
2018-11-18 16:00 | 0
2018-11-18 17:00 | 0
2018-11-18 18:00 | 0
2018-11-18 19:00 | 0
2018-11-18 20:00 | 0.13916
2018-11-18 21:00 | 0.3267
2018-11-18 22:00 | 0.3267
2018-11-18 23:00 | 0.3267
2018-11-19 | 0.3267
2018-11-19 01:00 | 0.3267
2018-11-19 02:00 | 0.3267
2018-11-19 03:00 | 0.3267
2018-11-19 04:00 | 0.31019
2018-11-19 05:00 | 0.31019
2018-11-19 06:00 | 0.31019
2018-11-19 07:00 | 0.31019
2018-11-19 08:00 | 0.31019
2018-11-19 09:00 | 0.31019
2018-11-19 10:00 | 0.16613
2018-11-19 11:00 | 0
2018-11-19 12:00 | 0
2018-11-19 13:00 | 0
2018-11-19 14:00 | 0
2018-11-19 15:00 | 0
2018-11-19 16:00 | 0
2018-11-19 17:00 | 0
2018-11-19 18:00 | 0
2018-11-19 19:00 | 0
2018-11-19 20:00 | 0.14108
2018-11-19 21:00 | 0.3267
2018-11-19 22:00 | 0.3267
2018-11-19 23:00 | 0.3267
2018-11-20 | 0.3267
2018-11-20 01:00 | 0.3267
2018-11-20 02:00 | 0.3267
2018-11-20 03:00 | 0.3267
2018-11-20 04:00 | 0.31019
2018-11-20 05:00 | 0.31019
2018-11-20 06:00 | 0.31019
2018-11-20 07:00 | 0.31019
2018-11-20 08:00 | 0.31019
2018-11-20 09:00 | 0.31019
2018-11-20 10:00 | 0.17398
2018-11-20 11:00 | 0
2018-11-20 12:00 | 0
2018-11-20 13:00 | 0
2018-11-20 14:00 | 0
2018-11-20 15:00 | 0
2018-11-20 16:00 | 0
2018-11-20 17:00 | 0
2018-11-20 18:00 | 0
2018-11-20 19:00 | 0
2018-11-20 20:00 | 0.14224
2018-11-20 21:00 | 0.3267
2018-11-20 22:00 | 0.3267
2018-11-20 23:00 | 0.3267
2018-11-21 | 0.3267
2018-11-21 01:00 | 0.3267
2018-11-21 02:00 | 0.3267
2018-11-21 03:00 | 0.3267
2018-11-21 04:00 | 0.31019
2018-11-21 05:00 | 0.31019
2018-11-21 06:00 | 0.31019
2018-11-21 07:00 | 0.31019
2018-11-21 08:00 | 0.31019
2018-11-21 09:00 | 0.31019
2018-11-21 10:00 | 0.1858
2018-11-21 11:00 | 0
2018-11-21 12:00 | 0
2018-11-21 13:00 | 0
2018-11-21 14:00 | 0
2018-11-21 15:00 | 0
2018-11-21 16:00 | 0
2018-11-21 17:00 | 0
2018-11-21 18:00 | 0
2018-11-21 19:00 | 0
2018-11-21 20:00 | 0.14224
2018-11-21 21:00 | 0.3267
2018-11-21 22:00 | 0.3267
2018-11-21 23:00 | 0.3267
2018-11-22 | 0.3267
2018-11-22 01:00 | 0.3267
2018-11-22 02:00 | 0.3267
2018-11-22 03:00 | 0.3267
2018-11-22 04:00 | 0.31019
2018-11-22 05:00 | 0.31019
2018-11-22 06:00 | 0.31019
2018-11-22 07:00 | 0.31019
2018-11-22 08:00 | 0.31019
2018-11-22 09:00 | 0.31019
2018-11-22 10:00 | 0.20252
2018-11-22 11:00 | 0.00034293
2018-11-22 12:00 | 0
2018-11-22 13:00 | 0
2018-11-22 14:00 | 0
2018-11-22 15:00 | 0
2018-11-22 16:00 | 0
2018-11-22 17:00 | 0
2018-11-22 18:00 | 0
2018-11-22 19:00 | 0
2018-11-22 20:00 | 0.14688
2018-11-22 21:00 | 0.3267
2018-11-22 22:00 | 0.3267
2018-11-22 23:00 | 0.3267
2018-11-23 | 0.3267
2018-11-23 01:00 | 0.3267
2018-11-23 02:00 | 0.3267
2018-11-23 03:00 | 0.3267
2018-11-23 04:00 | 0.31019
2018-11-23 05:00 | 0.31019
2018-11-23 06:00 | 0.31019
2018-11-23 07:00 | 0.31019
2018-11-23 08:00 | 0.31019
2018-11-23 09:00 | 0.31019
2018-11-23 10:00 | 0.20252
2018-11-23 11:00 | 0.00034293
2018-11-23 12:00 | 0
2018-11-23 13:00 | 0
2018-11-23 14:00 | 0
2018-11-23 15:00 | 0
2018-11-23 16:00 | 0
2018-11-23 17:00 | 0
2018-11-23 18:00 | 0
2018-11-23 19:00 | 0
2018-11-23 20:00 | 0.14999
2018-11-23 21:00 | 0.3267
2018-11-23 22:00 | 0.3267
2018-11-23 23:00 | 0.3267
2018-11-24 | 0.3267
2018-11-24 01:00 | 0.3267
2018-11-24 02:00 | 0.3267
2018-11-24 03:00 | 0.3267
2018-11-24 04:00 | 0.31019
2018-11-24 05:00 | 0.31019
2018-11-24 06:00 | 0.31019
2018-11-24 07:00 | 0.31019
2018-11-24 08:00 | 0.31019
2018-11-24 09:00 | 0.31019
2018-11-24 10:00 | 0.20664
2018-11-24 11:00 | 0.00034293
2018-11-24 12:00 | 0
2018-11-24 13:00 | 0
2018-11-24 14:00 | 0
2018-11-24 15:00 | 0
2018-11-24 16:00 | 0
2018-11-24 17:00 | 0
2018-11-24 18:00 | 0
2018-11-24 19:00 | 0
2018-11-24 20:00 | 0.14999
2018-11-24 21:00 | 0.3267
2018-11-24 22:00 | 0.3267
2018-11-24 23:00 | 0.3267
2018-11-25 | 0.3267
2018-11-25 01:00 | 0.3267
2018-11-25 02:00 | 0.3267
2018-11-25 03:00 | 0.3267
2018-11-25 04:00 | 0.31019
2018-11-25 05:00 | 0.31019
2018-11-25 06:00 | 0.31019
2018-11-25 07:00 | 0.31019
2018-11-25 08:00 | 0.31019
2018-11-25 09:00 | 0.31019
2018-11-25 10:00 | 0.20949
2018-11-25 11:00 | 0.00037842
2018-11-25 12:00 | 0
2018-11-25 13:00 | 0
2018-11-25 14:00 | 0
2018-11-25 15:00 | 0
2018-11-25 16:00 | 0
2018-11-25 17:00 | 0
2018-11-25 18:00 | 0
2018-11-25 19:00 | 0
2018-11-25 20:00 | 0.14999
2018-11-25 21:00 | 0.3267
2018-11-25 22:00 | 0.3267
2018-11-25 23:00 | 0.3267
2018-11-26 | 0.3267
2018-11-26 01:00 | 0.3267
2018-11-26 02:00 | 0.3267
2018-11-26 03:00 | 0.3267
2018-11-26 04:00 | 0.31019
2018-11-26 05:00 | 0.31019
2018-11-26 06:00 | 0.31019
2018-11-26 07:00 | 0.31019
2018-11-26 08:00 | 0.31019
2018-11-26 09:00 | 0.31019
2018-11-26 10:00 | 0.21202
2018-11-26 11:00 | 0.00037842
2018-11-26 12:00 | 0
2018-11-26 13:00 | 0
2018-11-26 14:00 | 0
2018-11-26 15:00 | 0
2018-11-26 16:00 | 0
2018-11-26 17:00 | 0
2018-11-26 18:00 | 0
2018-11-26 19:00 | 0
2018-11-26 20:00 | 0.15082
2018-11-26 21:00 | 0.3267
2018-11-26 22:00 | 0.3267
2018-11-26 23:00 | 0.3267
2018-11-27 | 0.3267
2018-11-27 01:00 | 0.3267
2018-11-27 02:00 | 0.3267
2018-11-27 03:00 | 0.3267
2018-11-27 04:00 | 0.31019
2018-11-27 05:00 | 0.31019
2018-11-27 06:00 | 0.31019
2018-11-27 07:00 | 0.31019
2018-11-27 08:00 | 0.31019
2018-11-27 09:00 | 0.31019
2018-11-27 10:00 | 0.21448
2018-11-27 11:00 | 0.00037842
2018-11-27 12:00 | 0
2018-11-27 13:00 | 0
2018-11-27 14:00 | 0
2018-11-27 15:00 | 0
2018-11-27 16:00 | 0
2018-11-27 17:00 | 0
2018-11-27 18:00 | 0
2018-11-27 19:00 | 0
2018-11-27 20:00 | 0.15082
2018-11-27 21:00 | 0.3267
2018-11-27 22:00 | 0.3267
2018-11-27 23:00 | 0.3267
2018-11-28 | 0.3267
2018-11-28 01:00 | 0.3267
2018-11-28 02:00 | 0.3267
2018-11-28 03:00 | 0.3267
2018-11-28 04:00 | 0.31019
2018-11-28 05:00 | 0.31019
2018-11-28 06:00 | 0.31019
2018-11-28 07:00 | 0.31019
2018-11-28 08:00 | 0.31019
2018-11-28 09:00 | 0.31019
2018-11-28 10:00 | 0.21616
2018-11-28 11:00 | 0.00037842
2018-11-28 12:00 | 0
2018-11-28 13:00 | 0
2018-11-28 14:00 | 0
2018-11-28 15:00 | 0
2018-11-28 16:00 | 0
2018-11-28 17:00 | 0
2018-11-28 18:00 | 0
2018-11-28 19:00 | 0
2018-11-28 20:00 | 0.1509
2018-11-28 21:00 | 0.3267
2018-11-28 22:00 | 0.3267
2018-11-28 23:00 | 0.3267
2018-11-29 | 0.3267
2018-11-29 01:00 | 0.3267
2018-11-29 02:00 | 0.3267
2018-11-29 03:00 | 0.3267
2018-11-29 04:00 | 0.31019
2018-11-29 05:00 | 0.31019
2018-11-29 06:00 | 0.31019
2018-11-29 07:00 | 0.31019
2018-11-29 08:00 | 0.31019
2018-11-29 09:00 | 0.31019
2018-11-29 10:00 | 0.21616
2018-11-29 11:00 | 0.00076614
2018-11-29 12:00 | 0
2018-11-29 13:00 | 0
2018-11-29 14:00 | 0
2018-11-29 15:00 | 0
2018-11-29 16:00 | 0
2018-11-29 17:00 | 0
2018-11-29 18:00 | 0
2018-11-29 19:00 | 0
2018-11-29 20:00 | 0.1509
2018-11-29 21:00 | 0.3267
2018-11-29 22:00 | 0.3267
2018-11-29 23:00 | 0.3267
2018-11-30 | 0.3267
2018-11-30 01:00 | 0.3267
2018-11-30 02:00 | 0.3267
2018-11-30 03:00 | 0.3267
2018-11-30 04:00 | 0.31019
2018-11-30 05:00 | 0.31019
2018-11-30 06:00 | 0.31019
2018-11-30 07:00 | 0.31019
2018-11-30 08:00 | 0.31019
2018-11-30 09:00 | 0.31019
2018-11-30 10:00 | 0.21684
2018-11-30 11:00 | 0.00085195
2018-11-30 12:00 | 0
2018-11-30 13:00 | 0
2018-11-30 14:00 | 0
2018-11-30 15:00 | 0
2018-11-30 16:00 | 0
2018-11-30 17:00 | 0
2018-11-30 18:00 | 0
2018-11-30 19:00 | 0
2018-11-30 20:00 | 0.15273
2018-11-30 21:00 | 0.3267
2018-11-30 22:00 | 0.3267
2018-11-30 23:00 | 0.3267
2018-12-01 | 0.3267
2018-12-01 01:00 | 0.3267
2018-12-01 02:00 | 0.3267
2018-12-01 03:00 | 0.3267
2018-12-01 04:00 | 0.31019
2018-12-01 05:00 | 0.31019
2018-12-01 06:00 | 0.31019
2018-12-01 07:00 | 0.31019
2018-12-01 08:00 | 0.31019
2018-12-01 09:00 | 0.31019
2018-12-01 10:00 | 0.23778
2018-12-01 11:00 | 0.00085195
2018-12-01 12:00 | 0
2018-12-01 13:00 | 0
2018-12-01 14:00 | 0
2018-12-01 15:00 | 0
2018-12-01 16:00 | 0
2018-12-01 17:00 | 0
2018-12-01 18:00 | 0
2018-12-01 19:00 | 0
2018-12-01 20:00 | 0.15402
2018-12-01 21:00 | 0.3267
2018-12-01 22:00 | 0.3267
2018-12-01 23:00 | 0.3267
2018-12-02 | 0.3267
2018-12-02 01:00 | 0.3267
2018-12-02 02:00 | 0.3267
2018-12-02 03:00 | 0.3267
2018-12-02 04:00 | 0.31019
2018-12-02 05:00 | 0.31019
2018-12-02 06:00 | 0.31019
2018-12-02 07:00 | 0.31019
2018-12-02 08:00 | 0.31019
2018-12-02 09:00 | 0.31019
2018-12-02 10:00 | 0.23778
2018-12-02 11:00 | 0.00085195
2018-12-02 12:00 | 0
2018-12-02 13:00 | 0
2018-12-02 14:00 | 0
2018-12-02 15:00 | 0
2018-12-02 16:00 | 0
2018-12-02 17:00 | 0
2018-12-02 18:00 | 0
2018-12-02 19:00 | 0
2018-12-02 20:00 | 0.15402
2018-12-02 21:00 | 0.3267
2018-12-02 22:00 | 0.3267
2018-12-02 23:00 | 0.3267
2018-12-03 | 0.3267
2018-12-03 01:00 | 0.3267
2018-12-03 02:00 | 0.3267
2018-12-03 03:00 | 0.3267
2018-12-03 04:00 | 0.31019
2018-12-03 05:00 | 0.31019
2018-12-03 06:00 | 0.31019
2018-12-03 07:00 | 0.31019
2018-12-03 08:00 | 0.31019
2018-12-03 09:00 | 0.31019
2018-12-03 10:00 | 0.23816
2018-12-03 11:00 | 0.0018125
2018-12-03 12:00 | 0
2018-12-03 13:00 | 0
2018-12-03 14:00 | 0
2018-12-03 15:00 | 0
2018-12-03 16:00 | 0
2018-12-03 17:00 | 0
2018-12-03 18:00 | 0
2018-12-03 19:00 | 0
2018-12-03 20:00 | 0.15402
2018-12-03 21:00 | 0.3267
2018-12-03 22:00 | 0.3267
2018-12-03 23:00 | 0.3267
2018-12-04 | 0.3267
2018-12-04 01:00 | 0.3267
2018-12-04 02:00 | 0.3267
2018-12-04 03:00 | 0.3267
2018-12-04 04:00 | 0.31019
2018-12-04 05:00 | 0.31019
2018-12-04 06:00 | 0.31019
2018-12-04 07:00 | 0.31019
2018-12-04 08:00 | 0.31019
2018-12-04 09:00 | 0.31019
2018-12-04 10:00 | 0.24607
2018-12-04 11:00 | 0.0018125
2018-12-04 12:00 | 0
2018-12-04 13:00 | 0
2018-12-04 14:00 | 0
2018-12-04 15:00 | 0
2018-12-04 16:00 | 0
2018-12-04 17:00 | 0
2018-12-04 18:00 | 0
2018-12-04 19:00 | 0
2018-12-04 20:00 | 0.15402
2018-12-04 21:00 | 0.3267
2018-12-04 22:00 | 0.3267
2018-12-04 23:00 | 0.3267
2018-12-05 | 0.3267
2018-12-05 01:00 | 0.3267
2018-12-05 02:00 | 0.3267
2018-12-05 03:00 | 0.3267
2018-12-05 04:00 | 0.31019
2018-12-05 05:00 | 0.31019
2018-12-05 06:00 | 0.31019
2018-12-05 07:00 | 0.31019
2018-12-05 08:00 | 0.31019
2018-12-05 09:00 | 0.31019
2018-12-05 10:00 | 0.24875
2018-12-05 11:00 | 0.0032242
2018-12-05 12:00 | 0
2018-12-05 13:00 | 0
2018-12-05 14:00 | 0
2018-12-05 15:00 | 0
2018-12-05 16:00 | 0
2018-12-05 17:00 | 0
2018-12-05 18:00 | 0
2018-12-05 19:00 | 0
2018-12-05 20:00 | 0.15402
2018-12-05 21:00 | 0.3267
2018-12-05 22:00 | 0.3267
2018-12-05 23:00 | 0.3267
2018-12-06 | 0.3267
2018-12-06 01:00 | 0.3267
2018-12-06 02:00 | 0.3267
2018-12-06 03:00 | 0.3267
2018-12-06 04:00 | 0.31019
2018-12-06 05:00 | 0.31019
2018-12-06 06:00 | 0.31019
2018-12-06 07:00 | 0.31019
2018-12-06 08:00 | 0.31019
2018-12-06 09:00 | 0.31019
2018-12-06 10:00 | 0.24875
2018-12-06 11:00 | 0.0038533
2018-12-06 12:00 | 0
2018-12-06 13:00 | 0
2018-12-06 14:00 | 0
2018-12-06 15:00 | 0
2018-12-06 16:00 | 0
2018-12-06 17:00 | 0
2018-12-06 18:00 | 0
2018-12-06 19:00 | 0
2018-12-06 20:00 | 0.15402
2018-12-06 21:00 | 0.3267
2018-12-06 22:00 | 0.3267
2018-12-06 23:00 | 0.3267
2018-12-07 | 0.3267
2018-12-07 01:00 | 0.3267
2018-12-07 02:00 | 0.3267
2018-12-07 03:00 | 0.3267
2018-12-07 04:00 | 0.31019
2018-12-07 05:00 | 0.31019
2018-12-07 06:00 | 0.31019
2018-12-07 07:00 | 0.31019
2018-12-07 08:00 | 0.31019
2018-12-07 09:00 | 0.31019
2018-12-07 10:00 | 0.26397
2018-12-07 11:00 | 0.0092726
2018-12-07 12:00 | 0
2018-12-07 13:00 | 0
2018-12-07 14:00 | 0
2018-12-07 15:00 | 0
2018-12-07 16:00 | 0
2018-12-07 17:00 | 0
2018-12-07 18:00 | 0
2018-12-07 19:00 | 0
2018-12-07 20:00 | 0.15552
2018-12-07 21:00 | 0.3267
2018-12-07 22:00 | 0.3267
2018-12-07 23:00 | 0.3267
2018-12-08 | 0.3267
2018-12-08 01:00 | 0.3267
2018-12-08 02:00 | 0.3267
2018-12-08 03:00 | 0.3267
2018-12-08 04:00 | 0.31019
2018-12-08 05:00 | 0.31019
2018-12-08 06:00 | 0.31019
2018-12-08 07:00 | 0.31019
2018-12-08 08:00 | 0.31019
2018-12-08 09:00 | 0.31019
2018-12-08 10:00 | 0.26492
2018-12-08 11:00 | 0.012252
2018-12-08 12:00 | 0
2018-12-08 13:00 | 0
2018-12-08 14:00 | 0
2018-12-08 15:00 | 0
2018-12-08 16:00 | 0
2018-12-08 17:00 | 0
2018-12-08 18:00 | 0
2018-12-08 19:00 | 0
2018-12-08 20:00 | 0.15552
2018-12-08 21:00 | 0.3267
2018-12-08 22:00 | 0.3267
2018-12-08 23:00 | 0.3267
2018-12-09 | 0.3267
2018-12-09 01:00 | 0.3267
2018-12-09 02:00 | 0.3267
2018-12-09 03:00 | 0.3267
2018-12-09 04:00 | 0.31019
2018-12-09 05:00 | 0.31019
2018-12-09 06:00 | 0.31019
2018-12-09 07:00 | 0.31019
2018-12-09 08:00 | 0.31019
2018-12-09 09:00 | 0.31019
2018-12-09 10:00 | 0.27242
2018-12-09 11:00 | 0.016234
2018-12-09 12:00 | 0
2018-12-09 13:00 | 0
2018-12-09 14:00 | 0
2018-12-09 15:00 | 0
2018-12-09 16:00 | 0
2018-12-09 17:00 | 0
2018-12-09 18:00 | 0
2018-12-09 19:00 | 0
2018-12-09 20:00 | 0.15552
2018-12-09 21:00 | 0.3267
2018-12-09 22:00 | 0.3267
2018-12-09 23:00 | 0.3267
2018-12-10 | 0.3267
2018-12-10 01:00 | 0.3267
2018-12-10 02:00 | 0.3267
2018-12-10 03:00 | 0.3267
2018-12-10 04:00 | 0.31019
2018-12-10 05:00 | 0.31019
2018-12-10 06:00 | 0.31019
2018-12-10 07:00 | 0.31019
2018-12-10 08:00 | 0.31019
2018-12-10 09:00 | 0.31019
2018-12-10 10:00 | 0.27242
2018-12-10 11:00 | 0.016269
2018-12-10 12:00 | 0
2018-12-10 13:00 | 0
2018-12-10 14:00 | 0
2018-12-10 15:00 | 0
2018-12-10 16:00 | 0
2018-12-10 17:00 | 0
2018-12-10 18:00 | 0
2018-12-10 19:00 | 0
2018-12-10 20:00 | 0.15402
2018-12-10 21:00 | 0.3267
2018-12-10 22:00 | 0.3267
2018-12-10 23:00 | 0.3267
2018-12-11 | 0.3267
2018-12-11 01:00 | 0.3267
2018-12-11 02:00 | 0.3267
2018-12-11 03:00 | 0.3267
2018-12-11 04:00 | 0.31019
2018-12-11 05:00 | 0.31019
2018-12-11 06:00 | 0.31019
2018-12-11 07:00 | 0.31019
2018-12-11 08:00 | 0.31019
2018-12-11 09:00 | 0.31019
2018-12-11 10:00 | 0.27242
2018-12-11 11:00 | 0.016269
2018-12-11 12:00 | 0
2018-12-11 13:00 | 0
2018-12-11 14:00 | 0
2018-12-11 15:00 | 0
2018-12-11 16:00 | 0
2018-12-11 17:00 | 0
2018-12-11 18:00 | 0
2018-12-11 19:00 | 0
2018-12-11 20:00 | 0.15402
2018-12-11 21:00 | 0.3267
2018-12-11 22:00 | 0.3267
2018-12-11 23:00 | 0.3267
2018-12-12 | 0.3267
2018-12-12 01:00 | 0.3267
2018-12-12 02:00 | 0.3267
2018-12-12 03:00 | 0.3267
2018-12-12 04:00 | 0.31019
2018-12-12 05:00 | 0.31019
2018-12-12 06:00 | 0.31019
2018-12-12 07:00 | 0.31019
2018-12-12 08:00 | 0.31019
2018-12-12 09:00 | 0.31019
2018-12-12 10:00 | 0.27242
2018-12-12 11:00 | 0.018803
2018-12-12 12:00 | 0
2018-12-12 13:00 | 0
2018-12-12 14:00 | 0
2018-12-12 15:00 | 0
2018-12-12 16:00 | 0
2018-12-12 17:00 | 0
2018-12-12 18:00 | 0
2018-12-12 19:00 | 0
2018-12-12 20:00 | 0.15402
2018-12-12 21:00 | 0.3267
2018-12-12 22:00 | 0.3267
2018-12-12 23:00 | 0.3267
2018-12-13 | 0.3267
2018-12-13 01:00 | 0.3267
2018-12-13 02:00 | 0.3267
2018-12-13 03:00 | 0.3267
2018-12-13 04:00 | 0.31019
2018-12-13 05:00 | 0.31019
2018-12-13 06:00 | 0.31019
2018-12-13 07:00 | 0.31019
2018-12-13 08:00 | 0.31019
2018-12-13 09:00 | 0.31019
2018-12-13 10:00 | 0.27527
2018-12-13 11:00 | 0.018803
2018-12-13 12:00 | 0
2018-12-13 13:00 | 0
2018-12-13 14:00 | 0
2018-12-13 15:00 | 0
2018-12-13 16:00 | 0
2018-12-13 17:00 | 0
2018-12-13 18:00 | 0
2018-12-13 19:00 | 0
2018-12-13 20:00 | 0.15402
2018-12-13 21:00 | 0.3267
2018-12-13 22:00 | 0.3267
2018-12-13 23:00 | 0.3267
2018-12-14 | 0.3267
2018-12-14 01:00 | 0.3267
2018-12-14 02:00 | 0.3267
2018-12-14 03:00 | 0.3267
2018-12-14 04:00 | 0.31019
2018-12-14 05:00 | 0.31019
2018-12-14 06:00 | 0.31019
2018-12-14 07:00 | 0.31019
2018-12-14 08:00 | 0.31019
2018-12-14 09:00 | 0.31019
2018-12-14 10:00 | 0.27527
2018-12-14 11:00 | 0.02173
2018-12-14 12:00 | 0
2018-12-14 13:00 | 0
2018-12-14 14:00 | 0
2018-12-14 15:00 | 0
2018-12-14 16:00 | 0
2018-12-14 17:00 | 0
2018-12-14 18:00 | 0
2018-12-14 19:00 | 0
2018-12-14 20:00 | 0.15336
2018-12-14 21:00 | 0.3267
2018-12-14 22:00 | 0.3267
2018-12-14 23:00 | 0.3267
2018-12-15 | 0.3267
2018-12-15 01:00 | 0.3267
2018-12-15 02:00 | 0.3267
2018-12-15 03:00 | 0.3267
2018-12-15 04:00 | 0.31019
2018-12-15 05:00 | 0.31019
2018-12-15 06:00 | 0.31019
2018-12-15 07:00 | 0.31019
2018-12-15 08:00 | 0.31019
2018-12-15 09:00 | 0.31019
2018-12-15 10:00 | 0.27527
2018-12-15 11:00 | 0.022118
2018-12-15 12:00 | 0
2018-12-15 13:00 | 0
2018-12-15 14:00 | 0
2018-12-15 15:00 | 0
2018-12-15 16:00 | 0
2018-12-15 17:00 | 0
2018-12-15 18:00 | 0
2018-12-15 19:00 | 0
2018-12-15 20:00 | 0.15336
2018-12-15 21:00 | 0.3267
2018-12-15 22:00 | 0.3267
2018-12-15 23:00 | 0.3267
2018-12-16 | 0.3267
2018-12-16 01:00 | 0.3267
2018-12-16 02:00 | 0.3267
2018-12-16 03:00 | 0.3267
2018-12-16 04:00 | 0.31019
2018-12-16 05:00 | 0.31019
2018-12-16 06:00 | 0.31019
2018-12-16 07:00 | 0.31019
2018-12-16 08:00 | 0.31019
2018-12-16 09:00 | 0.31019
2018-12-16 10:00 | 0.27527
2018-12-16 11:00 | 0.022118
2018-12-16 12:00 | 0
2018-12-16 13:00 | 0
2018-12-16 14:00 | 0
2018-12-16 15:00 | 0
2018-12-16 16:00 | 0
2018-12-16 17:00 | 0
2018-12-16 18:00 | 0
2018-12-16 19:00 | 0
2018-12-16 20:00 | 0.15336
2018-12-16 21:00 | 0.3267
2018-12-16 22:00 | 0.3267
2018-12-16 23:00 | 0.3267
2018-12-17 | 0.3267
2018-12-17 01:00 | 0.3267
2018-12-17 02:00 | 0.3267
2018-12-17 03:00 | 0.3267
2018-12-17 04:00 | 0.31019
2018-12-17 05:00 | 0.31019
2018-12-17 06:00 | 0.31019
2018-12-17 07:00 | 0.31019
2018-12-17 08:00 | 0.31019
2018-12-17 09:00 | 0.31019
2018-12-17 10:00 | 0.27648
2018-12-17 11:00 | 0.022204
2018-12-17 12:00 | 0
2018-12-17 13:00 | 0
2018-12-17 14:00 | 0
2018-12-17 15:00 | 0
2018-12-17 16:00 | 0
2018-12-17 17:00 | 0
2018-12-17 18:00 | 0
2018-12-17 19:00 | 0
2018-12-17 20:00 | 0.15273
2018-12-17 21:00 | 0.3267
2018-12-17 22:00 | 0.3267
2018-12-17 23:00 | 0.3267
2018-12-18 | 0.3267
2018-12-18 01:00 | 0.3267
2018-12-18 02:00 | 0.3267
2018-12-18 03:00 | 0.3267
2018-12-18 04:00 | 0.31019
2018-12-18 05:00 | 0.31019
2018-12-18 06:00 | 0.31019
2018-12-18 07:00 | 0.31019
2018-12-18 08:00 | 0.31019
2018-12-18 09:00 | 0.31019
2018-12-18 10:00 | 0.27648
2018-12-18 11:00 | 0.022884
2018-12-18 12:00 | 0
2018-12-18 13:00 | 0
2018-12-18 14:00 | 0
2018-12-18 15:00 | 0
2018-12-18 16:00 | 0
2018-12-18 17:00 | 0
2018-12-18 18:00 | 0
2018-12-18 19:00 | 0
2018-12-18 20:00 | 0.15124
2018-12-18 21:00 | 0.3267
2018-12-18 22:00 | 0.3267
2018-12-18 23:00 | 0.3267
2018-12-19 | 0.3267
2018-12-19 01:00 | 0.3267
2018-12-19 02:00 | 0.3267
2018-12-19 03:00 | 0.3267
2018-12-19 04:00 | 0.31019
2018-12-19 05:00 | 0.31019
2018-12-19 06:00 | 0.31019
2018-12-19 07:00 | 0.31019
2018-12-19 08:00 | 0.31019
2018-12-19 09:00 | 0.31019
2018-12-19 10:00 | 0.27648
2018-12-19 11:00 | 0.022884
2018-12-19 12:00 | 0
2018-12-19 13:00 | 0
2018-12-19 14:00 | 0
2018-12-19 15:00 | 0
2018-12-19 16:00 | 0
2018-12-19 17:00 | 0
2018-12-19 18:00 | 0
2018-12-19 19:00 | 0
2018-12-19 20:00 | 0.15124
2018-12-19 21:00 | 0.3267
2018-12-19 22:00 | 0.3267
2018-12-19 23:00 | 0.3267
2018-12-20 | 0.3267
2018-12-20 01:00 | 0.3267
2018-12-20 02:00 | 0.3267
2018-12-20 03:00 | 0.3267
2018-12-20 04:00 | 0.31019
2018-12-20 05:00 | 0.31019
2018-12-20 06:00 | 0.31019
2018-12-20 07:00 | 0.31019
2018-12-20 08:00 | 0.31019
2018-12-20 09:00 | 0.31019
2018-12-20 10:00 | 0.29702
2018-12-20 11:00 | 0.022884
2018-12-20 12:00 | 0
2018-12-20 13:00 | 0
2018-12-20 14:00 | 0
2018-12-20 15:00 | 0
2018-12-20 16:00 | 0
2018-12-20 17:00 | 0
2018-12-20 18:00 | 0
2018-12-20 19:00 | 0
2018-12-20 20:00 | 0.15124
2018-12-20 21:00 | 0.3267
2018-12-20 22:00 | 0.3267
2018-12-20 23:00 | 0.3267
2018-12-21 | 0.3267
2018-12-21 01:00 | 0.3267
2018-12-21 02:00 | 0.3267
2018-12-21 03:00 | 0.3267
2018-12-21 04:00 | 0.31019
2018-12-21 05:00 | 0.31019
2018-12-21 06:00 | 0.31019
2018-12-21 07:00 | 0.31019
2018-12-21 08:00 | 0.31019
2018-12-21 09:00 | 0.31019
2018-12-21 10:00 | 0.29702
2018-12-21 11:00 | 0.022961
2018-12-21 12:00 | 0
2018-12-21 13:00 | 0
2018-12-21 14:00 | 0
2018-12-21 15:00 | 0
2018-12-21 16:00 | 0
2018-12-21 17:00 | 0
2018-12-21 18:00 | 0
2018-12-21 19:00 | 0
2018-12-21 20:00 | 0.14969
2018-12-21 21:00 | 0.3267
2018-12-21 22:00 | 0.3267
2018-12-21 23:00 | 0.3267
2018-12-22 | 0.3267
2018-12-22 01:00 | 0.3267
2018-12-22 02:00 | 0.3267
2018-12-22 03:00 | 0.3267
2018-12-22 04:00 | 0.31019
2018-12-22 05:00 | 0.31019
2018-12-22 06:00 | 0.31019
2018-12-22 07:00 | 0.31019
2018-12-22 08:00 | 0.31019
2018-12-22 09:00 | 0.31019
2018-12-22 10:00 | 0.29742
2018-12-22 11:00 | 0.023844
2018-12-22 12:00 | 0
2018-12-22 13:00 | 0
2018-12-22 14:00 | 0
2018-12-22 15:00 | 0
2018-12-22 16:00 | 0
2018-12-22 17:00 | 0
2018-12-22 18:00 | 0
2018-12-22 19:00 | 0
2018-12-22 20:00 | 0.14886
2018-12-22 21:00 | 0.3267
2018-12-22 22:00 | 0.3267
2018-12-22 23:00 | 0.3267
2018-12-23 | 0.3267
2018-12-23 01:00 | 0.3267
2018-12-23 02:00 | 0.3267
2018-12-23 03:00 | 0.3267
2018-12-23 04:00 | 0.31019
2018-12-23 05:00 | 0.31019
2018-12-23 06:00 | 0.31019
2018-12-23 07:00 | 0.31019
2018-12-23 08:00 | 0.31019
2018-12-23 09:00 | 0.31019
2018-12-23 10:00 | 0.29742
2018-12-23 11:00 | 0.024228
2018-12-23 12:00 | 0
2018-12-23 13:00 | 0
2018-12-23 14:00 | 0
2018-12-23 15:00 | 0
2018-12-23 16:00 | 0
2018-12-23 17:00 | 0
2018-12-23 18:00 | 0
2018-12-23 19:00 | 0
2018-12-23 20:00 | 0.14878
2018-12-23 21:00 | 0.3267
2018-12-23 22:00 | 0.3267
2018-12-23 23:00 | 0.3267
2018-12-24 | 0.3267
2018-12-24 01:00 | 0.3267
2018-12-24 02:00 | 0.3267
2018-12-24 03:00 | 0.3267
2018-12-24 04:00 | 0.31019
2018-12-24 05:00 | 0.31019
2018-12-24 06:00 | 0.31019
2018-12-24 07:00 | 0.31019
2018-12-24 08:00 | 0.31019
2018-12-24 09:00 | 0.31019
2018-12-24 10:00 | 0.29742
2018-12-24 11:00 | 0.024228
2018-12-24 12:00 | 0
2018-12-24 13:00 | 0
2018-12-24 14:00 | 0
2018-12-24 15:00 | 0
2018-12-24 16:00 | 0
2018-12-24 17:00 | 0
2018-12-24 18:00 | 0
2018-12-24 19:00 | 0
2018-12-24 20:00 | 0.14878
2018-12-24 21:00 | 0.3267
2018-12-24 22:00 | 0.3267
2018-12-24 23:00 | 0.3267
2018-12-25 | 0.3267
2018-12-25 01:00 | 0.3267
2018-12-25 02:00 | 0.3267
2018-12-25 03:00 | 0.3267
2018-12-25 04:00 | 0.31019
2018-12-25 05:00 | 0.31019
2018-12-25 06:00 | 0.31019
2018-12-25 07:00 | 0.31019
2018-12-25 08:00 | 0.31019
2018-12-25 09:00 | 0.31019
2018-12-25 10:00 | 0.29742
2018-12-25 11:00 | 0.024228
2018-12-25 12:00 | 0
2018-12-25 13:00 | 0
2018-12-25 14:00 | 0
2018-12-25 15:00 | 0
2018-12-25 16:00 | 0
2018-12-25 17:00 | 0
2018-12-25 18:00 | 0
2018-12-25 19:00 | 0
2018-12-25 20:00 | 0.14527
2018-12-25 21:00 | 0.3267
2018-12-25 22:00 | 0.3267
2018-12-25 23:00 | 0.3267
2018-12-26 | 0.3267
2018-12-26 01:00 | 0.3267
2018-12-26 02:00 | 0.3267
2018-12-26 03:00 | 0.3267
2018-12-26 04:00 | 0.31019
2018-12-26 05:00 | 0.31019
2018-12-26 06:00 | 0.31019
2018-12-26 07:00 | 0.31019
2018-12-26 08:00 | 0.31019
2018-12-26 09:00 | 0.31019
2018-12-26 10:00 | 0.29742
2018-12-26 11:00 | 0.026303
2018-12-26 12:00 | 0
2018-12-26 13:00 | 0
2018-12-26 14:00 | 0
2018-12-26 15:00 | 0
2018-12-26 16:00 | 0
2018-12-26 17:00 | 0
2018-12-26 18:00 | 0
2018-12-26 19:00 | 0
2018-12-26 20:00 | 0.14487
2018-12-26 21:00 | 0.3267
2018-12-26 22:00 | 0.3267
2018-12-26 23:00 | 0.3267
2018-12-27 | 0.3267
2018-12-27 01:00 | 0.3267
2018-12-27 02:00 | 0.3267
2018-12-27 03:00 | 0.3267
2018-12-27 04:00 | 0.31019
2018-12-27 05:00 | 0.31019
2018-12-27 06:00 | 0.31019
2018-12-27 07:00 | 0.31019
2018-12-27 08:00 | 0.31019
2018-12-27 09:00 | 0.31019
2018-12-27 10:00 | 0.30466
2018-12-27 11:00 | 0.026303
2018-12-27 12:00 | 0
2018-12-27 13:00 | 0
2018-12-27 14:00 | 0
2018-12-27 15:00 | 0
2018-12-27 16:00 | 0
2018-12-27 17:00 | 0
2018-12-27 18:00 | 0
2018-12-27 19:00 | 0
2018-12-27 20:00 | 0.14117
2018-12-27 21:00 | 0.3267
2018-12-27 22:00 | 0.3267
2018-12-27 23:00 | 0.3267
2018-12-28 | 0.3267
2018-12-28 01:00 | 0.3267
2018-12-28 02:00 | 0.3267
2018-12-28 03:00 | 0.3267
2018-12-28 04:00 | 0.31019
2018-12-28 05:00 | 0.31019
2018-12-28 06:00 | 0.31019
2018-12-28 07:00 | 0.31019
2018-12-28 08:00 | 0.31019
2018-12-28 09:00 | 0.31019
2018-12-28 10:00 | 0.30466
2018-12-28 11:00 | 0.028587
2018-12-28 12:00 | 0
2018-12-28 13:00 | 0
2018-12-28 14:00 | 0
2018-12-28 15:00 | 0
2018-12-28 16:00 | 0
2018-12-28 17:00 | 0
2018-12-28 18:00 | 0
2018-12-28 19:00 | 0
2018-12-28 20:00 | 0.13069
2018-12-28 21:00 | 0.3267
2018-12-28 22:00 | 0.3267
2018-12-28 23:00 | 0.3267
2018-12-29 | 0.3267
2018-12-29 01:00 | 0.3267
2018-12-29 02:00 | 0.3267
2018-12-29 03:00 | 0.3267
2018-12-29 04:00 | 0.31019
2018-12-29 05:00 | 0.31019
2018-12-29 06:00 | 0.31019
2018-12-29 07:00 | 0.31019
2018-12-29 08:00 | 0.31019
2018-12-29 09:00 | 0.31019
2018-12-29 10:00 | 0.30466
2018-12-29 11:00 | 0.029611
2018-12-29 12:00 | 0
2018-12-29 13:00 | 0
2018-12-29 14:00 | 0
2018-12-29 15:00 | 0
2018-12-29 16:00 | 0
2018-12-29 17:00 | 0
2018-12-29 18:00 | 0
2018-12-29 19:00 | 0
2018-12-29 20:00 | 0.12832
2018-12-29 21:00 | 0.3267
2018-12-29 22:00 | 0.3267
2018-12-29 23:00 | 0.3267
2018-12-30 | 0.3267
2018-12-30 01:00 | 0.3267
2018-12-30 02:00 | 0.3267
2018-12-30 03:00 | 0.3267
2018-12-30 04:00 | 0.31019
2018-12-30 05:00 | 0.31019
2018-12-30 06:00 | 0.31019
2018-12-30 07:00 | 0.31019
2018-12-30 08:00 | 0.31019
2018-12-30 09:00 | 0.31019
2018-12-30 10:00 | 0.30466
2018-12-30 11:00 | 0.029611
2018-12-30 12:00 | 0
2018-12-30 13:00 | 0
2018-12-30 14:00 | 0
2018-12-30 15:00 | 0
2018-12-30 16:00 | 0
2018-12-30 17:00 | 0
2018-12-30 18:00 | 0
2018-12-30 19:00 | 0
2018-12-30 20:00 | 0.098318
2018-12-30 21:00 | 0.3267
2018-12-30 22:00 | 0.3267
2018-12-30 23:00 | 0.3267
2018-12-31 | 0.3267
2018-12-31 01:00 | 0.3267
2018-12-31 02:00 | 0.3267
2018-12-31 03:00 | 0.3267
2018-12-31 04:00 | 0.31019
2018-12-31 05:00 | 0.31019
2018-12-31 06:00 | 0.31019
2018-12-31 07:00 | 0.31019
2018-12-31 08:00 | 0.31019
2018-12-31 09:00 | 0.31019
2018-12-31 10:00 | 0.30466
2018-12-31 11:00 | 0.029611
2018-12-31 12:00 | 0
2018-12-31 13:00 | 0
2018-12-31 14:00 | 0
2018-12-31 15:00 | 0
2018-12-31 16:00 | 0
2018-12-31 17:00 | 0
2018-12-31 18:00 | 0
2018-12-31 19:00 | 0
2018-12-31 20:00 | 0.097931
2018-12-31 21:00 | 0.3267
2018-12-31 22:00 | 0.3267
2018-12-31 23:00 | 0.3267
2019-01-01 | 0.3267
Note:
This load profile is generated based on the normalized exterior lighting load profile for a quick service restaurant operating 24-7 in California from the "End-Use Load Profiles for the U.S. Building Stock" dataset. The normalized load profile is then scaled up to the lighting load of a port per acre, with the assumption that a 1200 W high-mass light is required every 400 feet.
National Renewable Energy Laboratory (NREL). (2021). End-Use Load Profiles for the U.S. Building Stock [data set]. Retrieved from https://dx.doi.org/10.25984/1876417.

## EV Charging
Time | MDV/HDV_Charging (kW)
2018-01-01 01:00 | 1.3596
2018-01-01 02:00 | 1.36
2018-01-01 03:00 | 1.36
2018-01-01 04:00 | 1.36
2018-01-01 05:00 | 1.36
2018-01-01 06:00 | 1.36
2018-01-01 07:00 | 1.36
2018-01-01 08:00 | 1.36
2018-01-01 09:00 | 1.36
2018-01-01 10:00 | 242.9017
2018-01-01 11:00 | 251.3251
2018-01-01 12:00 | 201.7113
2018-01-01 13:00 | 132.4038
2018-01-01 14:00 | 271.154
2018-01-01 15:00 | 87.4485
2018-01-01 16:00 | 1.36
2018-01-01 17:00 | 197.4702
2018-01-01 18:00 | 260.4578
2018-01-01 19:00 | 1.36
2018-01-01 20:00 | 1.36
2018-01-01 21:00 | 1.36
2018-01-01 22:00 | 1.36
2018-01-01 23:00 | 1.36
2018-01-02 | 1.3596
2018-01-02 01:00 | 2.0394
2018-01-02 02:00 | 2.04
2018-01-02 03:00 | 2.04
2018-01-02 04:00 | 2.04
2018-01-02 05:00 | 214.9712
2018-01-02 06:00 | 191.132
2018-01-02 07:00 | 17.4201
2018-01-02 08:00 | 317.6218
2018-01-02 09:00 | 105.8695
2018-01-02 10:00 | 161.9173
2018-01-02 11:00 | 317.2196
2018-01-02 12:00 | 159.7647
2018-01-02 13:00 | 157.6588
2018-01-02 14:00 | 2.04
2018-01-02 15:00 | 111.2225
2018-01-02 16:00 | 227.5884
2018-01-02 17:00 | 48.2591
2018-01-02 18:00 | 2.04
2018-01-02 19:00 | 2.04
2018-01-02 20:00 | 2.04
2018-01-02 21:00 | 2.04
2018-01-02 22:00 | 2.04
2018-01-02 23:00 | 2.04
2018-01-03 | 2.0394
2018-01-03 01:00 | 2.0394
2018-01-03 02:00 | 2.04
2018-01-03 03:00 | 2.04
2018-01-03 04:00 | 2.04
2018-01-03 05:00 | 214.9712
2018-01-03 06:00 | 191.132
2018-01-03 07:00 | 17.4201
2018-01-03 08:00 | 317.6218
2018-01-03 09:00 | 105.8695
2018-01-03 10:00 | 161.9173
2018-01-03 11:00 | 317.2196
2018-01-03 12:00 | 159.7647
2018-01-03 13:00 | 157.6588
2018-01-03 14:00 | 2.04
2018-01-03 15:00 | 111.2225
2018-01-03 16:00 | 227.5884
2018-01-03 17:00 | 48.2591
2018-01-03 18:00 | 2.04
2018-01-03 19:00 | 2.04
2018-01-03 20:00 | 2.04
2018-01-03 21:00 | 2.04
2018-01-03 22:00 | 2.04
2018-01-03 23:00 | 2.04
2018-01-04 | 2.0394
2018-01-04 01:00 | 2.0394
2018-01-04 02:00 | 2.04
2018-01-04 03:00 | 2.04
2018-01-04 04:00 | 2.04
2018-01-04 05:00 | 214.9712
2018-01-04 06:00 | 191.132
2018-01-04 07:00 | 17.4201
2018-01-04 08:00 | 317.6218
2018-01-04 09:00 | 105.8695
2018-01-04 10:00 | 161.9173
2018-01-04 11:00 | 317.2196
2018-01-04 12:00 | 159.7647
2018-01-04 13:00 | 157.6588
2018-01-04 14:00 | 2.04
2018-01-04 15:00 | 111.2225
2018-01-04 16:00 | 227.5884
2018-01-04 17:00 | 48.2591
2018-01-04 18:00 | 2.04
2018-01-04 19:00 | 2.04
2018-01-04 20:00 | 2.04
2018-01-04 21:00 | 2.04
2018-01-04 22:00 | 2.04
2018-01-04 23:00 | 2.04
2018-01-05 | 2.0394
2018-01-05 01:00 | 2.0394
2018-01-05 02:00 | 2.04
2018-01-05 03:00 | 2.04
2018-01-05 04:00 | 2.04
2018-01-05 05:00 | 214.9712
2018-01-05 06:00 | 191.132
2018-01-05 07:00 | 17.4201
2018-01-05 08:00 | 317.6218
2018-01-05 09:00 | 105.8695
2018-01-05 10:00 | 161.9173
2018-01-05 11:00 | 317.2196
2018-01-05 12:00 | 159.7647
2018-01-05 13:00 | 157.6588
2018-01-05 14:00 | 2.04
2018-01-05 15:00 | 111.2225
2018-01-05 16:00 | 227.5884
2018-01-05 17:00 | 48.2591
2018-01-05 18:00 | 2.04
2018-01-05 19:00 | 2.04
2018-01-05 20:00 | 2.04
2018-01-05 21:00 | 2.04
2018-01-05 22:00 | 2.04
2018-01-05 23:00 | 2.04
2018-01-06 | 2.0394
2018-01-06 01:00 | 2.0394
2018-01-06 02:00 | 2.04
2018-01-06 03:00 | 2.04
2018-01-06 04:00 | 2.04
2018-01-06 05:00 | 214.9712
2018-01-06 06:00 | 191.132
2018-01-06 07:00 | 17.4201
2018-01-06 08:00 | 317.6218
2018-01-06 09:00 | 105.8695
2018-01-06 10:00 | 161.9173
2018-01-06 11:00 | 317.2196
2018-01-06 12:00 | 159.7647
2018-01-06 13:00 | 157.6588
2018-01-06 14:00 | 2.04
2018-01-06 15:00 | 111.2225
2018-01-06 16:00 | 227.5884
2018-01-06 17:00 | 48.2591
2018-01-06 18:00 | 2.04
2018-01-06 19:00 | 2.04
2018-01-06 20:00 | 2.04
2018-01-06 21:00 | 2.04
2018-01-06 22:00 | 2.04
2018-01-06 23:00 | 2.04
2018-01-07 | 2.0394
2018-01-07 01:00 | 1.3596
2018-01-07 02:00 | 1.36
2018-01-07 03:00 | 1.36
2018-01-07 04:00 | 1.36
2018-01-07 05:00 | 1.36
2018-01-07 06:00 | 1.36
2018-01-07 07:00 | 1.36
2018-01-07 08:00 | 1.36
2018-01-07 09:00 | 1.36
2018-01-07 10:00 | 242.9017
2018-01-07 11:00 | 251.3251
2018-01-07 12:00 | 201.7113
2018-01-07 13:00 | 132.4038
2018-01-07 14:00 | 271.154
2018-01-07 15:00 | 87.4485
2018-01-07 16:00 | 1.36
2018-01-07 17:00 | 197.4702
2018-01-07 18:00 | 260.4578
2018-01-07 19:00 | 1.36
2018-01-07 20:00 | 1.36
2018-01-07 21:00 | 1.36
2018-01-07 22:00 | 1.36
2018-01-07 23:00 | 1.36
2018-01-08 | 1.3596
2018-01-08 01:00 | 1.3596
2018-01-08 02:00 | 1.36
2018-01-08 03:00 | 1.36
2018-01-08 04:00 | 1.36
2018-01-08 05:00 | 1.36
2018-01-08 06:00 | 1.36
2018-01-08 07:00 | 1.36
2018-01-08 08:00 | 1.36
2018-01-08 09:00 | 1.36
2018-01-08 10:00 | 242.9017
2018-01-08 11:00 | 251.3251
2018-01-08 12:00 | 201.7113
2018-01-08 13:00 | 132.4038
2018-01-08 14:00 | 271.154
2018-01-08 15:00 | 87.4485
2018-01-08 16:00 | 1.36
2018-01-08 17:00 | 197.4702
2018-01-08 18:00 | 260.4578
2018-01-08 19:00 | 1.36
2018-01-08 20:00 | 1.36
2018-01-08 21:00 | 1.36
2018-01-08 22:00 | 1.36
2018-01-08 23:00 | 1.36
2018-01-09 | 1.3596
2018-01-09 01:00 | 2.0394
2018-01-09 02:00 | 2.04
2018-01-09 03:00 | 2.04
2018-01-09 04:00 | 2.04
2018-01-09 05:00 | 214.9712
2018-01-09 06:00 | 191.132
2018-01-09 07:00 | 17.4201
2018-01-09 08:00 | 317.6218
2018-01-09 09:00 | 105.8695
2018-01-09 10:00 | 161.9173
2018-01-09 11:00 | 317.2196
2018-01-09 12:00 | 159.7647
2018-01-09 13:00 | 157.6588
2018-01-09 14:00 | 2.04
2018-01-09 15:00 | 111.2225
2018-01-09 16:00 | 227.5884
2018-01-09 17:00 | 48.2591
2018-01-09 18:00 | 2.04
2018-01-09 19:00 | 2.04
2018-01-09 20:00 | 2.04
2018-01-09 21:00 | 2.04
2018-01-09 22:00 | 2.04
2018-01-09 23:00 | 2.04
2018-01-10 | 2.0394
2018-01-10 01:00 | 2.0394
2018-01-10 02:00 | 2.04
2018-01-10 03:00 | 2.04
2018-01-10 04:00 | 2.04
2018-01-10 05:00 | 214.9712
2018-01-10 06:00 | 191.132
2018-01-10 07:00 | 17.4201
2018-01-10 08:00 | 317.6218
2018-01-10 09:00 | 105.8695
2018-01-10 10:00 | 161.9173
2018-01-10 11:00 | 317.2196
2018-01-10 12:00 | 159.7647
2018-01-10 13:00 | 157.6588
2018-01-10 14:00 | 2.04
2018-01-10 15:00 | 111.2225
2018-01-10 16:00 | 227.5884
2018-01-10 17:00 | 48.2591
2018-01-10 18:00 | 2.04
2018-01-10 19:00 | 2.04
2018-01-10 20:00 | 2.04
2018-01-10 21:00 | 2.04
2018-01-10 22:00 | 2.04
2018-01-10 23:00 | 2.04
2018-01-11 | 2.0394
2018-01-11 01:00 | 2.0394
2018-01-11 02:00 | 2.04
2018-01-11 03:00 | 2.04
2018-01-11 04:00 | 2.04
2018-01-11 05:00 | 214.9712
2018-01-11 06:00 | 191.132
2018-01-11 07:00 | 17.4201
2018-01-11 08:00 | 317.6218
2018-01-11 09:00 | 105.8695
2018-01-11 10:00 | 161.9173
2018-01-11 11:00 | 317.2196
2018-01-11 12:00 | 159.7647
2018-01-11 13:00 | 157.6588
2018-01-11 14:00 | 2.04
2018-01-11 15:00 | 111.2225
2018-01-11 16:00 | 227.5884
2018-01-11 17:00 | 48.2591
2018-01-11 18:00 | 2.04
2018-01-11 19:00 | 2.04
2018-01-11 20:00 | 2.04
2018-01-11 21:00 | 2.04
2018-01-11 22:00 | 2.04
2018-01-11 23:00 | 2.04
2018-01-12 | 2.0394
2018-01-12 01:00 | 2.0394
2018-01-12 02:00 | 2.04
2018-01-12 03:00 | 2.04
2018-01-12 04:00 | 2.04
2018-01-12 05:00 | 214.9712
2018-01-12 06:00 | 191.132
2018-01-12 07:00 | 17.4201
2018-01-12 08:00 | 317.6218
2018-01-12 09:00 | 105.8695
2018-01-12 10:00 | 161.9173
2018-01-12 11:00 | 317.2196
2018-01-12 12:00 | 159.7647
2018-01-12 13:00 | 157.6588
2018-01-12 14:00 | 2.04
2018-01-12 15:00 | 111.2225
2018-01-12 16:00 | 227.5884
2018-01-12 17:00 | 48.2591
2018-01-12 18:00 | 2.04
2018-01-12 19:00 | 2.04
2018-01-12 20:00 | 2.04
2018-01-12 21:00 | 2.04
2018-01-12 22:00 | 2.04
2018-01-12 23:00 | 2.04
2018-01-13 | 2.0394
2018-01-13 01:00 | 2.0394
2018-01-13 02:00 | 2.04
2018-01-13 03:00 | 2.04
2018-01-13 04:00 | 2.04
2018-01-13 05:00 | 214.9712
2018-01-13 06:00 | 191.132
2018-01-13 07:00 | 17.4201
2018-01-13 08:00 | 317.6218
2018-01-13 09:00 | 105.8695
2018-01-13 10:00 | 161.9173
2018-01-13 11:00 | 317.2196
2018-01-13 12:00 | 159.7647
2018-01-13 13:00 | 157.6588
2018-01-13 14:00 | 2.04
2018-01-13 15:00 | 111.2225
2018-01-13 16:00 | 227.5884
2018-01-13 17:00 | 48.2591
2018-01-13 18:00 | 2.04
2018-01-13 19:00 | 2.04
2018-01-13 20:00 | 2.04
2018-01-13 21:00 | 2.04
2018-01-13 22:00 | 2.04
2018-01-13 23:00 | 2.04
2018-01-14 | 2.0394
2018-01-14 01:00 | 1.3596
2018-01-14 02:00 | 1.36
2018-01-14 03:00 | 1.36
2018-01-14 04:00 | 1.36
2018-01-14 05:00 | 1.36
2018-01-14 06:00 | 1.36
2018-01-14 07:00 | 1.36
2018-01-14 08:00 | 1.36
2018-01-14 09:00 | 1.36
2018-01-14 10:00 | 242.9017
2018-01-14 11:00 | 251.3251
2018-01-14 12:00 | 201.7113
2018-01-14 13:00 | 132.4038
2018-01-14 14:00 | 271.154
2018-01-14 15:00 | 87.4485
2018-01-14 16:00 | 1.36
2018-01-14 17:00 | 197.4702
2018-01-14 18:00 | 260.4578
2018-01-14 19:00 | 1.36
2018-01-14 20:00 | 1.36
2018-01-14 21:00 | 1.36
2018-01-14 22:00 | 1.36
2018-01-14 23:00 | 1.36
2018-01-15 | 1.3596
2018-01-15 01:00 | 1.3596
2018-01-15 02:00 | 1.36
2018-01-15 03:00 | 1.36
2018-01-15 04:00 | 1.36
2018-01-15 05:00 | 1.36
2018-01-15 06:00 | 1.36
2018-01-15 07:00 | 1.36
2018-01-15 08:00 | 1.36
2018-01-15 09:00 | 1.36
2018-01-15 10:00 | 242.9017
2018-01-15 11:00 | 251.3251
2018-01-15 12:00 | 201.7113
2018-01-15 13:00 | 132.4038
2018-01-15 14:00 | 271.154
2018-01-15 15:00 | 87.4485
2018-01-15 16:00 | 1.36
2018-01-15 17:00 | 197.4702
2018-01-15 18:00 | 260.4578
2018-01-15 19:00 | 1.36
2018-01-15 20:00 | 1.36
2018-01-15 21:00 | 1.36
2018-01-15 22:00 | 1.36
2018-01-15 23:00 | 1.36
2018-01-16 | 1.3596
2018-01-16 01:00 | 2.0394
2018-01-16 02:00 | 2.04
2018-01-16 03:00 | 2.04
2018-01-16 04:00 | 2.04
2018-01-16 05:00 | 214.9712
2018-01-16 06:00 | 191.132
2018-01-16 07:00 | 17.4201
2018-01-16 08:00 | 317.6218
2018-01-16 09:00 | 105.8695
2018-01-16 10:00 | 161.9173
2018-01-16 11:00 | 317.2196
2018-01-16 12:00 | 159.7647
2018-01-16 13:00 | 157.6588
2018-01-16 14:00 | 2.04
2018-01-16 15:00 | 111.2225
2018-01-16 16:00 | 227.5884
2018-01-16 17:00 | 48.2591
2018-01-16 18:00 | 2.04
2018-01-16 19:00 | 2.04
2018-01-16 20:00 | 2.04
2018-01-16 21:00 | 2.04
2018-01-16 22:00 | 2.04
2018-01-16 23:00 | 2.04
2018-01-17 | 2.0394
2018-01-17 01:00 | 2.0394
2018-01-17 02:00 | 2.04
2018-01-17 03:00 | 2.04
2018-01-17 04:00 | 2.04
2018-01-17 05:00 | 214.9712
2018-01-17 06:00 | 191.132
2018-01-17 07:00 | 17.4201
2018-01-17 08:00 | 317.6218
2018-01-17 09:00 | 105.8695
2018-01-17 10:00 | 161.9173
2018-01-17 11:00 | 317.2196
2018-01-17 12:00 | 159.7647
2018-01-17 13:00 | 157.6588
2018-01-17 14:00 | 2.04
2018-01-17 15:00 | 111.2225
2018-01-17 16:00 | 227.5884
2018-01-17 17:00 | 48.2591
2018-01-17 18:00 | 2.04
2018-01-17 19:00 | 2.04
2018-01-17 20:00 | 2.04
2018-01-17 21:00 | 2.04
2018-01-17 22:00 | 2.04
2018-01-17 23:00 | 2.04
2018-01-18 | 2.0394
2018-01-18 01:00 | 2.0394
2018-01-18 02:00 | 2.04
2018-01-18 03:00 | 2.04
2018-01-18 04:00 | 2.04
2018-01-18 05:00 | 214.9712
2018-01-18 06:00 | 191.132
2018-01-18 07:00 | 17.4201
2018-01-18 08:00 | 317.6218
2018-01-18 09:00 | 105.8695
2018-01-18 10:00 | 161.9173
2018-01-18 11:00 | 317.2196
2018-01-18 12:00 | 159.7647
2018-01-18 13:00 | 157.6588
2018-01-18 14:00 | 2.04
2018-01-18 15:00 | 111.2225
2018-01-18 16:00 | 227.5884
2018-01-18 17:00 | 48.2591
2018-01-18 18:00 | 2.04
2018-01-18 19:00 | 2.04
2018-01-18 20:00 | 2.04
2018-01-18 21:00 | 2.04
2018-01-18 22:00 | 2.04
2018-01-18 23:00 | 2.04
2018-01-19 | 2.0394
2018-01-19 01:00 | 2.0394
2018-01-19 02:00 | 2.04
2018-01-19 03:00 | 2.04
2018-01-19 04:00 | 2.04
2018-01-19 05:00 | 214.9712
2018-01-19 06:00 | 191.132
2018-01-19 07:00 | 17.4201
2018-01-19 08:00 | 317.6218
2018-01-19 09:00 | 105.8695
2018-01-19 10:00 | 161.9173
2018-01-19 11:00 | 317.2196
2018-01-19 12:00 | 159.7647
2018-01-19 13:00 | 157.6588
2018-01-19 14:00 | 2.04
2018-01-19 15:00 | 111.2225
2018-01-19 16:00 | 227.5884
2018-01-19 17:00 | 48.2591
2018-01-19 18:00 | 2.04
2018-01-19 19:00 | 2.04
2018-01-19 20:00 | 2.04
2018-01-19 21:00 | 2.04
2018-01-19 22:00 | 2.04
2018-01-19 23:00 | 2.04
2018-01-20 | 2.0394
2018-01-20 01:00 | 2.0394
2018-01-20 02:00 | 2.04
2018-01-20 03:00 | 2.04
2018-01-20 04:00 | 2.04
2018-01-20 05:00 | 214.9712
2018-01-20 06:00 | 191.132
2018-01-20 07:00 | 17.4201
2018-01-20 08:00 | 317.6218
2018-01-20 09:00 | 105.8695
2018-01-20 10:00 | 161.9173
2018-01-20 11:00 | 317.2196
2018-01-20 12:00 | 159.7647
2018-01-20 13:00 | 157.6588
2018-01-20 14:00 | 2.04
2018-01-20 15:00 | 111.2225
2018-01-20 16:00 | 227.5884
2018-01-20 17:00 | 48.2591
2018-01-20 18:00 | 2.04
2018-01-20 19:00 | 2.04
2018-01-20 20:00 | 2.04
2018-01-20 21:00 | 2.04
2018-01-20 22:00 | 2.04
2018-01-20 23:00 | 2.04
2018-01-21 | 2.0394
2018-01-21 01:00 | 1.3596
2018-01-21 02:00 | 1.36
2018-01-21 03:00 | 1.36
2018-01-21 04:00 | 1.36
2018-01-21 05:00 | 1.36
2018-01-21 06:00 | 1.36
2018-01-21 07:00 | 1.36
2018-01-21 08:00 | 1.36
2018-01-21 09:00 | 1.36
2018-01-21 10:00 | 242.9017
2018-01-21 11:00 | 251.3251
2018-01-21 12:00 | 201.7113
2018-01-21 13:00 | 132.4038
2018-01-21 14:00 | 271.154
2018-01-21 15:00 | 87.4485
2018-01-21 16:00 | 1.36
2018-01-21 17:00 | 197.4702
2018-01-21 18:00 | 260.4578
2018-01-21 19:00 | 1.36
2018-01-21 20:00 | 1.36
2018-01-21 21:00 | 1.36
2018-01-21 22:00 | 1.36
2018-01-21 23:00 | 1.36
2018-01-22 | 1.3596
2018-01-22 01:00 | 1.3596
2018-01-22 02:00 | 1.36
2018-01-22 03:00 | 1.36
2018-01-22 04:00 | 1.36
2018-01-22 05:00 | 1.36
2018-01-22 06:00 | 1.36
2018-01-22 07:00 | 1.36
2018-01-22 08:00 | 1.36
2018-01-22 09:00 | 1.36
2018-01-22 10:00 | 242.9017
2018-01-22 11:00 | 251.3251
2018-01-22 12:00 | 201.7113
2018-01-22 13:00 | 132.4038
2018-01-22 14:00 | 271.154
2018-01-22 15:00 | 87.4485
2018-01-22 16:00 | 1.36
2018-01-22 17:00 | 197.4702
2018-01-22 18:00 | 260.4578
2018-01-22 19:00 | 1.36
2018-01-22 20:00 | 1.36
2018-01-22 21:00 | 1.36
2018-01-22 22:00 | 1.36
2018-01-22 23:00 | 1.36
2018-01-23 | 1.3596
2018-01-23 01:00 | 2.0394
2018-01-23 02:00 | 2.04
2018-01-23 03:00 | 2.04
2018-01-23 04:00 | 2.04
2018-01-23 05:00 | 214.9712
2018-01-23 06:00 | 191.132
2018-01-23 07:00 | 17.4201
2018-01-23 08:00 | 317.6218
2018-01-23 09:00 | 105.8695
2018-01-23 10:00 | 161.9173
2018-01-23 11:00 | 317.2196
2018-01-23 12:00 | 159.7647
2018-01-23 13:00 | 157.6588
2018-01-23 14:00 | 2.04
2018-01-23 15:00 | 111.2225
2018-01-23 16:00 | 227.5884
2018-01-23 17:00 | 48.2591
2018-01-23 18:00 | 2.04
2018-01-23 19:00 | 2.04
2018-01-23 20:00 | 2.04
2018-01-23 21:00 | 2.04
2018-01-23 22:00 | 2.04
2018-01-23 23:00 | 2.04
2018-01-24 | 2.0394
2018-01-24 01:00 | 2.0394
2018-01-24 02:00 | 2.04
2018-01-24 03:00 | 2.04
2018-01-24 04:00 | 2.04
2018-01-24 05:00 | 214.9712
2018-01-24 06:00 | 191.132
2018-01-24 07:00 | 17.4201
2018-01-24 08:00 | 317.6218
2018-01-24 09:00 | 105.8695
2018-01-24 10:00 | 161.9173
2018-01-24 11:00 | 317.2196
2018-01-24 12:00 | 159.7647
2018-01-24 13:00 | 157.6588
2018-01-24 14:00 | 2.04
2018-01-24 15:00 | 111.2225
2018-01-24 16:00 | 227.5884
2018-01-24 17:00 | 48.2591
2018-01-24 18:00 | 2.04
2018-01-24 19:00 | 2.04
2018-01-24 20:00 | 2.04
2018-01-24 21:00 | 2.04
2018-01-24 22:00 | 2.04
2018-01-24 23:00 | 2.04
2018-01-25 | 2.0394
2018-01-25 01:00 | 2.0394
2018-01-25 02:00 | 2.04
2018-01-25 03:00 | 2.04
2018-01-25 04:00 | 2.04
2018-01-25 05:00 | 214.9712
2018-01-25 06:00 | 191.132
2018-01-25 07:00 | 17.4201
2018-01-25 08:00 | 317.6218
2018-01-25 09:00 | 105.8695
2018-01-25 10:00 | 161.9173
2018-01-25 11:00 | 317.2196
2018-01-25 12:00 | 159.7647
2018-01-25 13:00 | 157.6588
2018-01-25 14:00 | 2.04
2018-01-25 15:00 | 111.2225
2018-01-25 16:00 | 227.5884
2018-01-25 17:00 | 48.2591
2018-01-25 18:00 | 2.04
2018-01-25 19:00 | 2.04
2018-01-25 20:00 | 2.04
2018-01-25 21:00 | 2.04
2018-01-25 22:00 | 2.04
2018-01-25 23:00 | 2.04
2018-01-26 | 2.0394
2018-01-26 01:00 | 2.0394
2018-01-26 02:00 | 2.04
2018-01-26 03:00 | 2.04
2018-01-26 04:00 | 2.04
2018-01-26 05:00 | 214.9712
2018-01-26 06:00 | 191.132
2018-01-26 07:00 | 17.4201
2018-01-26 08:00 | 317.6218
2018-01-26 09:00 | 105.8695
2018-01-26 10:00 | 161.9173
2018-01-26 11:00 | 317.2196
2018-01-26 12:00 | 159.7647
2018-01-26 13:00 | 157.6588
2018-01-26 14:00 | 2.04
2018-01-26 15:00 | 111.2225
2018-01-26 16:00 | 227.5884
2018-01-26 17:00 | 48.2591
2018-01-26 18:00 | 2.04
2018-01-26 19:00 | 2.04
2018-01-26 20:00 | 2.04
2018-01-26 21:00 | 2.04
2018-01-26 22:00 | 2.04
2018-01-26 23:00 | 2.04
2018-01-27 | 2.0394
2018-01-27 01:00 | 2.0394
2018-01-27 02:00 | 2.04
2018-01-27 03:00 | 2.04
2018-01-27 04:00 | 2.04
2018-01-27 05:00 | 214.9712
2018-01-27 06:00 | 191.132
2018-01-27 07:00 | 17.4201
2018-01-27 08:00 | 317.6218
2018-01-27 09:00 | 105.8695
2018-01-27 10:00 | 161.9173
2018-01-27 11:00 | 317.2196
2018-01-27 12:00 | 159.7647
2018-01-27 13:00 | 157.6588
2018-01-27 14:00 | 2.04
2018-01-27 15:00 | 111.2225
2018-01-27 16:00 | 227.5884
2018-01-27 17:00 | 48.2591
2018-01-27 18:00 | 2.04
2018-01-27 19:00 | 2.04
2018-01-27 20:00 | 2.04
2018-01-27 21:00 | 2.04
2018-01-27 22:00 | 2.04
2018-01-27 23:00 | 2.04
2018-01-28 | 2.0394
2018-01-28 01:00 | 1.3596
2018-01-28 02:00 | 1.36
2018-01-28 03:00 | 1.36
2018-01-28 04:00 | 1.36
2018-01-28 05:00 | 1.36
2018-01-28 06:00 | 1.36
2018-01-28 07:00 | 1.36
2018-01-28 08:00 | 1.36
2018-01-28 09:00 | 1.36
2018-01-28 10:00 | 242.9017
2018-01-28 11:00 | 251.3251
2018-01-28 12:00 | 201.7113
2018-01-28 13:00 | 132.4038
2018-01-28 14:00 | 271.154
2018-01-28 15:00 | 87.4485
2018-01-28 16:00 | 1.36
2018-01-28 17:00 | 197.4702
2018-01-28 18:00 | 260.4578
2018-01-28 19:00 | 1.36
2018-01-28 20:00 | 1.36
2018-01-28 21:00 | 1.36
2018-01-28 22:00 | 1.36
2018-01-28 23:00 | 1.36
2018-01-29 | 1.3596
2018-01-29 01:00 | 1.3596
2018-01-29 02:00 | 1.36
2018-01-29 03:00 | 1.36
2018-01-29 04:00 | 1.36
2018-01-29 05:00 | 1.36
2018-01-29 06:00 | 1.36
2018-01-29 07:00 | 1.36
2018-01-29 08:00 | 1.36
2018-01-29 09:00 | 1.36
2018-01-29 10:00 | 242.9017
2018-01-29 11:00 | 251.3251
2018-01-29 12:00 | 201.7113
2018-01-29 13:00 | 132.4038
2018-01-29 14:00 | 271.154
2018-01-29 15:00 | 87.4485
2018-01-29 16:00 | 1.36
2018-01-29 17:00 | 197.4702
2018-01-29 18:00 | 260.4578
2018-01-29 19:00 | 1.36
2018-01-29 20:00 | 1.36
2018-01-29 21:00 | 1.36
2018-01-29 22:00 | 1.36
2018-01-29 23:00 | 1.36
2018-01-30 | 1.3596
2018-01-30 01:00 | 2.0394
2018-01-30 02:00 | 2.04
2018-01-30 03:00 | 2.04
2018-01-30 04:00 | 2.04
2018-01-30 05:00 | 214.9712
2018-01-30 06:00 | 191.132
2018-01-30 07:00 | 17.4201
2018-01-30 08:00 | 317.6218
2018-01-30 09:00 | 105.8695
2018-01-30 10:00 | 161.9173
2018-01-30 11:00 | 317.2196
2018-01-30 12:00 | 159.7647
2018-01-30 13:00 | 157.6588
2018-01-30 14:00 | 2.04
2018-01-30 15:00 | 111.2225
2018-01-30 16:00 | 227.5884
2018-01-30 17:00 | 48.2591
2018-01-30 18:00 | 2.04
2018-01-30 19:00 | 2.04
2018-01-30 20:00 | 2.04
2018-01-30 21:00 | 2.04
2018-01-30 22:00 | 2.04
2018-01-30 23:00 | 2.04
2018-01-31 | 2.0394
2018-01-31 01:00 | 2.0394
2018-01-31 02:00 | 2.04
2018-01-31 03:00 | 2.04
2018-01-31 04:00 | 2.04
2018-01-31 05:00 | 214.9712
2018-01-31 06:00 | 191.132
2018-01-31 07:00 | 17.4201
2018-01-31 08:00 | 317.6218
2018-01-31 09:00 | 105.8695
2018-01-31 10:00 | 161.9173
2018-01-31 11:00 | 317.2196
2018-01-31 12:00 | 159.7647
2018-01-31 13:00 | 157.6588
2018-01-31 14:00 | 2.04
2018-01-31 15:00 | 111.2225
2018-01-31 16:00 | 227.5884
2018-01-31 17:00 | 48.2591
2018-01-31 18:00 | 2.04
2018-01-31 19:00 | 2.04
2018-01-31 20:00 | 2.04
2018-01-31 21:00 | 2.04
2018-01-31 22:00 | 2.04
2018-01-31 23:00 | 2.04
2018-02-01 | 2.0394
2018-02-01 01:00 | 2.0394
2018-02-01 02:00 | 2.04
2018-02-01 03:00 | 2.04
2018-02-01 04:00 | 2.04
2018-02-01 05:00 | 214.9712
2018-02-01 06:00 | 191.132
2018-02-01 07:00 | 17.4201
2018-02-01 08:00 | 317.6218
2018-02-01 09:00 | 105.8695
2018-02-01 10:00 | 161.9173
2018-02-01 11:00 | 317.2196
2018-02-01 12:00 | 159.7647
2018-02-01 13:00 | 157.6588
2018-02-01 14:00 | 2.04
2018-02-01 15:00 | 111.2225
2018-02-01 16:00 | 227.5884
2018-02-01 17:00 | 48.2591
2018-02-01 18:00 | 2.04
2018-02-01 19:00 | 2.04
2018-02-01 20:00 | 2.04
2018-02-01 21:00 | 2.04
2018-02-01 22:00 | 2.04
2018-02-01 23:00 | 2.04
2018-02-02 | 2.0394
2018-02-02 01:00 | 2.0394
2018-02-02 02:00 | 2.04
2018-02-02 03:00 | 2.04
2018-02-02 04:00 | 2.04
2018-02-02 05:00 | 214.9712
2018-02-02 06:00 | 191.132
2018-02-02 07:00 | 17.4201
2018-02-02 08:00 | 317.6218
2018-02-02 09:00 | 105.8695
2018-02-02 10:00 | 161.9173
2018-02-02 11:00 | 317.2196
2018-02-02 12:00 | 159.7647
2018-02-02 13:00 | 157.6588
2018-02-02 14:00 | 2.04
2018-02-02 15:00 | 111.2225
2018-02-02 16:00 | 227.5884
2018-02-02 17:00 | 48.2591
2018-02-02 18:00 | 2.04
2018-02-02 19:00 | 2.04
2018-02-02 20:00 | 2.04
2018-02-02 21:00 | 2.04
2018-02-02 22:00 | 2.04
2018-02-02 23:00 | 2.04
2018-02-03 | 2.0394
2018-02-03 01:00 | 2.0394
2018-02-03 02:00 | 2.04
2018-02-03 03:00 | 2.04
2018-02-03 04:00 | 2.04
2018-02-03 05:00 | 214.9712
2018-02-03 06:00 | 191.132
2018-02-03 07:00 | 17.4201
2018-02-03 08:00 | 317.6218
2018-02-03 09:00 | 105.8695
2018-02-03 10:00 | 161.9173
2018-02-03 11:00 | 317.2196
2018-02-03 12:00 | 159.7647
2018-02-03 13:00 | 157.6588
2018-02-03 14:00 | 2.04
2018-02-03 15:00 | 111.2225
2018-02-03 16:00 | 227.5884
2018-02-03 17:00 | 48.2591
2018-02-03 18:00 | 2.04
2018-02-03 19:00 | 2.04
2018-02-03 20:00 | 2.04
2018-02-03 21:00 | 2.04
2018-02-03 22:00 | 2.04
2018-02-03 23:00 | 2.04
2018-02-04 | 2.0394
2018-02-04 01:00 | 1.3596
2018-02-04 02:00 | 1.36
2018-02-04 03:00 | 1.36
2018-02-04 04:00 | 1.36
2018-02-04 05:00 | 1.36
2018-02-04 06:00 | 1.36
2018-02-04 07:00 | 1.36
2018-02-04 08:00 | 1.36
2018-02-04 09:00 | 1.36
2018-02-04 10:00 | 242.9017
2018-02-04 11:00 | 251.3251
2018-02-04 12:00 | 201.7113
2018-02-04 13:00 | 132.4038
2018-02-04 14:00 | 271.154
2018-02-04 15:00 | 87.4485
2018-02-04 16:00 | 1.36
2018-02-04 17:00 | 197.4702
2018-02-04 18:00 | 260.4578
2018-02-04 19:00 | 1.36
2018-02-04 20:00 | 1.36
2018-02-04 21:00 | 1.36
2018-02-04 22:00 | 1.36
2018-02-04 23:00 | 1.36
2018-02-05 | 1.3596
2018-02-05 01:00 | 1.3596
2018-02-05 02:00 | 1.36
2018-02-05 03:00 | 1.36
2018-02-05 04:00 | 1.36
2018-02-05 05:00 | 1.36
2018-02-05 06:00 | 1.36
2018-02-05 07:00 | 1.36
2018-02-05 08:00 | 1.36
2018-02-05 09:00 | 1.36
2018-02-05 10:00 | 242.9017
2018-02-05 11:00 | 251.3251
2018-02-05 12:00 | 201.7113
2018-02-05 13:00 | 132.4038
2018-02-05 14:00 | 271.154
2018-02-05 15:00 | 87.4485
2018-02-05 16:00 | 1.36
2018-02-05 17:00 | 197.4702
2018-02-05 18:00 | 260.4578
2018-02-05 19:00 | 1.36
2018-02-05 20:00 | 1.36
2018-02-05 21:00 | 1.36
2018-02-05 22:00 | 1.36
2018-02-05 23:00 | 1.36
2018-02-06 | 1.3596
2018-02-06 01:00 | 2.0394
2018-02-06 02:00 | 2.04
2018-02-06 03:00 | 2.04
2018-02-06 04:00 | 2.04
2018-02-06 05:00 | 214.9712
2018-02-06 06:00 | 191.132
2018-02-06 07:00 | 17.4201
2018-02-06 08:00 | 317.6218
2018-02-06 09:00 | 105.8695
2018-02-06 10:00 | 161.9173
2018-02-06 11:00 | 317.2196
2018-02-06 12:00 | 159.7647
2018-02-06 13:00 | 157.6588
2018-02-06 14:00 | 2.04
2018-02-06 15:00 | 111.2225
2018-02-06 16:00 | 227.5884
2018-02-06 17:00 | 48.2591
2018-02-06 18:00 | 2.04
2018-02-06 19:00 | 2.04
2018-02-06 20:00 | 2.04
2018-02-06 21:00 | 2.04
2018-02-06 22:00 | 2.04
2018-02-06 23:00 | 2.04
2018-02-07 | 2.0394
2018-02-07 01:00 | 2.0394
2018-02-07 02:00 | 2.04
2018-02-07 03:00 | 2.04
2018-02-07 04:00 | 2.04
2018-02-07 05:00 | 214.9712
2018-02-07 06:00 | 191.132
2018-02-07 07:00 | 17.4201
2018-02-07 08:00 | 317.6218
2018-02-07 09:00 | 105.8695
2018-02-07 10:00 | 161.9173
2018-02-07 11:00 | 317.2196
2018-02-07 12:00 | 159.7647
2018-02-07 13:00 | 157.6588
2018-02-07 14:00 | 2.04
2018-02-07 15:00 | 111.2225
2018-02-07 16:00 | 227.5884
2018-02-07 17:00 | 48.2591
2018-02-07 18:00 | 2.04
2018-02-07 19:00 | 2.04
2018-02-07 20:00 | 2.04
2018-02-07 21:00 | 2.04
2018-02-07 22:00 | 2.04
2018-02-07 23:00 | 2.04
2018-02-08 | 2.0394
2018-02-08 01:00 | 2.0394
2018-02-08 02:00 | 2.04
2018-02-08 03:00 | 2.04
2018-02-08 04:00 | 2.04
2018-02-08 05:00 | 214.9712
2018-02-08 06:00 | 191.132
2018-02-08 07:00 | 17.4201
2018-02-08 08:00 | 317.6218
2018-02-08 09:00 | 105.8695
2018-02-08 10:00 | 161.9173
2018-02-08 11:00 | 317.2196
2018-02-08 12:00 | 159.7647
2018-02-08 13:00 | 157.6588
2018-02-08 14:00 | 2.04
2018-02-08 15:00 | 111.2225
2018-02-08 16:00 | 227.5884
2018-02-08 17:00 | 48.2591
2018-02-08 18:00 | 2.04
2018-02-08 19:00 | 2.04
2018-02-08 20:00 | 2.04
2018-02-08 21:00 | 2.04
2018-02-08 22:00 | 2.04
2018-02-08 23:00 | 2.04
2018-02-09 | 2.0394
2018-02-09 01:00 | 2.0394
2018-02-09 02:00 | 2.04
2018-02-09 03:00 | 2.04
2018-02-09 04:00 | 2.04
2018-02-09 05:00 | 214.9712
2018-02-09 06:00 | 191.132
2018-02-09 07:00 | 17.4201
2018-02-09 08:00 | 317.6218
2018-02-09 09:00 | 105.8695
2018-02-09 10:00 | 161.9173
2018-02-09 11:00 | 317.2196
2018-02-09 12:00 | 159.7647
2018-02-09 13:00 | 157.6588
2018-02-09 14:00 | 2.04
2018-02-09 15:00 | 111.2225
2018-02-09 16:00 | 227.5884
2018-02-09 17:00 | 48.2591
2018-02-09 18:00 | 2.04
2018-02-09 19:00 | 2.04
2018-02-09 20:00 | 2.04
2018-02-09 21:00 | 2.04
2018-02-09 22:00 | 2.04
2018-02-09 23:00 | 2.04
2018-02-10 | 2.0394
2018-02-10 01:00 | 2.0394
2018-02-10 02:00 | 2.04
2018-02-10 03:00 | 2.04
2018-02-10 04:00 | 2.04
2018-02-10 05:00 | 214.9712
2018-02-10 06:00 | 191.132
2018-02-10 07:00 | 17.4201
2018-02-10 08:00 | 317.6218
2018-02-10 09:00 | 105.8695
2018-02-10 10:00 | 161.9173
2018-02-10 11:00 | 317.2196
2018-02-10 12:00 | 159.7647
2018-02-10 13:00 | 157.6588
2018-02-10 14:00 | 2.04
2018-02-10 15:00 | 111.2225
2018-02-10 16:00 | 227.5884
2018-02-10 17:00 | 48.2591
2018-02-10 18:00 | 2.04
2018-02-10 19:00 | 2.04
2018-02-10 20:00 | 2.04
2018-02-10 21:00 | 2.04
2018-02-10 22:00 | 2.04
2018-02-10 23:00 | 2.04
2018-02-11 | 2.0394
2018-02-11 01:00 | 1.3596
2018-02-11 02:00 | 1.36
2018-02-11 03:00 | 1.36
2018-02-11 04:00 | 1.36
2018-02-11 05:00 | 1.36
2018-02-11 06:00 | 1.36
2018-02-11 07:00 | 1.36
2018-02-11 08:00 | 1.36
2018-02-11 09:00 | 1.36
2018-02-11 10:00 | 242.9017
2018-02-11 11:00 | 251.3251
2018-02-11 12:00 | 201.7113
2018-02-11 13:00 | 132.4038
2018-02-11 14:00 | 271.154
2018-02-11 15:00 | 87.4485
2018-02-11 16:00 | 1.36
2018-02-11 17:00 | 197.4702
2018-02-11 18:00 | 260.4578
2018-02-11 19:00 | 1.36
2018-02-11 20:00 | 1.36
2018-02-11 21:00 | 1.36
2018-02-11 22:00 | 1.36
2018-02-11 23:00 | 1.36
2018-02-12 | 1.3596
2018-02-12 01:00 | 1.3596
2018-02-12 02:00 | 1.36
2018-02-12 03:00 | 1.36
2018-02-12 04:00 | 1.36
2018-02-12 05:00 | 1.36
2018-02-12 06:00 | 1.36
2018-02-12 07:00 | 1.36
2018-02-12 08:00 | 1.36
2018-02-12 09:00 | 1.36
2018-02-12 10:00 | 242.9017
2018-02-12 11:00 | 251.3251
2018-02-12 12:00 | 201.7113
2018-02-12 13:00 | 132.4038
2018-02-12 14:00 | 271.154
2018-02-12 15:00 | 87.4485
2018-02-12 16:00 | 1.36
2018-02-12 17:00 | 197.4702
2018-02-12 18:00 | 260.4578
2018-02-12 19:00 | 1.36
2018-02-12 20:00 | 1.36
2018-02-12 21:00 | 1.36
2018-02-12 22:00 | 1.36
2018-02-12 23:00 | 1.36
2018-02-13 | 1.3596
2018-02-13 01:00 | 2.0394
2018-02-13 02:00 | 2.04
2018-02-13 03:00 | 2.04
2018-02-13 04:00 | 2.04
2018-02-13 05:00 | 214.9712
2018-02-13 06:00 | 191.132
2018-02-13 07:00 | 17.4201
2018-02-13 08:00 | 317.6218
2018-02-13 09:00 | 105.8695
2018-02-13 10:00 | 161.9173
2018-02-13 11:00 | 317.2196
2018-02-13 12:00 | 159.7647
2018-02-13 13:00 | 157.6588
2018-02-13 14:00 | 2.04
2018-02-13 15:00 | 111.2225
2018-02-13 16:00 | 227.5884
2018-02-13 17:00 | 48.2591
2018-02-13 18:00 | 2.04
2018-02-13 19:00 | 2.04
2018-02-13 20:00 | 2.04
2018-02-13 21:00 | 2.04
2018-02-13 22:00 | 2.04
2018-02-13 23:00 | 2.04
2018-02-14 | 2.0394
2018-02-14 01:00 | 2.0394
2018-02-14 02:00 | 2.04
2018-02-14 03:00 | 2.04
2018-02-14 04:00 | 2.04
2018-02-14 05:00 | 214.9712
2018-02-14 06:00 | 191.132
2018-02-14 07:00 | 17.4201
2018-02-14 08:00 | 317.6218
2018-02-14 09:00 | 105.8695
2018-02-14 10:00 | 161.9173
2018-02-14 11:00 | 317.2196
2018-02-14 12:00 | 159.7647
2018-02-14 13:00 | 157.6588
2018-02-14 14:00 | 2.04
2018-02-14 15:00 | 111.2225
2018-02-14 16:00 | 227.5884
2018-02-14 17:00 | 48.2591
2018-02-14 18:00 | 2.04
2018-02-14 19:00 | 2.04
2018-02-14 20:00 | 2.04
2018-02-14 21:00 | 2.04
2018-02-14 22:00 | 2.04
2018-02-14 23:00 | 2.04
2018-02-15 | 2.0394
2018-02-15 01:00 | 2.0394
2018-02-15 02:00 | 2.04
2018-02-15 03:00 | 2.04
2018-02-15 04:00 | 2.04
2018-02-15 05:00 | 214.9712
2018-02-15 06:00 | 191.132
2018-02-15 07:00 | 17.4201
2018-02-15 08:00 | 317.6218
2018-02-15 09:00 | 105.8695
2018-02-15 10:00 | 161.9173
2018-02-15 11:00 | 317.2196
2018-02-15 12:00 | 159.7647
2018-02-15 13:00 | 157.6588
2018-02-15 14:00 | 2.04
2018-02-15 15:00 | 111.2225
2018-02-15 16:00 | 227.5884
2018-02-15 17:00 | 48.2591
2018-02-15 18:00 | 2.04
2018-02-15 19:00 | 2.04
2018-02-15 20:00 | 2.04
2018-02-15 21:00 | 2.04
2018-02-15 22:00 | 2.04
2018-02-15 23:00 | 2.04
2018-02-16 | 2.0394
2018-02-16 01:00 | 2.0394
2018-02-16 02:00 | 2.04
2018-02-16 03:00 | 2.04
2018-02-16 04:00 | 2.04
2018-02-16 05:00 | 214.9712
2018-02-16 06:00 | 191.132
2018-02-16 07:00 | 17.4201
2018-02-16 08:00 | 317.6218
2018-02-16 09:00 | 105.8695
2018-02-16 10:00 | 161.9173
2018-02-16 11:00 | 317.2196
2018-02-16 12:00 | 159.7647
2018-02-16 13:00 | 157.6588
2018-02-16 14:00 | 2.04
2018-02-16 15:00 | 111.2225
2018-02-16 16:00 | 227.5884
2018-02-16 17:00 | 48.2591
2018-02-16 18:00 | 2.04
2018-02-16 19:00 | 2.04
2018-02-16 20:00 | 2.04
2018-02-16 21:00 | 2.04
2018-02-16 22:00 | 2.04
2018-02-16 23:00 | 2.04
2018-02-17 | 2.0394
2018-02-17 01:00 | 2.0394
2018-02-17 02:00 | 2.04
2018-02-17 03:00 | 2.04
2018-02-17 04:00 | 2.04
2018-02-17 05:00 | 214.9712
2018-02-17 06:00 | 191.132
2018-02-17 07:00 | 17.4201
2018-02-17 08:00 | 317.6218
2018-02-17 09:00 | 105.8695
2018-02-17 10:00 | 161.9173
2018-02-17 11:00 | 317.2196
2018-02-17 12:00 | 159.7647
2018-02-17 13:00 | 157.6588
2018-02-17 14:00 | 2.04
2018-02-17 15:00 | 111.2225
2018-02-17 16:00 | 227.5884
2018-02-17 17:00 | 48.2591
2018-02-17 18:00 | 2.04
2018-02-17 19:00 | 2.04
2018-02-17 20:00 | 2.04
2018-02-17 21:00 | 2.04
2018-02-17 22:00 | 2.04
2018-02-17 23:00 | 2.04
2018-02-18 | 2.0394
2018-02-18 01:00 | 1.3596
2018-02-18 02:00 | 1.36
2018-02-18 03:00 | 1.36
2018-02-18 04:00 | 1.36
2018-02-18 05:00 | 1.36
2018-02-18 06:00 | 1.36
2018-02-18 07:00 | 1.36
2018-02-18 08:00 | 1.36
2018-02-18 09:00 | 1.36
2018-02-18 10:00 | 242.9017
2018-02-18 11:00 | 251.3251
2018-02-18 12:00 | 201.7113
2018-02-18 13:00 | 132.4038
2018-02-18 14:00 | 271.154
2018-02-18 15:00 | 87.4485
2018-02-18 16:00 | 1.36
2018-02-18 17:00 | 197.4702
2018-02-18 18:00 | 260.4578
2018-02-18 19:00 | 1.36
2018-02-18 20:00 | 1.36
2018-02-18 21:00 | 1.36
2018-02-18 22:00 | 1.36
2018-02-18 23:00 | 1.36
2018-02-19 | 1.3596
2018-02-19 01:00 | 1.3596
2018-02-19 02:00 | 1.36
2018-02-19 03:00 | 1.36
2018-02-19 04:00 | 1.36
2018-02-19 05:00 | 1.36
2018-02-19 06:00 | 1.36
2018-02-19 07:00 | 1.36
2018-02-19 08:00 | 1.36
2018-02-19 09:00 | 1.36
2018-02-19 10:00 | 242.9017
2018-02-19 11:00 | 251.3251
2018-02-19 12:00 | 201.7113
2018-02-19 13:00 | 132.4038
2018-02-19 14:00 | 271.154
2018-02-19 15:00 | 87.4485
2018-02-19 16:00 | 1.36
2018-02-19 17:00 | 197.4702
2018-02-19 18:00 | 260.4578
2018-02-19 19:00 | 1.36
2018-02-19 20:00 | 1.36
2018-02-19 21:00 | 1.36
2018-02-19 22:00 | 1.36
2018-02-19 23:00 | 1.36
2018-02-20 | 1.3596
2018-02-20 01:00 | 2.0394
2018-02-20 02:00 | 2.04
2018-02-20 03:00 | 2.04
2018-02-20 04:00 | 2.04
2018-02-20 05:00 | 214.9712
2018-02-20 06:00 | 191.132
2018-02-20 07:00 | 17.4201
2018-02-20 08:00 | 317.6218
2018-02-20 09:00 | 105.8695
2018-02-20 10:00 | 161.9173
2018-02-20 11:00 | 317.2196
2018-02-20 12:00 | 159.7647
2018-02-20 13:00 | 157.6588
2018-02-20 14:00 | 2.04
2018-02-20 15:00 | 111.2225
2018-02-20 16:00 | 227.5884
2018-02-20 17:00 | 48.2591
2018-02-20 18:00 | 2.04
2018-02-20 19:00 | 2.04
2018-02-20 20:00 | 2.04
2018-02-20 21:00 | 2.04
2018-02-20 22:00 | 2.04
2018-02-20 23:00 | 2.04
2018-02-21 | 2.0394
2018-02-21 01:00 | 2.0394
2018-02-21 02:00 | 2.04
2018-02-21 03:00 | 2.04
2018-02-21 04:00 | 2.04
2018-02-21 05:00 | 214.9712
2018-02-21 06:00 | 191.132
2018-02-21 07:00 | 17.4201
2018-02-21 08:00 | 317.6218
2018-02-21 09:00 | 105.8695
2018-02-21 10:00 | 161.9173
2018-02-21 11:00 | 317.2196
2018-02-21 12:00 | 159.7647
2018-02-21 13:00 | 157.6588
2018-02-21 14:00 | 2.04
2018-02-21 15:00 | 111.2225
2018-02-21 16:00 | 227.5884
2018-02-21 17:00 | 48.2591
2018-02-21 18:00 | 2.04
2018-02-21 19:00 | 2.04
2018-02-21 20:00 | 2.04
2018-02-21 21:00 | 2.04
2018-02-21 22:00 | 2.04
2018-02-21 23:00 | 2.04
2018-02-22 | 2.0394
2018-02-22 01:00 | 2.0394
2018-02-22 02:00 | 2.04
2018-02-22 03:00 | 2.04
2018-02-22 04:00 | 2.04
2018-02-22 05:00 | 214.9712
2018-02-22 06:00 | 191.132
2018-02-22 07:00 | 17.4201
2018-02-22 08:00 | 317.6218
2018-02-22 09:00 | 105.8695
2018-02-22 10:00 | 161.9173
2018-02-22 11:00 | 317.2196
2018-02-22 12:00 | 159.7647
2018-02-22 13:00 | 157.6588
2018-02-22 14:00 | 2.04
2018-02-22 15:00 | 111.2225
2018-02-22 16:00 | 227.5884
2018-02-22 17:00 | 48.2591
2018-02-22 18:00 | 2.04
2018-02-22 19:00 | 2.04
2018-02-22 20:00 | 2.04
2018-02-22 21:00 | 2.04
2018-02-22 22:00 | 2.04
2018-02-22 23:00 | 2.04
2018-02-23 | 2.0394
2018-02-23 01:00 | 2.0394
2018-02-23 02:00 | 2.04
2018-02-23 03:00 | 2.04
2018-02-23 04:00 | 2.04
2018-02-23 05:00 | 214.9712
2018-02-23 06:00 | 191.132
2018-02-23 07:00 | 17.4201
2018-02-23 08:00 | 317.6218
2018-02-23 09:00 | 105.8695
2018-02-23 10:00 | 161.9173
2018-02-23 11:00 | 317.2196
2018-02-23 12:00 | 159.7647
2018-02-23 13:00 | 157.6588
2018-02-23 14:00 | 2.04
2018-02-23 15:00 | 111.2225
2018-02-23 16:00 | 227.5884
2018-02-23 17:00 | 48.2591
2018-02-23 18:00 | 2.04
2018-02-23 19:00 | 2.04
2018-02-23 20:00 | 2.04
2018-02-23 21:00 | 2.04
2018-02-23 22:00 | 2.04
2018-02-23 23:00 | 2.04
2018-02-24 | 2.0394
2018-02-24 01:00 | 2.0394
2018-02-24 02:00 | 2.04
2018-02-24 03:00 | 2.04
2018-02-24 04:00 | 2.04
2018-02-24 05:00 | 214.9712
2018-02-24 06:00 | 191.132
2018-02-24 07:00 | 17.4201
2018-02-24 08:00 | 317.6218
2018-02-24 09:00 | 105.8695
2018-02-24 10:00 | 161.9173
2018-02-24 11:00 | 317.2196
2018-02-24 12:00 | 159.7647
2018-02-24 13:00 | 157.6588
2018-02-24 14:00 | 2.04
2018-02-24 15:00 | 111.2225
2018-02-24 16:00 | 227.5884
2018-02-24 17:00 | 48.2591
2018-02-24 18:00 | 2.04
2018-02-24 19:00 | 2.04
2018-02-24 20:00 | 2.04
2018-02-24 21:00 | 2.04
2018-02-24 22:00 | 2.04
2018-02-24 23:00 | 2.04
2018-02-25 | 2.0394
2018-02-25 01:00 | 1.3596
2018-02-25 02:00 | 1.36
2018-02-25 03:00 | 1.36
2018-02-25 04:00 | 1.36
2018-02-25 05:00 | 1.36
2018-02-25 06:00 | 1.36
2018-02-25 07:00 | 1.36
2018-02-25 08:00 | 1.36
2018-02-25 09:00 | 1.36
2018-02-25 10:00 | 242.9017
2018-02-25 11:00 | 251.3251
2018-02-25 12:00 | 201.7113
2018-02-25 13:00 | 132.4038
2018-02-25 14:00 | 271.154
2018-02-25 15:00 | 87.4485
2018-02-25 16:00 | 1.36
2018-02-25 17:00 | 197.4702
2018-02-25 18:00 | 260.4578
2018-02-25 19:00 | 1.36
2018-02-25 20:00 | 1.36
2018-02-25 21:00 | 1.36
2018-02-25 22:00 | 1.36
2018-02-25 23:00 | 1.36
2018-02-26 | 1.3596
2018-02-26 01:00 | 1.3596
2018-02-26 02:00 | 1.36
2018-02-26 03:00 | 1.36
2018-02-26 04:00 | 1.36
2018-02-26 05:00 | 1.36
2018-02-26 06:00 | 1.36
2018-02-26 07:00 | 1.36
2018-02-26 08:00 | 1.36
2018-02-26 09:00 | 1.36
2018-02-26 10:00 | 242.9017
2018-02-26 11:00 | 251.3251
2018-02-26 12:00 | 201.7113
2018-02-26 13:00 | 132.4038
2018-02-26 14:00 | 271.154
2018-02-26 15:00 | 87.4485
2018-02-26 16:00 | 1.36
2018-02-26 17:00 | 197.4702
2018-02-26 18:00 | 260.4578
2018-02-26 19:00 | 1.36
2018-02-26 20:00 | 1.36
2018-02-26 21:00 | 1.36
2018-02-26 22:00 | 1.36
2018-02-26 23:00 | 1.36
2018-02-27 | 1.3596
2018-02-27 01:00 | 2.0394
2018-02-27 02:00 | 2.04
2018-02-27 03:00 | 2.04
2018-02-27 04:00 | 2.04
2018-02-27 05:00 | 214.9712
2018-02-27 06:00 | 191.132
2018-02-27 07:00 | 17.4201
2018-02-27 08:00 | 317.6218
2018-02-27 09:00 | 105.8695
2018-02-27 10:00 | 161.9173
2018-02-27 11:00 | 317.2196
2018-02-27 12:00 | 159.7647
2018-02-27 13:00 | 157.6588
2018-02-27 14:00 | 2.04
2018-02-27 15:00 | 111.2225
2018-02-27 16:00 | 227.5884
2018-02-27 17:00 | 48.2591
2018-02-27 18:00 | 2.04
2018-02-27 19:00 | 2.04
2018-02-27 20:00 | 2.04
2018-02-27 21:00 | 2.04
2018-02-27 22:00 | 2.04
2018-02-27 23:00 | 2.04
2018-02-28 | 2.0394
2018-02-28 01:00 | 2.0394
2018-02-28 02:00 | 2.04
2018-02-28 03:00 | 2.04
2018-02-28 04:00 | 2.04
2018-02-28 05:00 | 214.9712
2018-02-28 06:00 | 191.132
2018-02-28 07:00 | 17.4201
2018-02-28 08:00 | 317.6218
2018-02-28 09:00 | 105.8695
2018-02-28 10:00 | 161.9173
2018-02-28 11:00 | 317.2196
2018-02-28 12:00 | 159.7647
2018-02-28 13:00 | 157.6588
2018-02-28 14:00 | 2.04
2018-02-28 15:00 | 111.2225
2018-02-28 16:00 | 227.5884
2018-02-28 17:00 | 48.2591
2018-02-28 18:00 | 2.04
2018-02-28 19:00 | 2.04
2018-02-28 20:00 | 2.04
2018-02-28 21:00 | 2.04
2018-02-28 22:00 | 2.04
2018-02-28 23:00 | 2.04
2018-03-01 | 2.0394
2018-03-01 01:00 | 3.0591
2018-03-01 02:00 | 3.06
2018-03-01 03:00 | 61.2448
2018-03-01 04:00 | 329.0691
2018-03-01 05:00 | 158.2396
2018-03-01 06:00 | 98.5243
2018-03-01 07:00 | 3.06
2018-03-01 08:00 | 3.06
2018-03-01 09:00 | 132.8362
2018-03-01 10:00 | 432.7742
2018-03-01 11:00 | 293.4441
2018-03-01 12:00 | 310.4937
2018-03-01 13:00 | 294.4047
2018-03-01 14:00 | 212.9594
2018-03-01 15:00 | 104.4001
2018-03-01 16:00 | 168.8925
2018-03-01 17:00 | 160.7847
2018-03-01 18:00 | 279.2544
2018-03-01 19:00 | 241.9681
2018-03-01 20:00 | 301.5116
2018-03-01 21:00 | 134.0581
2018-03-01 22:00 | 135.2829
2018-03-01 23:00 | 3.06
2018-03-02 | 3.0591
2018-03-02 01:00 | 3.0591
2018-03-02 02:00 | 3.06
2018-03-02 03:00 | 61.2448
2018-03-02 04:00 | 329.0691
2018-03-02 05:00 | 158.2396
2018-03-02 06:00 | 98.5243
2018-03-02 07:00 | 3.06
2018-03-02 08:00 | 3.06
2018-03-02 09:00 | 132.8362
2018-03-02 10:00 | 432.7742
2018-03-02 11:00 | 293.4441
2018-03-02 12:00 | 310.4937
2018-03-02 13:00 | 294.4047
2018-03-02 14:00 | 212.9594
2018-03-02 15:00 | 104.4001
2018-03-02 16:00 | 168.8925
2018-03-02 17:00 | 160.7847
2018-03-02 18:00 | 279.2544
2018-03-02 19:00 | 241.9681
2018-03-02 20:00 | 301.5116
2018-03-02 21:00 | 134.0581
2018-03-02 22:00 | 135.2829
2018-03-02 23:00 | 3.06
2018-03-03 | 3.0591
2018-03-03 01:00 | 3.0591
2018-03-03 02:00 | 3.06
2018-03-03 03:00 | 61.2448
2018-03-03 04:00 | 329.0691
2018-03-03 05:00 | 158.2396
2018-03-03 06:00 | 98.5243
2018-03-03 07:00 | 3.06
2018-03-03 08:00 | 3.06
2018-03-03 09:00 | 132.8362
2018-03-03 10:00 | 432.7742
2018-03-03 11:00 | 293.4441
2018-03-03 12:00 | 310.4937
2018-03-03 13:00 | 294.4047
2018-03-03 14:00 | 212.9594
2018-03-03 15:00 | 104.4001
2018-03-03 16:00 | 168.8925
2018-03-03 17:00 | 160.7847
2018-03-03 18:00 | 279.2544
2018-03-03 19:00 | 241.9681
2018-03-03 20:00 | 301.5116
2018-03-03 21:00 | 134.0581
2018-03-03 22:00 | 135.2829
2018-03-03 23:00 | 3.06
2018-03-04 | 3.0591
2018-03-04 01:00 | 2.8892
2018-03-04 02:00 | 2.89
2018-03-04 03:00 | 2.89
2018-03-04 04:00 | 46.7482
2018-03-04 05:00 | 160.6147
2018-03-04 06:00 | 211.5237
2018-03-04 07:00 | 354.5313
2018-03-04 08:00 | 487.6325
2018-03-04 09:00 | 246.7411
2018-03-04 10:00 | 2.89
2018-03-04 11:00 | 2.89
2018-03-04 12:00 | 62.9149
2018-03-04 13:00 | 160.6147
2018-03-04 14:00 | 137.2679
2018-03-04 15:00 | 224.6207
2018-03-04 16:00 | 125.0361
2018-03-04 17:00 | 130.4737
2018-03-04 18:00 | 45.8689
2018-03-04 19:00 | 412.2771
2018-03-04 20:00 | 189.6595
2018-03-04 21:00 | 373.4155
2018-03-04 22:00 | 315.2667
2018-03-04 23:00 | 37.236
2018-03-05 | 2.8892
2018-03-05 01:00 | 2.8892
2018-03-05 02:00 | 2.89
2018-03-05 03:00 | 2.89
2018-03-05 04:00 | 46.7482
2018-03-05 05:00 | 160.6147
2018-03-05 06:00 | 211.5237
2018-03-05 07:00 | 354.5313
2018-03-05 08:00 | 487.6325
2018-03-05 09:00 | 246.7411
2018-03-05 10:00 | 2.89
2018-03-05 11:00 | 2.89
2018-03-05 12:00 | 62.9149
2018-03-05 13:00 | 160.6147
2018-03-05 14:00 | 137.2679
2018-03-05 15:00 | 224.6207
2018-03-05 16:00 | 125.0361
2018-03-05 17:00 | 130.4737
2018-03-05 18:00 | 45.8689
2018-03-05 19:00 | 412.2771
2018-03-05 20:00 | 189.6595
2018-03-05 21:00 | 373.4155
2018-03-05 22:00 | 315.2667
2018-03-05 23:00 | 37.236
2018-03-06 | 2.8892
2018-03-06 01:00 | 3.0591
2018-03-06 02:00 | 3.06
2018-03-06 03:00 | 61.2448
2018-03-06 04:00 | 329.0691
2018-03-06 05:00 | 158.2396
2018-03-06 06:00 | 98.5243
2018-03-06 07:00 | 3.06
2018-03-06 08:00 | 3.06
2018-03-06 09:00 | 132.8362
2018-03-06 10:00 | 432.7742
2018-03-06 11:00 | 293.4441
2018-03-06 12:00 | 310.4937
2018-03-06 13:00 | 294.4047
2018-03-06 14:00 | 212.9594
2018-03-06 15:00 | 104.4001
2018-03-06 16:00 | 168.8925
2018-03-06 17:00 | 160.7847
2018-03-06 18:00 | 279.2544
2018-03-06 19:00 | 241.9681
2018-03-06 20:00 | 301.5116
2018-03-06 21:00 | 134.0581
2018-03-06 22:00 | 135.2829
2018-03-06 23:00 | 3.06
2018-03-07 | 3.0591
2018-03-07 01:00 | 3.0591
2018-03-07 02:00 | 3.06
2018-03-07 03:00 | 61.2448
2018-03-07 04:00 | 329.0691
2018-03-07 05:00 | 158.2396
2018-03-07 06:00 | 98.5243
2018-03-07 07:00 | 3.06
2018-03-07 08:00 | 3.06
2018-03-07 09:00 | 132.8362
2018-03-07 10:00 | 432.7742
2018-03-07 11:00 | 293.4441
2018-03-07 12:00 | 310.4937
2018-03-07 13:00 | 294.4047
2018-03-07 14:00 | 212.9594
2018-03-07 15:00 | 104.4001
2018-03-07 16:00 | 168.8925
2018-03-07 17:00 | 160.7847
2018-03-07 18:00 | 279.2544
2018-03-07 19:00 | 241.9681
2018-03-07 20:00 | 301.5116
2018-03-07 21:00 | 134.0581
2018-03-07 22:00 | 135.2829
2018-03-07 23:00 | 3.06
2018-03-08 | 3.0591
2018-03-08 01:00 | 3.0591
2018-03-08 02:00 | 3.06
2018-03-08 03:00 | 61.2448
2018-03-08 04:00 | 329.0691
2018-03-08 05:00 | 158.2396
2018-03-08 06:00 | 98.5243
2018-03-08 07:00 | 3.06
2018-03-08 08:00 | 3.06
2018-03-08 09:00 | 132.8362
2018-03-08 10:00 | 432.7742
2018-03-08 11:00 | 293.4441
2018-03-08 12:00 | 310.4937
2018-03-08 13:00 | 294.4047
2018-03-08 14:00 | 212.9594
2018-03-08 15:00 | 104.4001
2018-03-08 16:00 | 168.8925
2018-03-08 17:00 | 160.7847
2018-03-08 18:00 | 279.2544
2018-03-08 19:00 | 241.9681
2018-03-08 20:00 | 301.5116
2018-03-08 21:00 | 134.0581
2018-03-08 22:00 | 135.2829
2018-03-08 23:00 | 3.06
2018-03-09 | 3.0591
2018-03-09 01:00 | 3.0591
2018-03-09 02:00 | 3.06
2018-03-09 03:00 | 61.2448
2018-03-09 04:00 | 329.0691
2018-03-09 05:00 | 158.2396
2018-03-09 06:00 | 98.5243
2018-03-09 07:00 | 3.06
2018-03-09 08:00 | 3.06
2018-03-09 09:00 | 132.8362
2018-03-09 10:00 | 432.7742
2018-03-09 11:00 | 293.4441
2018-03-09 12:00 | 310.4937
2018-03-09 13:00 | 294.4047
2018-03-09 14:00 | 212.9594
2018-03-09 15:00 | 104.4001
2018-03-09 16:00 | 168.8925
2018-03-09 17:00 | 160.7847
2018-03-09 18:00 | 279.2544
2018-03-09 19:00 | 241.9681
2018-03-09 20:00 | 301.5116
2018-03-09 21:00 | 134.0581
2018-03-09 22:00 | 135.2829
2018-03-09 23:00 | 3.06
2018-03-10 | 3.0591
2018-03-10 01:00 | 3.0591
2018-03-10 02:00 | 3.06
2018-03-10 03:00 | 61.2448
2018-03-10 04:00 | 329.0691
2018-03-10 05:00 | 158.2396
2018-03-10 06:00 | 98.5243
2018-03-10 07:00 | 3.06
2018-03-10 08:00 | 3.06
2018-03-10 09:00 | 132.8362
2018-03-10 10:00 | 432.7742
2018-03-10 11:00 | 293.4441
2018-03-10 12:00 | 310.4937
2018-03-10 13:00 | 294.4047
2018-03-10 14:00 | 212.9594
2018-03-10 15:00 | 104.4001
2018-03-10 16:00 | 168.8925
2018-03-10 17:00 | 160.7847
2018-03-10 18:00 | 279.2544
2018-03-10 19:00 | 241.9681
2018-03-10 20:00 | 301.5116
2018-03-10 21:00 | 134.0581
2018-03-10 22:00 | 135.2829
2018-03-10 23:00 | 3.06
2018-03-11 | 3.0591
2018-03-11 01:00 | 2.8892
2018-03-11 02:00 | 2.89
2018-03-11 03:00 | 2.89
2018-03-11 04:00 | 46.7482
2018-03-11 05:00 | 160.6147
2018-03-11 06:00 | 211.5237
2018-03-11 07:00 | 354.5313
2018-03-11 08:00 | 487.6325
2018-03-11 09:00 | 246.7411
2018-03-11 10:00 | 2.89
2018-03-11 11:00 | 2.89
2018-03-11 12:00 | 62.9149
2018-03-11 13:00 | 160.6147
2018-03-11 14:00 | 137.2679
2018-03-11 15:00 | 224.6207
2018-03-11 16:00 | 125.0361
2018-03-11 17:00 | 130.4737
2018-03-11 18:00 | 45.8689
2018-03-11 19:00 | 412.2771
2018-03-11 20:00 | 189.6595
2018-03-11 21:00 | 373.4155
2018-03-11 22:00 | 315.2667
2018-03-11 23:00 | 37.236
2018-03-12 | 2.8892
2018-03-12 01:00 | 2.8892
2018-03-12 02:00 | 2.89
2018-03-12 03:00 | 2.89
2018-03-12 04:00 | 46.7482
2018-03-12 05:00 | 160.6147
2018-03-12 06:00 | 211.5237
2018-03-12 07:00 | 354.5313
2018-03-12 08:00 | 487.6325
2018-03-12 09:00 | 246.7411
2018-03-12 10:00 | 2.89
2018-03-12 11:00 | 2.89
2018-03-12 12:00 | 62.9149
2018-03-12 13:00 | 160.6147
2018-03-12 14:00 | 137.2679
2018-03-12 15:00 | 224.6207
2018-03-12 16:00 | 125.0361
2018-03-12 17:00 | 130.4737
2018-03-12 18:00 | 45.8689
2018-03-12 19:00 | 412.2771
2018-03-12 20:00 | 189.6595
2018-03-12 21:00 | 373.4155
2018-03-12 22:00 | 315.2667
2018-03-12 23:00 | 37.236
2018-03-13 | 2.8892
2018-03-13 01:00 | 3.0591
2018-03-13 02:00 | 3.06
2018-03-13 03:00 | 61.2448
2018-03-13 04:00 | 329.0691
2018-03-13 05:00 | 158.2396
2018-03-13 06:00 | 98.5243
2018-03-13 07:00 | 3.06
2018-03-13 08:00 | 3.06
2018-03-13 09:00 | 132.8362
2018-03-13 10:00 | 432.7742
2018-03-13 11:00 | 293.4441
2018-03-13 12:00 | 310.4937
2018-03-13 13:00 | 294.4047
2018-03-13 14:00 | 212.9594
2018-03-13 15:00 | 104.4001
2018-03-13 16:00 | 168.8925
2018-03-13 17:00 | 160.7847
2018-03-13 18:00 | 279.2544
2018-03-13 19:00 | 241.9681
2018-03-13 20:00 | 301.5116
2018-03-13 21:00 | 134.0581
2018-03-13 22:00 | 135.2829
2018-03-13 23:00 | 3.06
2018-03-14 | 3.0591
2018-03-14 01:00 | 3.0591
2018-03-14 02:00 | 3.06
2018-03-14 03:00 | 61.2448
2018-03-14 04:00 | 329.0691
2018-03-14 05:00 | 158.2396
2018-03-14 06:00 | 98.5243
2018-03-14 07:00 | 3.06
2018-03-14 08:00 | 3.06
2018-03-14 09:00 | 132.8362
2018-03-14 10:00 | 432.7742
2018-03-14 11:00 | 293.4441
2018-03-14 12:00 | 310.4937
2018-03-14 13:00 | 294.4047
2018-03-14 14:00 | 212.9594
2018-03-14 15:00 | 104.4001
2018-03-14 16:00 | 168.8925
2018-03-14 17:00 | 160.7847
2018-03-14 18:00 | 279.2544
2018-03-14 19:00 | 241.9681
2018-03-14 20:00 | 301.5116
2018-03-14 21:00 | 134.0581
2018-03-14 22:00 | 135.2829
2018-03-14 23:00 | 3.06
2018-03-15 | 3.0591
2018-03-15 01:00 | 3.0591
2018-03-15 02:00 | 3.06
2018-03-15 03:00 | 61.2448
2018-03-15 04:00 | 329.0691
2018-03-15 05:00 | 158.2396
2018-03-15 06:00 | 98.5243
2018-03-15 07:00 | 3.06
2018-03-15 08:00 | 3.06
2018-03-15 09:00 | 132.8362
2018-03-15 10:00 | 432.7742
2018-03-15 11:00 | 293.4441
2018-03-15 12:00 | 310.4937
2018-03-15 13:00 | 294.4047
2018-03-15 14:00 | 212.9594
2018-03-15 15:00 | 104.4001
2018-03-15 16:00 | 168.8925
2018-03-15 17:00 | 160.7847
2018-03-15 18:00 | 279.2544
2018-03-15 19:00 | 241.9681
2018-03-15 20:00 | 301.5116
2018-03-15 21:00 | 134.0581
2018-03-15 22:00 | 135.2829
2018-03-15 23:00 | 3.06
2018-03-16 | 3.0591
2018-03-16 01:00 | 3.0591
2018-03-16 02:00 | 3.06
2018-03-16 03:00 | 61.2448
2018-03-16 04:00 | 329.0691
2018-03-16 05:00 | 158.2396
2018-03-16 06:00 | 98.5243
2018-03-16 07:00 | 3.06
2018-03-16 08:00 | 3.06
2018-03-16 09:00 | 132.8362
2018-03-16 10:00 | 432.7742
2018-03-16 11:00 | 293.4441
2018-03-16 12:00 | 310.4937
2018-03-16 13:00 | 294.4047
2018-03-16 14:00 | 212.9594
2018-03-16 15:00 | 104.4001
2018-03-16 16:00 | 168.8925
2018-03-16 17:00 | 160.7847
2018-03-16 18:00 | 279.2544
2018-03-16 19:00 | 241.9681
2018-03-16 20:00 | 301.5116
2018-03-16 21:00 | 134.0581
2018-03-16 22:00 | 135.2829
2018-03-16 23:00 | 3.06
2018-03-17 | 3.0591
2018-03-17 01:00 | 3.0591
2018-03-17 02:00 | 3.06
2018-03-17 03:00 | 61.2448
2018-03-17 04:00 | 329.0691
2018-03-17 05:00 | 158.2396
2018-03-17 06:00 | 98.5243
2018-03-17 07:00 | 3.06
2018-03-17 08:00 | 3.06
2018-03-17 09:00 | 132.8362
2018-03-17 10:00 | 432.7742
2018-03-17 11:00 | 293.4441
2018-03-17 12:00 | 310.4937
2018-03-17 13:00 | 294.4047
2018-03-17 14:00 | 212.9594
2018-03-17 15:00 | 104.4001
2018-03-17 16:00 | 168.8925
2018-03-17 17:00 | 160.7847
2018-03-17 18:00 | 279.2544
2018-03-17 19:00 | 241.9681
2018-03-17 20:00 | 301.5116
2018-03-17 21:00 | 134.0581
2018-03-17 22:00 | 135.2829
2018-03-17 23:00 | 3.06
2018-03-18 | 3.0591
2018-03-18 01:00 | 2.8892
2018-03-18 02:00 | 2.89
2018-03-18 03:00 | 2.89
2018-03-18 04:00 | 46.7482
2018-03-18 05:00 | 160.6147
2018-03-18 06:00 | 211.5237
2018-03-18 07:00 | 354.5313
2018-03-18 08:00 | 487.6325
2018-03-18 09:00 | 246.7411
2018-03-18 10:00 | 2.89
2018-03-18 11:00 | 2.89
2018-03-18 12:00 | 62.9149
2018-03-18 13:00 | 160.6147
2018-03-18 14:00 | 137.2679
2018-03-18 15:00 | 224.6207
2018-03-18 16:00 | 125.0361
2018-03-18 17:00 | 130.4737
2018-03-18 18:00 | 45.8689
2018-03-18 19:00 | 412.2771
2018-03-18 20:00 | 189.6595
2018-03-18 21:00 | 373.4155
2018-03-18 22:00 | 315.2667
2018-03-18 23:00 | 37.236
2018-03-19 | 2.8892
2018-03-19 01:00 | 2.8892
2018-03-19 02:00 | 2.89
2018-03-19 03:00 | 2.89
2018-03-19 04:00 | 46.7482
2018-03-19 05:00 | 160.6147
2018-03-19 06:00 | 211.5237
2018-03-19 07:00 | 354.5313
2018-03-19 08:00 | 487.6325
2018-03-19 09:00 | 246.7411
2018-03-19 10:00 | 2.89
2018-03-19 11:00 | 2.89
2018-03-19 12:00 | 62.9149
2018-03-19 13:00 | 160.6147
2018-03-19 14:00 | 137.2679
2018-03-19 15:00 | 224.6207
2018-03-19 16:00 | 125.0361
2018-03-19 17:00 | 130.4737
2018-03-19 18:00 | 45.8689
2018-03-19 19:00 | 412.2771
2018-03-19 20:00 | 189.6595
2018-03-19 21:00 | 373.4155
2018-03-19 22:00 | 315.2667
2018-03-19 23:00 | 37.236
2018-03-20 | 2.8892
2018-03-20 01:00 | 3.0591
2018-03-20 02:00 | 3.06
2018-03-20 03:00 | 61.2448
2018-03-20 04:00 | 329.0691
2018-03-20 05:00 | 158.2396
2018-03-20 06:00 | 98.5243
2018-03-20 07:00 | 3.06
2018-03-20 08:00 | 3.06
2018-03-20 09:00 | 132.8362
2018-03-20 10:00 | 432.7742
2018-03-20 11:00 | 293.4441
2018-03-20 12:00 | 310.4937
2018-03-20 13:00 | 294.4047
2018-03-20 14:00 | 212.9594
2018-03-20 15:00 | 104.4001
2018-03-20 16:00 | 168.8925
2018-03-20 17:00 | 160.7847
2018-03-20 18:00 | 279.2544
2018-03-20 19:00 | 241.9681
2018-03-20 20:00 | 301.5116
2018-03-20 21:00 | 134.0581
2018-03-20 22:00 | 135.2829
2018-03-20 23:00 | 3.06
2018-03-21 | 3.0591
2018-03-21 01:00 | 3.0591
2018-03-21 02:00 | 3.06
2018-03-21 03:00 | 61.2448
2018-03-21 04:00 | 329.0691
2018-03-21 05:00 | 158.2396
2018-03-21 06:00 | 98.5243
2018-03-21 07:00 | 3.06
2018-03-21 08:00 | 3.06
2018-03-21 09:00 | 132.8362
2018-03-21 10:00 | 432.7742
2018-03-21 11:00 | 293.4441
2018-03-21 12:00 | 310.4937
2018-03-21 13:00 | 294.4047
2018-03-21 14:00 | 212.9594
2018-03-21 15:00 | 104.4001
2018-03-21 16:00 | 168.8925
2018-03-21 17:00 | 160.7847
2018-03-21 18:00 | 279.2544
2018-03-21 19:00 | 241.9681
2018-03-21 20:00 | 301.5116
2018-03-21 21:00 | 134.0581
2018-03-21 22:00 | 135.2829
2018-03-21 23:00 | 3.06
2018-03-22 | 3.0591
2018-03-22 01:00 | 3.0591
2018-03-22 02:00 | 3.06
2018-03-22 03:00 | 61.2448
2018-03-22 04:00 | 329.0691
2018-03-22 05:00 | 158.2396
2018-03-22 06:00 | 98.5243
2018-03-22 07:00 | 3.06
2018-03-22 08:00 | 3.06
2018-03-22 09:00 | 132.8362
2018-03-22 10:00 | 432.7742
2018-03-22 11:00 | 293.4441
2018-03-22 12:00 | 310.4937
2018-03-22 13:00 | 294.4047
2018-03-22 14:00 | 212.9594
2018-03-22 15:00 | 104.4001
2018-03-22 16:00 | 168.8925
2018-03-22 17:00 | 160.7847
2018-03-22 18:00 | 279.2544
2018-03-22 19:00 | 241.9681
2018-03-22 20:00 | 301.5116
2018-03-22 21:00 | 134.0581
2018-03-22 22:00 | 135.2829
2018-03-22 23:00 | 3.06
2018-03-23 | 3.0591
2018-03-23 01:00 | 3.0591
2018-03-23 02:00 | 3.06
2018-03-23 03:00 | 61.2448
2018-03-23 04:00 | 329.0691
2018-03-23 05:00 | 158.2396
2018-03-23 06:00 | 98.5243
2018-03-23 07:00 | 3.06
2018-03-23 08:00 | 3.06
2018-03-23 09:00 | 132.8362
2018-03-23 10:00 | 432.7742
2018-03-23 11:00 | 293.4441
2018-03-23 12:00 | 310.4937
2018-03-23 13:00 | 294.4047
2018-03-23 14:00 | 212.9594
2018-03-23 15:00 | 104.4001
2018-03-23 16:00 | 168.8925
2018-03-23 17:00 | 160.7847
2018-03-23 18:00 | 279.2544
2018-03-23 19:00 | 241.9681
2018-03-23 20:00 | 301.5116
2018-03-23 21:00 | 134.0581
2018-03-23 22:00 | 135.2829
2018-03-23 23:00 | 3.06
2018-03-24 | 3.0591
2018-03-24 01:00 | 3.0591
2018-03-24 02:00 | 3.06
2018-03-24 03:00 | 61.2448
2018-03-24 04:00 | 329.0691
2018-03-24 05:00 | 158.2396
2018-03-24 06:00 | 98.5243
2018-03-24 07:00 | 3.06
2018-03-24 08:00 | 3.06
2018-03-24 09:00 | 132.8362
2018-03-24 10:00 | 432.7742
2018-03-24 11:00 | 293.4441
2018-03-24 12:00 | 310.4937
2018-03-24 13:00 | 294.4047
2018-03-24 14:00 | 212.9594
2018-03-24 15:00 | 104.4001
2018-03-24 16:00 | 168.8925
2018-03-24 17:00 | 160.7847
2018-03-24 18:00 | 279.2544
2018-03-24 19:00 | 241.9681
2018-03-24 20:00 | 301.5116
2018-03-24 21:00 | 134.0581
2018-03-24 22:00 | 135.2829
2018-03-24 23:00 | 3.06
2018-03-25 | 3.0591
2018-03-25 01:00 | 2.8892
2018-03-25 02:00 | 2.89
2018-03-25 03:00 | 2.89
2018-03-25 04:00 | 46.7482
2018-03-25 05:00 | 160.6147
2018-03-25 06:00 | 211.5237
2018-03-25 07:00 | 354.5313
2018-03-25 08:00 | 487.6325
2018-03-25 09:00 | 246.7411
2018-03-25 10:00 | 2.89
2018-03-25 11:00 | 2.89
2018-03-25 12:00 | 62.9149
2018-03-25 13:00 | 160.6147
2018-03-25 14:00 | 137.2679
2018-03-25 15:00 | 224.6207
2018-03-25 16:00 | 125.0361
2018-03-25 17:00 | 130.4737
2018-03-25 18:00 | 45.8689
2018-03-25 19:00 | 412.2771
2018-03-25 20:00 | 189.6595
2018-03-25 21:00 | 373.4155
2018-03-25 22:00 | 315.2667
2018-03-25 23:00 | 37.236
2018-03-26 | 2.8892
2018-03-26 01:00 | 2.8892
2018-03-26 02:00 | 2.89
2018-03-26 03:00 | 2.89
2018-03-26 04:00 | 46.7482
2018-03-26 05:00 | 160.6147
2018-03-26 06:00 | 211.5237
2018-03-26 07:00 | 354.5313
2018-03-26 08:00 | 487.6325
2018-03-26 09:00 | 246.7411
2018-03-26 10:00 | 2.89
2018-03-26 11:00 | 2.89
2018-03-26 12:00 | 62.9149
2018-03-26 13:00 | 160.6147
2018-03-26 14:00 | 137.2679
2018-03-26 15:00 | 224.6207
2018-03-26 16:00 | 125.0361
2018-03-26 17:00 | 130.4737
2018-03-26 18:00 | 45.8689
2018-03-26 19:00 | 412.2771
2018-03-26 20:00 | 189.6595
2018-03-26 21:00 | 373.4155
2018-03-26 22:00 | 315.2667
2018-03-26 23:00 | 37.236
2018-03-27 | 2.8892
2018-03-27 01:00 | 3.0591
2018-03-27 02:00 | 3.06
2018-03-27 03:00 | 61.2448
2018-03-27 04:00 | 329.0691
2018-03-27 05:00 | 158.2396
2018-03-27 06:00 | 98.5243
2018-03-27 07:00 | 3.06
2018-03-27 08:00 | 3.06
2018-03-27 09:00 | 132.8362
2018-03-27 10:00 | 432.7742
2018-03-27 11:00 | 293.4441
2018-03-27 12:00 | 310.4937
2018-03-27 13:00 | 294.4047
2018-03-27 14:00 | 212.9594
2018-03-27 15:00 | 104.4001
2018-03-27 16:00 | 168.8925
2018-03-27 17:00 | 160.7847
2018-03-27 18:00 | 279.2544
2018-03-27 19:00 | 241.9681
2018-03-27 20:00 | 301.5116
2018-03-27 21:00 | 134.0581
2018-03-27 22:00 | 135.2829
2018-03-27 23:00 | 3.06
2018-03-28 | 3.0591
2018-03-28 01:00 | 3.0591
2018-03-28 02:00 | 3.06
2018-03-28 03:00 | 61.2448
2018-03-28 04:00 | 329.0691
2018-03-28 05:00 | 158.2396
2018-03-28 06:00 | 98.5243
2018-03-28 07:00 | 3.06
2018-03-28 08:00 | 3.06
2018-03-28 09:00 | 132.8362
2018-03-28 10:00 | 432.7742
2018-03-28 11:00 | 293.4441
2018-03-28 12:00 | 310.4937
2018-03-28 13:00 | 294.4047
2018-03-28 14:00 | 212.9594
2018-03-28 15:00 | 104.4001
2018-03-28 16:00 | 168.8925
2018-03-28 17:00 | 160.7847
2018-03-28 18:00 | 279.2544
2018-03-28 19:00 | 241.9681
2018-03-28 20:00 | 301.5116
2018-03-28 21:00 | 134.0581
2018-03-28 22:00 | 135.2829
2018-03-28 23:00 | 3.06
2018-03-29 | 3.0591
2018-03-29 01:00 | 3.0591
2018-03-29 02:00 | 3.06
2018-03-29 03:00 | 61.2448
2018-03-29 04:00 | 329.0691
2018-03-29 05:00 | 158.2396
2018-03-29 06:00 | 98.5243
2018-03-29 07:00 | 3.06
2018-03-29 08:00 | 3.06
2018-03-29 09:00 | 132.8362
2018-03-29 10:00 | 432.7742
2018-03-29 11:00 | 293.4441
2018-03-29 12:00 | 310.4937
2018-03-29 13:00 | 294.4047
2018-03-29 14:00 | 212.9594
2018-03-29 15:00 | 104.4001
2018-03-29 16:00 | 168.8925
2018-03-29 17:00 | 160.7847
2018-03-29 18:00 | 279.2544
2018-03-29 19:00 | 241.9681
2018-03-29 20:00 | 301.5116
2018-03-29 21:00 | 134.0581
2018-03-29 22:00 | 135.2829
2018-03-29 23:00 | 3.06
2018-03-30 | 3.0591
2018-03-30 01:00 | 3.0591
2018-03-30 02:00 | 3.06
2018-03-30 03:00 | 61.2448
2018-03-30 04:00 | 329.0691
2018-03-30 05:00 | 158.2396
2018-03-30 06:00 | 98.5243
2018-03-30 07:00 | 3.06
2018-03-30 08:00 | 3.06
2018-03-30 09:00 | 132.8362
2018-03-30 10:00 | 432.7742
2018-03-30 11:00 | 293.4441
2018-03-30 12:00 | 310.4937
2018-03-30 13:00 | 294.4047
2018-03-30 14:00 | 212.9594
2018-03-30 15:00 | 104.4001
2018-03-30 16:00 | 168.8925
2018-03-30 17:00 | 160.7847
2018-03-30 18:00 | 279.2544
2018-03-30 19:00 | 241.9681
2018-03-30 20:00 | 301.5116
2018-03-30 21:00 | 134.0581
2018-03-30 22:00 | 135.2829
2018-03-30 23:00 | 3.06
2018-03-31 | 3.0591
2018-03-31 01:00 | 3.0591
2018-03-31 02:00 | 3.06
2018-03-31 03:00 | 61.2448
2018-03-31 04:00 | 329.0691
2018-03-31 05:00 | 158.2396
2018-03-31 06:00 | 98.5243
2018-03-31 07:00 | 3.06
2018-03-31 08:00 | 3.06
2018-03-31 09:00 | 132.8362
2018-03-31 10:00 | 432.7742
2018-03-31 11:00 | 293.4441
2018-03-31 12:00 | 310.4937
2018-03-31 13:00 | 294.4047
2018-03-31 14:00 | 212.9594
2018-03-31 15:00 | 104.4001
2018-03-31 16:00 | 168.8925
2018-03-31 17:00 | 160.7847
2018-03-31 18:00 | 279.2544
2018-03-31 19:00 | 241.9681
2018-03-31 20:00 | 301.5116
2018-03-31 21:00 | 134.0581
2018-03-31 22:00 | 135.2829
2018-03-31 23:00 | 3.06
2018-04-01 | 3.0591
2018-04-01 01:00 | 2.8892
2018-04-01 02:00 | 2.89
2018-04-01 03:00 | 2.89
2018-04-01 04:00 | 46.7482
2018-04-01 05:00 | 160.6147
2018-04-01 06:00 | 211.5237
2018-04-01 07:00 | 354.5313
2018-04-01 08:00 | 487.6325
2018-04-01 09:00 | 246.7411
2018-04-01 10:00 | 2.89
2018-04-01 11:00 | 2.89
2018-04-01 12:00 | 62.9149
2018-04-01 13:00 | 160.6147
2018-04-01 14:00 | 137.2679
2018-04-01 15:00 | 224.6207
2018-04-01 16:00 | 125.0361
2018-04-01 17:00 | 130.4737
2018-04-01 18:00 | 45.8689
2018-04-01 19:00 | 412.2771
2018-04-01 20:00 | 189.6595
2018-04-01 21:00 | 373.4155
2018-04-01 22:00 | 315.2667
2018-04-01 23:00 | 37.236
2018-04-02 | 2.8892
2018-04-02 01:00 | 2.8892
2018-04-02 02:00 | 2.89
2018-04-02 03:00 | 2.89
2018-04-02 04:00 | 46.7482
2018-04-02 05:00 | 160.6147
2018-04-02 06:00 | 211.5237
2018-04-02 07:00 | 354.5313
2018-04-02 08:00 | 487.6325
2018-04-02 09:00 | 246.7411
2018-04-02 10:00 | 2.89
2018-04-02 11:00 | 2.89
2018-04-02 12:00 | 62.9149
2018-04-02 13:00 | 160.6147
2018-04-02 14:00 | 137.2679
2018-04-02 15:00 | 224.6207
2018-04-02 16:00 | 125.0361
2018-04-02 17:00 | 130.4737
2018-04-02 18:00 | 45.8689
2018-04-02 19:00 | 412.2771
2018-04-02 20:00 | 189.6595
2018-04-02 21:00 | 373.4155
2018-04-02 22:00 | 315.2667
2018-04-02 23:00 | 37.236
2018-04-03 | 2.8892
2018-04-03 01:00 | 3.0591
2018-04-03 02:00 | 3.06
2018-04-03 03:00 | 61.2448
2018-04-03 04:00 | 329.0691
2018-04-03 05:00 | 158.2396
2018-04-03 06:00 | 98.5243
2018-04-03 07:00 | 3.06
2018-04-03 08:00 | 3.06
2018-04-03 09:00 | 132.8362
2018-04-03 10:00 | 432.7742
2018-04-03 11:00 | 293.4441
2018-04-03 12:00 | 310.4937
2018-04-03 13:00 | 294.4047
2018-04-03 14:00 | 212.9594
2018-04-03 15:00 | 104.4001
2018-04-03 16:00 | 168.8925
2018-04-03 17:00 | 160.7847
2018-04-03 18:00 | 279.2544
2018-04-03 19:00 | 241.9681
2018-04-03 20:00 | 301.5116
2018-04-03 21:00 | 134.0581
2018-04-03 22:00 | 135.2829
2018-04-03 23:00 | 3.06
2018-04-04 | 3.0591
2018-04-04 01:00 | 3.0591
2018-04-04 02:00 | 3.06
2018-04-04 03:00 | 61.2448
2018-04-04 04:00 | 329.0691
2018-04-04 05:00 | 158.2396
2018-04-04 06:00 | 98.5243
2018-04-04 07:00 | 3.06
2018-04-04 08:00 | 3.06
2018-04-04 09:00 | 132.8362
2018-04-04 10:00 | 432.7742
2018-04-04 11:00 | 293.4441
2018-04-04 12:00 | 310.4937
2018-04-04 13:00 | 294.4047
2018-04-04 14:00 | 212.9594
2018-04-04 15:00 | 104.4001
2018-04-04 16:00 | 168.8925
2018-04-04 17:00 | 160.7847
2018-04-04 18:00 | 279.2544
2018-04-04 19:00 | 241.9681
2018-04-04 20:00 | 301.5116
2018-04-04 21:00 | 134.0581
2018-04-04 22:00 | 135.2829
2018-04-04 23:00 | 3.06
2018-04-05 | 3.0591
2018-04-05 01:00 | 3.0591
2018-04-05 02:00 | 3.06
2018-04-05 03:00 | 61.2448
2018-04-05 04:00 | 329.0691
2018-04-05 05:00 | 158.2396
2018-04-05 06:00 | 98.5243
2018-04-05 07:00 | 3.06
2018-04-05 08:00 | 3.06
2018-04-05 09:00 | 132.8362
2018-04-05 10:00 | 432.7742
2018-04-05 11:00 | 293.4441
2018-04-05 12:00 | 310.4937
2018-04-05 13:00 | 294.4047
2018-04-05 14:00 | 212.9594
2018-04-05 15:00 | 104.4001
2018-04-05 16:00 | 168.8925
2018-04-05 17:00 | 160.7847
2018-04-05 18:00 | 279.2544
2018-04-05 19:00 | 241.9681
2018-04-05 20:00 | 301.5116
2018-04-05 21:00 | 134.0581
2018-04-05 22:00 | 135.2829
2018-04-05 23:00 | 3.06
2018-04-06 | 3.0591
2018-04-06 01:00 | 3.0591
2018-04-06 02:00 | 3.06
2018-04-06 03:00 | 61.2448
2018-04-06 04:00 | 329.0691
2018-04-06 05:00 | 158.2396
2018-04-06 06:00 | 98.5243
2018-04-06 07:00 | 3.06
2018-04-06 08:00 | 3.06
2018-04-06 09:00 | 132.8362
2018-04-06 10:00 | 432.7742
2018-04-06 11:00 | 293.4441
2018-04-06 12:00 | 310.4937
2018-04-06 13:00 | 294.4047
2018-04-06 14:00 | 212.9594
2018-04-06 15:00 | 104.4001
2018-04-06 16:00 | 168.8925
2018-04-06 17:00 | 160.7847
2018-04-06 18:00 | 279.2544
2018-04-06 19:00 | 241.9681
2018-04-06 20:00 | 301.5116
2018-04-06 21:00 | 134.0581
2018-04-06 22:00 | 135.2829
2018-04-06 23:00 | 3.06
2018-04-07 | 3.0591
2018-04-07 01:00 | 3.0591
2018-04-07 02:00 | 3.06
2018-04-07 03:00 | 61.2448
2018-04-07 04:00 | 329.0691
2018-04-07 05:00 | 158.2396
2018-04-07 06:00 | 98.5243
2018-04-07 07:00 | 3.06
2018-04-07 08:00 | 3.06
2018-04-07 09:00 | 132.8362
2018-04-07 10:00 | 432.7742
2018-04-07 11:00 | 293.4441
2018-04-07 12:00 | 310.4937
2018-04-07 13:00 | 294.4047
2018-04-07 14:00 | 212.9594
2018-04-07 15:00 | 104.4001
2018-04-07 16:00 | 168.8925
2018-04-07 17:00 | 160.7847
2018-04-07 18:00 | 279.2544
2018-04-07 19:00 | 241.9681
2018-04-07 20:00 | 301.5116
2018-04-07 21:00 | 134.0581
2018-04-07 22:00 | 135.2829
2018-04-07 23:00 | 3.06
2018-04-08 | 3.0591
2018-04-08 01:00 | 2.8892
2018-04-08 02:00 | 2.89
2018-04-08 03:00 | 2.89
2018-04-08 04:00 | 46.7482
2018-04-08 05:00 | 160.6147
2018-04-08 06:00 | 211.5237
2018-04-08 07:00 | 354.5313
2018-04-08 08:00 | 487.6325
2018-04-08 09:00 | 246.7411
2018-04-08 10:00 | 2.89
2018-04-08 11:00 | 2.89
2018-04-08 12:00 | 62.9149
2018-04-08 13:00 | 160.6147
2018-04-08 14:00 | 137.2679
2018-04-08 15:00 | 224.6207
2018-04-08 16:00 | 125.0361
2018-04-08 17:00 | 130.4737
2018-04-08 18:00 | 45.8689
2018-04-08 19:00 | 412.2771
2018-04-08 20:00 | 189.6595
2018-04-08 21:00 | 373.4155
2018-04-08 22:00 | 315.2667
2018-04-08 23:00 | 37.236
2018-04-09 | 2.8892
2018-04-09 01:00 | 2.8892
2018-04-09 02:00 | 2.89
2018-04-09 03:00 | 2.89
2018-04-09 04:00 | 46.7482
2018-04-09 05:00 | 160.6147
2018-04-09 06:00 | 211.5237
2018-04-09 07:00 | 354.5313
2018-04-09 08:00 | 487.6325
2018-04-09 09:00 | 246.7411
2018-04-09 10:00 | 2.89
2018-04-09 11:00 | 2.89
2018-04-09 12:00 | 62.9149
2018-04-09 13:00 | 160.6147
2018-04-09 14:00 | 137.2679
2018-04-09 15:00 | 224.6207
2018-04-09 16:00 | 125.0361
2018-04-09 17:00 | 130.4737
2018-04-09 18:00 | 45.8689
2018-04-09 19:00 | 412.2771
2018-04-09 20:00 | 189.6595
2018-04-09 21:00 | 373.4155
2018-04-09 22:00 | 315.2667
2018-04-09 23:00 | 37.236
2018-04-10 | 2.8892
2018-04-10 01:00 | 3.0591
2018-04-10 02:00 | 3.06
2018-04-10 03:00 | 61.2448
2018-04-10 04:00 | 329.0691
2018-04-10 05:00 | 158.2396
2018-04-10 06:00 | 98.5243
2018-04-10 07:00 | 3.06
2018-04-10 08:00 | 3.06
2018-04-10 09:00 | 132.8362
2018-04-10 10:00 | 432.7742
2018-04-10 11:00 | 293.4441
2018-04-10 12:00 | 310.4937
2018-04-10 13:00 | 294.4047
2018-04-10 14:00 | 212.9594
2018-04-10 15:00 | 104.4001
2018-04-10 16:00 | 168.8925
2018-04-10 17:00 | 160.7847
2018-04-10 18:00 | 279.2544
2018-04-10 19:00 | 241.9681
2018-04-10 20:00 | 301.5116
2018-04-10 21:00 | 134.0581
2018-04-10 22:00 | 135.2829
2018-04-10 23:00 | 3.06
2018-04-11 | 3.0591
2018-04-11 01:00 | 3.0591
2018-04-11 02:00 | 3.06
2018-04-11 03:00 | 61.2448
2018-04-11 04:00 | 329.0691
2018-04-11 05:00 | 158.2396
2018-04-11 06:00 | 98.5243
2018-04-11 07:00 | 3.06
2018-04-11 08:00 | 3.06
2018-04-11 09:00 | 132.8362
2018-04-11 10:00 | 432.7742
2018-04-11 11:00 | 293.4441
2018-04-11 12:00 | 310.4937
2018-04-11 13:00 | 294.4047
2018-04-11 14:00 | 212.9594
2018-04-11 15:00 | 104.4001
2018-04-11 16:00 | 168.8925
2018-04-11 17:00 | 160.7847
2018-04-11 18:00 | 279.2544
2018-04-11 19:00 | 241.9681
2018-04-11 20:00 | 301.5116
2018-04-11 21:00 | 134.0581
2018-04-11 22:00 | 135.2829
2018-04-11 23:00 | 3.06
2018-04-12 | 3.0591
2018-04-12 01:00 | 3.0591
2018-04-12 02:00 | 3.06
2018-04-12 03:00 | 61.2448
2018-04-12 04:00 | 329.0691
2018-04-12 05:00 | 158.2396
2018-04-12 06:00 | 98.5243
2018-04-12 07:00 | 3.06
2018-04-12 08:00 | 3.06
2018-04-12 09:00 | 132.8362
2018-04-12 10:00 | 432.7742
2018-04-12 11:00 | 293.4441
2018-04-12 12:00 | 310.4937
2018-04-12 13:00 | 294.4047
2018-04-12 14:00 | 212.9594
2018-04-12 15:00 | 104.4001
2018-04-12 16:00 | 168.8925
2018-04-12 17:00 | 160.7847
2018-04-12 18:00 | 279.2544
2018-04-12 19:00 | 241.9681
2018-04-12 20:00 | 301.5116
2018-04-12 21:00 | 134.0581
2018-04-12 22:00 | 135.2829
2018-04-12 23:00 | 3.06
2018-04-13 | 3.0591
2018-04-13 01:00 | 3.0591
2018-04-13 02:00 | 3.06
2018-04-13 03:00 | 61.2448
2018-04-13 04:00 | 329.0691
2018-04-13 05:00 | 158.2396
2018-04-13 06:00 | 98.5243
2018-04-13 07:00 | 3.06
2018-04-13 08:00 | 3.06
2018-04-13 09:00 | 132.8362
2018-04-13 10:00 | 432.7742
2018-04-13 11:00 | 293.4441
2018-04-13 12:00 | 310.4937
2018-04-13 13:00 | 294.4047
2018-04-13 14:00 | 212.9594
2018-04-13 15:00 | 104.4001
2018-04-13 16:00 | 168.8925
2018-04-13 17:00 | 160.7847
2018-04-13 18:00 | 279.2544
2018-04-13 19:00 | 241.9681
2018-04-13 20:00 | 301.5116
2018-04-13 21:00 | 134.0581
2018-04-13 22:00 | 135.2829
2018-04-13 23:00 | 3.06
2018-04-14 | 3.0591
2018-04-14 01:00 | 3.0591
2018-04-14 02:00 | 3.06
2018-04-14 03:00 | 61.2448
2018-04-14 04:00 | 329.0691
2018-04-14 05:00 | 158.2396
2018-04-14 06:00 | 98.5243
2018-04-14 07:00 | 3.06
2018-04-14 08:00 | 3.06
2018-04-14 09:00 | 132.8362
2018-04-14 10:00 | 432.7742
2018-04-14 11:00 | 293.4441
2018-04-14 12:00 | 310.4937
2018-04-14 13:00 | 294.4047
2018-04-14 14:00 | 212.9594
2018-04-14 15:00 | 104.4001
2018-04-14 16:00 | 168.8925
2018-04-14 17:00 | 160.7847
2018-04-14 18:00 | 279.2544
2018-04-14 19:00 | 241.9681
2018-04-14 20:00 | 301.5116
2018-04-14 21:00 | 134.0581
2018-04-14 22:00 | 135.2829
2018-04-14 23:00 | 3.06
2018-04-15 | 3.0591
2018-04-15 01:00 | 2.8892
2018-04-15 02:00 | 2.89
2018-04-15 03:00 | 2.89
2018-04-15 04:00 | 46.7482
2018-04-15 05:00 | 160.6147
2018-04-15 06:00 | 211.5237
2018-04-15 07:00 | 354.5313
2018-04-15 08:00 | 487.6325
2018-04-15 09:00 | 246.7411
2018-04-15 10:00 | 2.89
2018-04-15 11:00 | 2.89
2018-04-15 12:00 | 62.9149
2018-04-15 13:00 | 160.6147
2018-04-15 14:00 | 137.2679
2018-04-15 15:00 | 224.6207
2018-04-15 16:00 | 125.0361
2018-04-15 17:00 | 130.4737
2018-04-15 18:00 | 45.8689
2018-04-15 19:00 | 412.2771
2018-04-15 20:00 | 189.6595
2018-04-15 21:00 | 373.4155
2018-04-15 22:00 | 315.2667
2018-04-15 23:00 | 37.236
2018-04-16 | 2.8892
2018-04-16 01:00 | 2.8892
2018-04-16 02:00 | 2.89
2018-04-16 03:00 | 2.89
2018-04-16 04:00 | 46.7482
2018-04-16 05:00 | 160.6147
2018-04-16 06:00 | 211.5237
2018-04-16 07:00 | 354.5313
2018-04-16 08:00 | 487.6325
2018-04-16 09:00 | 246.7411
2018-04-16 10:00 | 2.89
2018-04-16 11:00 | 2.89
2018-04-16 12:00 | 62.9149
2018-04-16 13:00 | 160.6147
2018-04-16 14:00 | 137.2679
2018-04-16 15:00 | 224.6207
2018-04-16 16:00 | 125.0361
2018-04-16 17:00 | 130.4737
2018-04-16 18:00 | 45.8689
2018-04-16 19:00 | 412.2771
2018-04-16 20:00 | 189.6595
2018-04-16 21:00 | 373.4155
2018-04-16 22:00 | 315.2667
2018-04-16 23:00 | 37.236
2018-04-17 | 2.8892
2018-04-17 01:00 | 3.0591
2018-04-17 02:00 | 3.06
2018-04-17 03:00 | 61.2448
2018-04-17 04:00 | 329.0691
2018-04-17 05:00 | 158.2396
2018-04-17 06:00 | 98.5243
2018-04-17 07:00 | 3.06
2018-04-17 08:00 | 3.06
2018-04-17 09:00 | 132.8362
2018-04-17 10:00 | 432.7742
2018-04-17 11:00 | 293.4441
2018-04-17 12:00 | 310.4937
2018-04-17 13:00 | 294.4047
2018-04-17 14:00 | 212.9594
2018-04-17 15:00 | 104.4001
2018-04-17 16:00 | 168.8925
2018-04-17 17:00 | 160.7847
2018-04-17 18:00 | 279.2544
2018-04-17 19:00 | 241.9681
2018-04-17 20:00 | 301.5116
2018-04-17 21:00 | 134.0581
2018-04-17 22:00 | 135.2829
2018-04-17 23:00 | 3.06
2018-04-18 | 3.0591
2018-04-18 01:00 | 3.0591
2018-04-18 02:00 | 3.06
2018-04-18 03:00 | 61.2448
2018-04-18 04:00 | 329.0691
2018-04-18 05:00 | 158.2396
2018-04-18 06:00 | 98.5243
2018-04-18 07:00 | 3.06
2018-04-18 08:00 | 3.06
2018-04-18 09:00 | 132.8362
2018-04-18 10:00 | 432.7742
2018-04-18 11:00 | 293.4441
2018-04-18 12:00 | 310.4937
2018-04-18 13:00 | 294.4047
2018-04-18 14:00 | 212.9594
2018-04-18 15:00 | 104.4001
2018-04-18 16:00 | 168.8925
2018-04-18 17:00 | 160.7847
2018-04-18 18:00 | 279.2544
2018-04-18 19:00 | 241.9681
2018-04-18 20:00 | 301.5116
2018-04-18 21:00 | 134.0581
2018-04-18 22:00 | 135.2829
2018-04-18 23:00 | 3.06
2018-04-19 | 3.0591
2018-04-19 01:00 | 3.0591
2018-04-19 02:00 | 3.06
2018-04-19 03:00 | 61.2448
2018-04-19 04:00 | 329.0691
2018-04-19 05:00 | 158.2396
2018-04-19 06:00 | 98.5243
2018-04-19 07:00 | 3.06
2018-04-19 08:00 | 3.06
2018-04-19 09:00 | 132.8362
2018-04-19 10:00 | 432.7742
2018-04-19 11:00 | 293.4441
2018-04-19 12:00 | 310.4937
2018-04-19 13:00 | 294.4047
2018-04-19 14:00 | 212.9594
2018-04-19 15:00 | 104.4001
2018-04-19 16:00 | 168.8925
2018-04-19 17:00 | 160.7847
2018-04-19 18:00 | 279.2544
2018-04-19 19:00 | 241.9681
2018-04-19 20:00 | 301.5116
2018-04-19 21:00 | 134.0581
2018-04-19 22:00 | 135.2829
2018-04-19 23:00 | 3.06
2018-04-20 | 3.0591
2018-04-20 01:00 | 3.0591
2018-04-20 02:00 | 3.06
2018-04-20 03:00 | 61.2448
2018-04-20 04:00 | 329.0691
2018-04-20 05:00 | 158.2396
2018-04-20 06:00 | 98.5243
2018-04-20 07:00 | 3.06
2018-04-20 08:00 | 3.06
2018-04-20 09:00 | 132.8362
2018-04-20 10:00 | 432.7742
2018-04-20 11:00 | 293.4441
2018-04-20 12:00 | 310.4937
2018-04-20 13:00 | 294.4047
2018-04-20 14:00 | 212.9594
2018-04-20 15:00 | 104.4001
2018-04-20 16:00 | 168.8925
2018-04-20 17:00 | 160.7847
2018-04-20 18:00 | 279.2544
2018-04-20 19:00 | 241.9681
2018-04-20 20:00 | 301.5116
2018-04-20 21:00 | 134.0581
2018-04-20 22:00 | 135.2829
2018-04-20 23:00 | 3.06
2018-04-21 | 3.0591
2018-04-21 01:00 | 3.0591
2018-04-21 02:00 | 3.06
2018-04-21 03:00 | 61.2448
2018-04-21 04:00 | 329.0691
2018-04-21 05:00 | 158.2396
2018-04-21 06:00 | 98.5243
2018-04-21 07:00 | 3.06
2018-04-21 08:00 | 3.06
2018-04-21 09:00 | 132.8362
2018-04-21 10:00 | 432.7742
2018-04-21 11:00 | 293.4441
2018-04-21 12:00 | 310.4937
2018-04-21 13:00 | 294.4047
2018-04-21 14:00 | 212.9594
2018-04-21 15:00 | 104.4001
2018-04-21 16:00 | 168.8925
2018-04-21 17:00 | 160.7847
2018-04-21 18:00 | 279.2544
2018-04-21 19:00 | 241.9681
2018-04-21 20:00 | 301.5116
2018-04-21 21:00 | 134.0581
2018-04-21 22:00 | 135.2829
2018-04-21 23:00 | 3.06
2018-04-22 | 3.0591
2018-04-22 01:00 | 2.8892
2018-04-22 02:00 | 2.89
2018-04-22 03:00 | 2.89
2018-04-22 04:00 | 46.7482
2018-04-22 05:00 | 160.6147
2018-04-22 06:00 | 211.5237
2018-04-22 07:00 | 354.5313
2018-04-22 08:00 | 487.6325
2018-04-22 09:00 | 246.7411
2018-04-22 10:00 | 2.89
2018-04-22 11:00 | 2.89
2018-04-22 12:00 | 62.9149
2018-04-22 13:00 | 160.6147
2018-04-22 14:00 | 137.2679
2018-04-22 15:00 | 224.6207
2018-04-22 16:00 | 125.0361
2018-04-22 17:00 | 130.4737
2018-04-22 18:00 | 45.8689
2018-04-22 19:00 | 412.2771
2018-04-22 20:00 | 189.6595
2018-04-22 21:00 | 373.4155
2018-04-22 22:00 | 315.2667
2018-04-22 23:00 | 37.236
2018-04-23 | 2.8892
2018-04-23 01:00 | 2.8892
2018-04-23 02:00 | 2.89
2018-04-23 03:00 | 2.89
2018-04-23 04:00 | 46.7482
2018-04-23 05:00 | 160.6147
2018-04-23 06:00 | 211.5237
2018-04-23 07:00 | 354.5313
2018-04-23 08:00 | 487.6325
2018-04-23 09:00 | 246.7411
2018-04-23 10:00 | 2.89
2018-04-23 11:00 | 2.89
2018-04-23 12:00 | 62.9149
2018-04-23 13:00 | 160.6147
2018-04-23 14:00 | 137.2679
2018-04-23 15:00 | 224.6207
2018-04-23 16:00 | 125.0361
2018-04-23 17:00 | 130.4737
2018-04-23 18:00 | 45.8689
2018-04-23 19:00 | 412.2771
2018-04-23 20:00 | 189.6595
2018-04-23 21:00 | 373.4155
2018-04-23 22:00 | 315.2667
2018-04-23 23:00 | 37.236
2018-04-24 | 2.8892
2018-04-24 01:00 | 3.0591
2018-04-24 02:00 | 3.06
2018-04-24 03:00 | 61.2448
2018-04-24 04:00 | 329.0691
2018-04-24 05:00 | 158.2396
2018-04-24 06:00 | 98.5243
2018-04-24 07:00 | 3.06
2018-04-24 08:00 | 3.06
2018-04-24 09:00 | 132.8362
2018-04-24 10:00 | 432.7742
2018-04-24 11:00 | 293.4441
2018-04-24 12:00 | 310.4937
2018-04-24 13:00 | 294.4047
2018-04-24 14:00 | 212.9594
2018-04-24 15:00 | 104.4001
2018-04-24 16:00 | 168.8925
2018-04-24 17:00 | 160.7847
2018-04-24 18:00 | 279.2544
2018-04-24 19:00 | 241.9681
2018-04-24 20:00 | 301.5116
2018-04-24 21:00 | 134.0581
2018-04-24 22:00 | 135.2829
2018-04-24 23:00 | 3.06
2018-04-25 | 3.0591
2018-04-25 01:00 | 3.0591
2018-04-25 02:00 | 3.06
2018-04-25 03:00 | 61.2448
2018-04-25 04:00 | 329.0691
2018-04-25 05:00 | 158.2396
2018-04-25 06:00 | 98.5243
2018-04-25 07:00 | 3.06
2018-04-25 08:00 | 3.06
2018-04-25 09:00 | 132.8362
2018-04-25 10:00 | 432.7742
2018-04-25 11:00 | 293.4441
2018-04-25 12:00 | 310.4937
2018-04-25 13:00 | 294.4047
2018-04-25 14:00 | 212.9594
2018-04-25 15:00 | 104.4001
2018-04-25 16:00 | 168.8925
2018-04-25 17:00 | 160.7847
2018-04-25 18:00 | 279.2544
2018-04-25 19:00 | 241.9681
2018-04-25 20:00 | 301.5116
2018-04-25 21:00 | 134.0581
2018-04-25 22:00 | 135.2829
2018-04-25 23:00 | 3.06
2018-04-26 | 3.0591
2018-04-26 01:00 | 3.0591
2018-04-26 02:00 | 3.06
2018-04-26 03:00 | 61.2448
2018-04-26 04:00 | 329.0691
2018-04-26 05:00 | 158.2396
2018-04-26 06:00 | 98.5243
2018-04-26 07:00 | 3.06
2018-04-26 08:00 | 3.06
2018-04-26 09:00 | 132.8362
2018-04-26 10:00 | 432.7742
2018-04-26 11:00 | 293.4441
2018-04-26 12:00 | 310.4937
2018-04-26 13:00 | 294.4047
2018-04-26 14:00 | 212.9594
2018-04-26 15:00 | 104.4001
2018-04-26 16:00 | 168.8925
2018-04-26 17:00 | 160.7847
2018-04-26 18:00 | 279.2544
2018-04-26 19:00 | 241.9681
2018-04-26 20:00 | 301.5116
2018-04-26 21:00 | 134.0581
2018-04-26 22:00 | 135.2829
2018-04-26 23:00 | 3.06
2018-04-27 | 3.0591
2018-04-27 01:00 | 3.0591
2018-04-27 02:00 | 3.06
2018-04-27 03:00 | 61.2448
2018-04-27 04:00 | 329.0691
2018-04-27 05:00 | 158.2396
2018-04-27 06:00 | 98.5243
2018-04-27 07:00 | 3.06
2018-04-27 08:00 | 3.06
2018-04-27 09:00 | 132.8362
2018-04-27 10:00 | 432.7742
2018-04-27 11:00 | 293.4441
2018-04-27 12:00 | 310.4937
2018-04-27 13:00 | 294.4047
2018-04-27 14:00 | 212.9594
2018-04-27 15:00 | 104.4001
2018-04-27 16:00 | 168.8925
2018-04-27 17:00 | 160.7847
2018-04-27 18:00 | 279.2544
2018-04-27 19:00 | 241.9681
2018-04-27 20:00 | 301.5116
2018-04-27 21:00 | 134.0581
2018-04-27 22:00 | 135.2829
2018-04-27 23:00 | 3.06
2018-04-28 | 3.0591
2018-04-28 01:00 | 3.0591
2018-04-28 02:00 | 3.06
2018-04-28 03:00 | 61.2448
2018-04-28 04:00 | 329.0691
2018-04-28 05:00 | 158.2396
2018-04-28 06:00 | 98.5243
2018-04-28 07:00 | 3.06
2018-04-28 08:00 | 3.06
2018-04-28 09:00 | 132.8362
2018-04-28 10:00 | 432.7742
2018-04-28 11:00 | 293.4441
2018-04-28 12:00 | 310.4937
2018-04-28 13:00 | 294.4047
2018-04-28 14:00 | 212.9594
2018-04-28 15:00 | 104.4001
2018-04-28 16:00 | 168.8925
2018-04-28 17:00 | 160.7847
2018-04-28 18:00 | 279.2544
2018-04-28 19:00 | 241.9681
2018-04-28 20:00 | 301.5116
2018-04-28 21:00 | 134.0581
2018-04-28 22:00 | 135.2829
2018-04-28 23:00 | 3.06
2018-04-29 | 3.0591
2018-04-29 01:00 | 2.8892
2018-04-29 02:00 | 2.89
2018-04-29 03:00 | 2.89
2018-04-29 04:00 | 46.7482
2018-04-29 05:00 | 160.6147
2018-04-29 06:00 | 211.5237
2018-04-29 07:00 | 354.5313
2018-04-29 08:00 | 487.6325
2018-04-29 09:00 | 246.7411
2018-04-29 10:00 | 2.89
2018-04-29 11:00 | 2.89
2018-04-29 12:00 | 62.9149
2018-04-29 13:00 | 160.6147
2018-04-29 14:00 | 137.2679
2018-04-29 15:00 | 224.6207
2018-04-29 16:00 | 125.0361
2018-04-29 17:00 | 130.4737
2018-04-29 18:00 | 45.8689
2018-04-29 19:00 | 412.2771
2018-04-29 20:00 | 189.6595
2018-04-29 21:00 | 373.4155
2018-04-29 22:00 | 315.2667
2018-04-29 23:00 | 37.236
2018-04-30 | 2.8892
2018-04-30 01:00 | 2.8892
2018-04-30 02:00 | 2.89
2018-04-30 03:00 | 2.89
2018-04-30 04:00 | 46.7482
2018-04-30 05:00 | 160.6147
2018-04-30 06:00 | 211.5237
2018-04-30 07:00 | 354.5313
2018-04-30 08:00 | 487.6325
2018-04-30 09:00 | 246.7411
2018-04-30 10:00 | 2.89
2018-04-30 11:00 | 2.89
2018-04-30 12:00 | 62.9149
2018-04-30 13:00 | 160.6147
2018-04-30 14:00 | 137.2679
2018-04-30 15:00 | 224.6207
2018-04-30 16:00 | 125.0361
2018-04-30 17:00 | 130.4737
2018-04-30 18:00 | 45.8689
2018-04-30 19:00 | 412.2771
2018-04-30 20:00 | 189.6595
2018-04-30 21:00 | 373.4155
2018-04-30 22:00 | 315.2667
2018-04-30 23:00 | 37.236
2018-05-01 | 2.8892
2018-05-01 01:00 | 3.0591
2018-05-01 02:00 | 3.06
2018-05-01 03:00 | 61.2448
2018-05-01 04:00 | 329.0691
2018-05-01 05:00 | 158.2396
2018-05-01 06:00 | 98.5243
2018-05-01 07:00 | 3.06
2018-05-01 08:00 | 3.06
2018-05-01 09:00 | 132.8362
2018-05-01 10:00 | 432.7742
2018-05-01 11:00 | 293.4441
2018-05-01 12:00 | 310.4937
2018-05-01 13:00 | 294.4047
2018-05-01 14:00 | 212.9594
2018-05-01 15:00 | 104.4001
2018-05-01 16:00 | 168.8925
2018-05-01 17:00 | 160.7847
2018-05-01 18:00 | 279.2544
2018-05-01 19:00 | 241.9681
2018-05-01 20:00 | 301.5116
2018-05-01 21:00 | 134.0581
2018-05-01 22:00 | 135.2829
2018-05-01 23:00 | 3.06
2018-05-02 | 3.0591
2018-05-02 01:00 | 3.0591
2018-05-02 02:00 | 3.06
2018-05-02 03:00 | 61.2448
2018-05-02 04:00 | 329.0691
2018-05-02 05:00 | 158.2396
2018-05-02 06:00 | 98.5243
2018-05-02 07:00 | 3.06
2018-05-02 08:00 | 3.06
2018-05-02 09:00 | 132.8362
2018-05-02 10:00 | 432.7742
2018-05-02 11:00 | 293.4441
2018-05-02 12:00 | 310.4937
2018-05-02 13:00 | 294.4047
2018-05-02 14:00 | 212.9594
2018-05-02 15:00 | 104.4001
2018-05-02 16:00 | 168.8925
2018-05-02 17:00 | 160.7847
2018-05-02 18:00 | 279.2544
2018-05-02 19:00 | 241.9681
2018-05-02 20:00 | 301.5116
2018-05-02 21:00 | 134.0581
2018-05-02 22:00 | 135.2829
2018-05-02 23:00 | 3.06
2018-05-03 | 3.0591
2018-05-03 01:00 | 3.0591
2018-05-03 02:00 | 3.06
2018-05-03 03:00 | 61.2448
2018-05-03 04:00 | 329.0691
2018-05-03 05:00 | 158.2396
2018-05-03 06:00 | 98.5243
2018-05-03 07:00 | 3.06
2018-05-03 08:00 | 3.06
2018-05-03 09:00 | 132.8362
2018-05-03 10:00 | 432.7742
2018-05-03 11:00 | 293.4441
2018-05-03 12:00 | 310.4937
2018-05-03 13:00 | 294.4047
2018-05-03 14:00 | 212.9594
2018-05-03 15:00 | 104.4001
2018-05-03 16:00 | 168.8925
2018-05-03 17:00 | 160.7847
2018-05-03 18:00 | 279.2544
2018-05-03 19:00 | 241.9681
2018-05-03 20:00 | 301.5116
2018-05-03 21:00 | 134.0581
2018-05-03 22:00 | 135.2829
2018-05-03 23:00 | 3.06
2018-05-04 | 3.0591
2018-05-04 01:00 | 3.0591
2018-05-04 02:00 | 3.06
2018-05-04 03:00 | 61.2448
2018-05-04 04:00 | 329.0691
2018-05-04 05:00 | 158.2396
2018-05-04 06:00 | 98.5243
2018-05-04 07:00 | 3.06
2018-05-04 08:00 | 3.06
2018-05-04 09:00 | 132.8362
2018-05-04 10:00 | 432.7742
2018-05-04 11:00 | 293.4441
2018-05-04 12:00 | 310.4937
2018-05-04 13:00 | 294.4047
2018-05-04 14:00 | 212.9594
2018-05-04 15:00 | 104.4001
2018-05-04 16:00 | 168.8925
2018-05-04 17:00 | 160.7847
2018-05-04 18:00 | 279.2544
2018-05-04 19:00 | 241.9681
2018-05-04 20:00 | 301.5116
2018-05-04 21:00 | 134.0581
2018-05-04 22:00 | 135.2829
2018-05-04 23:00 | 3.06
2018-05-05 | 3.0591
2018-05-05 01:00 | 3.0591
2018-05-05 02:00 | 3.06
2018-05-05 03:00 | 61.2448
2018-05-05 04:00 | 329.0691
2018-05-05 05:00 | 158.2396
2018-05-05 06:00 | 98.5243
2018-05-05 07:00 | 3.06
2018-05-05 08:00 | 3.06
2018-05-05 09:00 | 132.8362
2018-05-05 10:00 | 432.7742
2018-05-05 11:00 | 293.4441
2018-05-05 12:00 | 310.4937
2018-05-05 13:00 | 294.4047
2018-05-05 14:00 | 212.9594
2018-05-05 15:00 | 104.4001
2018-05-05 16:00 | 168.8925
2018-05-05 17:00 | 160.7847
2018-05-05 18:00 | 279.2544
2018-05-05 19:00 | 241.9681
2018-05-05 20:00 | 301.5116
2018-05-05 21:00 | 134.0581
2018-05-05 22:00 | 135.2829
2018-05-05 23:00 | 3.06
2018-05-06 | 3.0591
2018-05-06 01:00 | 2.8892
2018-05-06 02:00 | 2.89
2018-05-06 03:00 | 2.89
2018-05-06 04:00 | 46.7482
2018-05-06 05:00 | 160.6147
2018-05-06 06:00 | 211.5237
2018-05-06 07:00 | 354.5313
2018-05-06 08:00 | 487.6325
2018-05-06 09:00 | 246.7411
2018-05-06 10:00 | 2.89
2018-05-06 11:00 | 2.89
2018-05-06 12:00 | 62.9149
2018-05-06 13:00 | 160.6147
2018-05-06 14:00 | 137.2679
2018-05-06 15:00 | 224.6207
2018-05-06 16:00 | 125.0361
2018-05-06 17:00 | 130.4737
2018-05-06 18:00 | 45.8689
2018-05-06 19:00 | 412.2771
2018-05-06 20:00 | 189.6595
2018-05-06 21:00 | 373.4155
2018-05-06 22:00 | 315.2667
2018-05-06 23:00 | 37.236
2018-05-07 | 2.8892
2018-05-07 01:00 | 2.8892
2018-05-07 02:00 | 2.89
2018-05-07 03:00 | 2.89
2018-05-07 04:00 | 46.7482
2018-05-07 05:00 | 160.6147
2018-05-07 06:00 | 211.5237
2018-05-07 07:00 | 354.5313
2018-05-07 08:00 | 487.6325
2018-05-07 09:00 | 246.7411
2018-05-07 10:00 | 2.89
2018-05-07 11:00 | 2.89
2018-05-07 12:00 | 62.9149
2018-05-07 13:00 | 160.6147
2018-05-07 14:00 | 137.2679
2018-05-07 15:00 | 224.6207
2018-05-07 16:00 | 125.0361
2018-05-07 17:00 | 130.4737
2018-05-07 18:00 | 45.8689
2018-05-07 19:00 | 412.2771
2018-05-07 20:00 | 189.6595
2018-05-07 21:00 | 373.4155
2018-05-07 22:00 | 315.2667
2018-05-07 23:00 | 37.236
2018-05-08 | 2.8892
2018-05-08 01:00 | 3.0591
2018-05-08 02:00 | 3.06
2018-05-08 03:00 | 61.2448
2018-05-08 04:00 | 329.0691
2018-05-08 05:00 | 158.2396
2018-05-08 06:00 | 98.5243
2018-05-08 07:00 | 3.06
2018-05-08 08:00 | 3.06
2018-05-08 09:00 | 132.8362
2018-05-08 10:00 | 432.7742
2018-05-08 11:00 | 293.4441
2018-05-08 12:00 | 310.4937
2018-05-08 13:00 | 294.4047
2018-05-08 14:00 | 212.9594
2018-05-08 15:00 | 104.4001
2018-05-08 16:00 | 168.8925
2018-05-08 17:00 | 160.7847
2018-05-08 18:00 | 279.2544
2018-05-08 19:00 | 241.9681
2018-05-08 20:00 | 301.5116
2018-05-08 21:00 | 134.0581
2018-05-08 22:00 | 135.2829
2018-05-08 23:00 | 3.06
2018-05-09 | 3.0591
2018-05-09 01:00 | 3.0591
2018-05-09 02:00 | 3.06
2018-05-09 03:00 | 61.2448
2018-05-09 04:00 | 329.0691
2018-05-09 05:00 | 158.2396
2018-05-09 06:00 | 98.5243
2018-05-09 07:00 | 3.06
2018-05-09 08:00 | 3.06
2018-05-09 09:00 | 132.8362
2018-05-09 10:00 | 432.7742
2018-05-09 11:00 | 293.4441
2018-05-09 12:00 | 310.4937
2018-05-09 13:00 | 294.4047
2018-05-09 14:00 | 212.9594
2018-05-09 15:00 | 104.4001
2018-05-09 16:00 | 168.8925
2018-05-09 17:00 | 160.7847
2018-05-09 18:00 | 279.2544
2018-05-09 19:00 | 241.9681
2018-05-09 20:00 | 301.5116
2018-05-09 21:00 | 134.0581
2018-05-09 22:00 | 135.2829
2018-05-09 23:00 | 3.06
2018-05-10 | 3.0591
2018-05-10 01:00 | 3.0591
2018-05-10 02:00 | 3.06
2018-05-10 03:00 | 61.2448
2018-05-10 04:00 | 329.0691
2018-05-10 05:00 | 158.2396
2018-05-10 06:00 | 98.5243
2018-05-10 07:00 | 3.06
2018-05-10 08:00 | 3.06
2018-05-10 09:00 | 132.8362
2018-05-10 10:00 | 432.7742
2018-05-10 11:00 | 293.4441
2018-05-10 12:00 | 310.4937
2018-05-10 13:00 | 294.4047
2018-05-10 14:00 | 212.9594
2018-05-10 15:00 | 104.4001
2018-05-10 16:00 | 168.8925
2018-05-10 17:00 | 160.7847
2018-05-10 18:00 | 279.2544
2018-05-10 19:00 | 241.9681
2018-05-10 20:00 | 301.5116
2018-05-10 21:00 | 134.0581
2018-05-10 22:00 | 135.2829
2018-05-10 23:00 | 3.06
2018-05-11 | 3.0591
2018-05-11 01:00 | 3.0591
2018-05-11 02:00 | 3.06
2018-05-11 03:00 | 61.2448
2018-05-11 04:00 | 329.0691
2018-05-11 05:00 | 158.2396
2018-05-11 06:00 | 98.5243
2018-05-11 07:00 | 3.06
2018-05-11 08:00 | 3.06
2018-05-11 09:00 | 132.8362
2018-05-11 10:00 | 432.7742
2018-05-11 11:00 | 293.4441
2018-05-11 12:00 | 310.4937
2018-05-11 13:00 | 294.4047
2018-05-11 14:00 | 212.9594
2018-05-11 15:00 | 104.4001
2018-05-11 16:00 | 168.8925
2018-05-11 17:00 | 160.7847
2018-05-11 18:00 | 279.2544
2018-05-11 19:00 | 241.9681
2018-05-11 20:00 | 301.5116
2018-05-11 21:00 | 134.0581
2018-05-11 22:00 | 135.2829
2018-05-11 23:00 | 3.06
2018-05-12 | 3.0591
2018-05-12 01:00 | 3.0591
2018-05-12 02:00 | 3.06
2018-05-12 03:00 | 61.2448
2018-05-12 04:00 | 329.0691
2018-05-12 05:00 | 158.2396
2018-05-12 06:00 | 98.5243
2018-05-12 07:00 | 3.06
2018-05-12 08:00 | 3.06
2018-05-12 09:00 | 132.8362
2018-05-12 10:00 | 432.7742
2018-05-12 11:00 | 293.4441
2018-05-12 12:00 | 310.4937
2018-05-12 13:00 | 294.4047
2018-05-12 14:00 | 212.9594
2018-05-12 15:00 | 104.4001
2018-05-12 16:00 | 168.8925
2018-05-12 17:00 | 160.7847
2018-05-12 18:00 | 279.2544
2018-05-12 19:00 | 241.9681
2018-05-12 20:00 | 301.5116
2018-05-12 21:00 | 134.0581
2018-05-12 22:00 | 135.2829
2018-05-12 23:00 | 3.06
2018-05-13 | 3.0591
2018-05-13 01:00 | 2.8892
2018-05-13 02:00 | 2.89
2018-05-13 03:00 | 2.89
2018-05-13 04:00 | 46.7482
2018-05-13 05:00 | 160.6147
2018-05-13 06:00 | 211.5237
2018-05-13 07:00 | 354.5313
2018-05-13 08:00 | 487.6325
2018-05-13 09:00 | 246.7411
2018-05-13 10:00 | 2.89
2018-05-13 11:00 | 2.89
2018-05-13 12:00 | 62.9149
2018-05-13 13:00 | 160.6147
2018-05-13 14:00 | 137.2679
2018-05-13 15:00 | 224.6207
2018-05-13 16:00 | 125.0361
2018-05-13 17:00 | 130.4737
2018-05-13 18:00 | 45.8689
2018-05-13 19:00 | 412.2771
2018-05-13 20:00 | 189.6595
2018-05-13 21:00 | 373.4155
2018-05-13 22:00 | 315.2667
2018-05-13 23:00 | 37.236
2018-05-14 | 2.8892
2018-05-14 01:00 | 2.8892
2018-05-14 02:00 | 2.89
2018-05-14 03:00 | 2.89
2018-05-14 04:00 | 46.7482
2018-05-14 05:00 | 160.6147
2018-05-14 06:00 | 211.5237
2018-05-14 07:00 | 354.5313
2018-05-14 08:00 | 487.6325
2018-05-14 09:00 | 246.7411
2018-05-14 10:00 | 2.89
2018-05-14 11:00 | 2.89
2018-05-14 12:00 | 62.9149
2018-05-14 13:00 | 160.6147
2018-05-14 14:00 | 137.2679
2018-05-14 15:00 | 224.6207
2018-05-14 16:00 | 125.0361
2018-05-14 17:00 | 130.4737
2018-05-14 18:00 | 45.8689
2018-05-14 19:00 | 412.2771
2018-05-14 20:00 | 189.6595
2018-05-14 21:00 | 373.4155
2018-05-14 22:00 | 315.2667
2018-05-14 23:00 | 37.236
2018-05-15 | 2.8892
2018-05-15 01:00 | 3.0591
2018-05-15 02:00 | 3.06
2018-05-15 03:00 | 61.2448
2018-05-15 04:00 | 329.0691
2018-05-15 05:00 | 158.2396
2018-05-15 06:00 | 98.5243
2018-05-15 07:00 | 3.06
2018-05-15 08:00 | 3.06
2018-05-15 09:00 | 132.8362
2018-05-15 10:00 | 432.7742
2018-05-15 11:00 | 293.4441
2018-05-15 12:00 | 310.4937
2018-05-15 13:00 | 294.4047
2018-05-15 14:00 | 212.9594
2018-05-15 15:00 | 104.4001
2018-05-15 16:00 | 168.8925
2018-05-15 17:00 | 160.7847
2018-05-15 18:00 | 279.2544
2018-05-15 19:00 | 241.9681
2018-05-15 20:00 | 301.5116
2018-05-15 21:00 | 134.0581
2018-05-15 22:00 | 135.2829
2018-05-15 23:00 | 3.06
2018-05-16 | 3.0591
2018-05-16 01:00 | 3.0591
2018-05-16 02:00 | 3.06
2018-05-16 03:00 | 61.2448
2018-05-16 04:00 | 329.0691
2018-05-16 05:00 | 158.2396
2018-05-16 06:00 | 98.5243
2018-05-16 07:00 | 3.06
2018-05-16 08:00 | 3.06
2018-05-16 09:00 | 132.8362
2018-05-16 10:00 | 432.7742
2018-05-16 11:00 | 293.4441
2018-05-16 12:00 | 310.4937
2018-05-16 13:00 | 294.4047
2018-05-16 14:00 | 212.9594
2018-05-16 15:00 | 104.4001
2018-05-16 16:00 | 168.8925
2018-05-16 17:00 | 160.7847
2018-05-16 18:00 | 279.2544
2018-05-16 19:00 | 241.9681
2018-05-16 20:00 | 301.5116
2018-05-16 21:00 | 134.0581
2018-05-16 22:00 | 135.2829
2018-05-16 23:00 | 3.06
2018-05-17 | 3.0591
2018-05-17 01:00 | 3.0591
2018-05-17 02:00 | 3.06
2018-05-17 03:00 | 61.2448
2018-05-17 04:00 | 329.0691
2018-05-17 05:00 | 158.2396
2018-05-17 06:00 | 98.5243
2018-05-17 07:00 | 3.06
2018-05-17 08:00 | 3.06
2018-05-17 09:00 | 132.8362
2018-05-17 10:00 | 432.7742
2018-05-17 11:00 | 293.4441
2018-05-17 12:00 | 310.4937
2018-05-17 13:00 | 294.4047
2018-05-17 14:00 | 212.9594
2018-05-17 15:00 | 104.4001
2018-05-17 16:00 | 168.8925
2018-05-17 17:00 | 160.7847
2018-05-17 18:00 | 279.2544
2018-05-17 19:00 | 241.9681
2018-05-17 20:00 | 301.5116
2018-05-17 21:00 | 134.0581
2018-05-17 22:00 | 135.2829
2018-05-17 23:00 | 3.06
2018-05-18 | 3.0591
2018-05-18 01:00 | 3.0591
2018-05-18 02:00 | 3.06
2018-05-18 03:00 | 61.2448
2018-05-18 04:00 | 329.0691
2018-05-18 05:00 | 158.2396
2018-05-18 06:00 | 98.5243
2018-05-18 07:00 | 3.06
2018-05-18 08:00 | 3.06
2018-05-18 09:00 | 132.8362
2018-05-18 10:00 | 432.7742
2018-05-18 11:00 | 293.4441
2018-05-18 12:00 | 310.4937
2018-05-18 13:00 | 294.4047
2018-05-18 14:00 | 212.9594
2018-05-18 15:00 | 104.4001
2018-05-18 16:00 | 168.8925
2018-05-18 17:00 | 160.7847
2018-05-18 18:00 | 279.2544
2018-05-18 19:00 | 241.9681
2018-05-18 20:00 | 301.5116
2018-05-18 21:00 | 134.0581
2018-05-18 22:00 | 135.2829
2018-05-18 23:00 | 3.06
2018-05-19 | 3.0591
2018-05-19 01:00 | 3.0591
2018-05-19 02:00 | 3.06
2018-05-19 03:00 | 61.2448
2018-05-19 04:00 | 329.0691
2018-05-19 05:00 | 158.2396
2018-05-19 06:00 | 98.5243
2018-05-19 07:00 | 3.06
2018-05-19 08:00 | 3.06
2018-05-19 09:00 | 132.8362
2018-05-19 10:00 | 432.7742
2018-05-19 11:00 | 293.4441
2018-05-19 12:00 | 310.4937
2018-05-19 13:00 | 294.4047
2018-05-19 14:00 | 212.9594
2018-05-19 15:00 | 104.4001
2018-05-19 16:00 | 168.8925
2018-05-19 17:00 | 160.7847
2018-05-19 18:00 | 279.2544
2018-05-19 19:00 | 241.9681
2018-05-19 20:00 | 301.5116
2018-05-19 21:00 | 134.0581
2018-05-19 22:00 | 135.2829
2018-05-19 23:00 | 3.06
2018-05-20 | 3.0591
2018-05-20 01:00 | 2.8892
2018-05-20 02:00 | 2.89
2018-05-20 03:00 | 2.89
2018-05-20 04:00 | 46.7482
2018-05-20 05:00 | 160.6147
2018-05-20 06:00 | 211.5237
2018-05-20 07:00 | 354.5313
2018-05-20 08:00 | 487.6325
2018-05-20 09:00 | 246.7411
2018-05-20 10:00 | 2.89
2018-05-20 11:00 | 2.89
2018-05-20 12:00 | 62.9149
2018-05-20 13:00 | 160.6147
2018-05-20 14:00 | 137.2679
2018-05-20 15:00 | 224.6207
2018-05-20 16:00 | 125.0361
2018-05-20 17:00 | 130.4737
2018-05-20 18:00 | 45.8689
2018-05-20 19:00 | 412.2771
2018-05-20 20:00 | 189.6595
2018-05-20 21:00 | 373.4155
2018-05-20 22:00 | 315.2667
2018-05-20 23:00 | 37.236
2018-05-21 | 2.8892
2018-05-21 01:00 | 2.8892
2018-05-21 02:00 | 2.89
2018-05-21 03:00 | 2.89
2018-05-21 04:00 | 46.7482
2018-05-21 05:00 | 160.6147
2018-05-21 06:00 | 211.5237
2018-05-21 07:00 | 354.5313
2018-05-21 08:00 | 487.6325
2018-05-21 09:00 | 246.7411
2018-05-21 10:00 | 2.89
2018-05-21 11:00 | 2.89
2018-05-21 12:00 | 62.9149
2018-05-21 13:00 | 160.6147
2018-05-21 14:00 | 137.2679
2018-05-21 15:00 | 224.6207
2018-05-21 16:00 | 125.0361
2018-05-21 17:00 | 130.4737
2018-05-21 18:00 | 45.8689
2018-05-21 19:00 | 412.2771
2018-05-21 20:00 | 189.6595
2018-05-21 21:00 | 373.4155
2018-05-21 22:00 | 315.2667
2018-05-21 23:00 | 37.236
2018-05-22 | 2.8892
2018-05-22 01:00 | 3.0591
2018-05-22 02:00 | 3.06
2018-05-22 03:00 | 61.2448
2018-05-22 04:00 | 329.0691
2018-05-22 05:00 | 158.2396
2018-05-22 06:00 | 98.5243
2018-05-22 07:00 | 3.06
2018-05-22 08:00 | 3.06
2018-05-22 09:00 | 132.8362
2018-05-22 10:00 | 432.7742
2018-05-22 11:00 | 293.4441
2018-05-22 12:00 | 310.4937
2018-05-22 13:00 | 294.4047
2018-05-22 14:00 | 212.9594
2018-05-22 15:00 | 104.4001
2018-05-22 16:00 | 168.8925
2018-05-22 17:00 | 160.7847
2018-05-22 18:00 | 279.2544
2018-05-22 19:00 | 241.9681
2018-05-22 20:00 | 301.5116
2018-05-22 21:00 | 134.0581
2018-05-22 22:00 | 135.2829
2018-05-22 23:00 | 3.06
2018-05-23 | 3.0591
2018-05-23 01:00 | 3.0591
2018-05-23 02:00 | 3.06
2018-05-23 03:00 | 61.2448
2018-05-23 04:00 | 329.0691
2018-05-23 05:00 | 158.2396
2018-05-23 06:00 | 98.5243
2018-05-23 07:00 | 3.06
2018-05-23 08:00 | 3.06
2018-05-23 09:00 | 132.8362
2018-05-23 10:00 | 432.7742
2018-05-23 11:00 | 293.4441
2018-05-23 12:00 | 310.4937
2018-05-23 13:00 | 294.4047
2018-05-23 14:00 | 212.9594
2018-05-23 15:00 | 104.4001
2018-05-23 16:00 | 168.8925
2018-05-23 17:00 | 160.7847
2018-05-23 18:00 | 279.2544
2018-05-23 19:00 | 241.9681
2018-05-23 20:00 | 301.5116
2018-05-23 21:00 | 134.0581
2018-05-23 22:00 | 135.2829
2018-05-23 23:00 | 3.06
2018-05-24 | 3.0591
2018-05-24 01:00 | 3.0591
2018-05-24 02:00 | 3.06
2018-05-24 03:00 | 61.2448
2018-05-24 04:00 | 329.0691
2018-05-24 05:00 | 158.2396
2018-05-24 06:00 | 98.5243
2018-05-24 07:00 | 3.06
2018-05-24 08:00 | 3.06
2018-05-24 09:00 | 132.8362
2018-05-24 10:00 | 432.7742
2018-05-24 11:00 | 293.4441
2018-05-24 12:00 | 310.4937
2018-05-24 13:00 | 294.4047
2018-05-24 14:00 | 212.9594
2018-05-24 15:00 | 104.4001
2018-05-24 16:00 | 168.8925
2018-05-24 17:00 | 160.7847
2018-05-24 18:00 | 279.2544
2018-05-24 19:00 | 241.9681
2018-05-24 20:00 | 301.5116
2018-05-24 21:00 | 134.0581
2018-05-24 22:00 | 135.2829
2018-05-24 23:00 | 3.06
2018-05-25 | 3.0591
2018-05-25 01:00 | 3.0591
2018-05-25 02:00 | 3.06
2018-05-25 03:00 | 61.2448
2018-05-25 04:00 | 329.0691
2018-05-25 05:00 | 158.2396
2018-05-25 06:00 | 98.5243
2018-05-25 07:00 | 3.06
2018-05-25 08:00 | 3.06
2018-05-25 09:00 | 132.8362
2018-05-25 10:00 | 432.7742
2018-05-25 11:00 | 293.4441
2018-05-25 12:00 | 310.4937
2018-05-25 13:00 | 294.4047
2018-05-25 14:00 | 212.9594
2018-05-25 15:00 | 104.4001
2018-05-25 16:00 | 168.8925
2018-05-25 17:00 | 160.7847
2018-05-25 18:00 | 279.2544
2018-05-25 19:00 | 241.9681
2018-05-25 20:00 | 301.5116
2018-05-25 21:00 | 134.0581
2018-05-25 22:00 | 135.2829
2018-05-25 23:00 | 3.06
2018-05-26 | 3.0591
2018-05-26 01:00 | 3.0591
2018-05-26 02:00 | 3.06
2018-05-26 03:00 | 61.2448
2018-05-26 04:00 | 329.0691
2018-05-26 05:00 | 158.2396
2018-05-26 06:00 | 98.5243
2018-05-26 07:00 | 3.06
2018-05-26 08:00 | 3.06
2018-05-26 09:00 | 132.8362
2018-05-26 10:00 | 432.7742
2018-05-26 11:00 | 293.4441
2018-05-26 12:00 | 310.4937
2018-05-26 13:00 | 294.4047
2018-05-26 14:00 | 212.9594
2018-05-26 15:00 | 104.4001
2018-05-26 16:00 | 168.8925
2018-05-26 17:00 | 160.7847
2018-05-26 18:00 | 279.2544
2018-05-26 19:00 | 241.9681
2018-05-26 20:00 | 301.5116
2018-05-26 21:00 | 134.0581
2018-05-26 22:00 | 135.2829
2018-05-26 23:00 | 3.06
2018-05-27 | 3.0591
2018-05-27 01:00 | 2.8892
2018-05-27 02:00 | 2.89
2018-05-27 03:00 | 2.89
2018-05-27 04:00 | 46.7482
2018-05-27 05:00 | 160.6147
2018-05-27 06:00 | 211.5237
2018-05-27 07:00 | 354.5313
2018-05-27 08:00 | 487.6325
2018-05-27 09:00 | 246.7411
2018-05-27 10:00 | 2.89
2018-05-27 11:00 | 2.89
2018-05-27 12:00 | 62.9149
2018-05-27 13:00 | 160.6147
2018-05-27 14:00 | 137.2679
2018-05-27 15:00 | 224.6207
2018-05-27 16:00 | 125.0361
2018-05-27 17:00 | 130.4737
2018-05-27 18:00 | 45.8689
2018-05-27 19:00 | 412.2771
2018-05-27 20:00 | 189.6595
2018-05-27 21:00 | 373.4155
2018-05-27 22:00 | 315.2667
2018-05-27 23:00 | 37.236
2018-05-28 | 2.8892
2018-05-28 01:00 | 2.8892
2018-05-28 02:00 | 2.89
2018-05-28 03:00 | 2.89
2018-05-28 04:00 | 46.7482
2018-05-28 05:00 | 160.6147
2018-05-28 06:00 | 211.5237
2018-05-28 07:00 | 354.5313
2018-05-28 08:00 | 487.6325
2018-05-28 09:00 | 246.7411
2018-05-28 10:00 | 2.89
2018-05-28 11:00 | 2.89
2018-05-28 12:00 | 62.9149
2018-05-28 13:00 | 160.6147
2018-05-28 14:00 | 137.2679
2018-05-28 15:00 | 224.6207
2018-05-28 16:00 | 125.0361
2018-05-28 17:00 | 130.4737
2018-05-28 18:00 | 45.8689
2018-05-28 19:00 | 412.2771
2018-05-28 20:00 | 189.6595
2018-05-28 21:00 | 373.4155
2018-05-28 22:00 | 315.2667
2018-05-28 23:00 | 37.236
2018-05-29 | 2.8892
2018-05-29 01:00 | 3.0591
2018-05-29 02:00 | 3.06
2018-05-29 03:00 | 61.2448
2018-05-29 04:00 | 329.0691
2018-05-29 05:00 | 158.2396
2018-05-29 06:00 | 98.5243
2018-05-29 07:00 | 3.06
2018-05-29 08:00 | 3.06
2018-05-29 09:00 | 132.8362
2018-05-29 10:00 | 432.7742
2018-05-29 11:00 | 293.4441
2018-05-29 12:00 | 310.4937
2018-05-29 13:00 | 294.4047
2018-05-29 14:00 | 212.9594
2018-05-29 15:00 | 104.4001
2018-05-29 16:00 | 168.8925
2018-05-29 17:00 | 160.7847
2018-05-29 18:00 | 279.2544
2018-05-29 19:00 | 241.9681
2018-05-29 20:00 | 301.5116
2018-05-29 21:00 | 134.0581
2018-05-29 22:00 | 135.2829
2018-05-29 23:00 | 3.06
2018-05-30 | 3.0591
2018-05-30 01:00 | 3.0591
2018-05-30 02:00 | 3.06
2018-05-30 03:00 | 61.2448
2018-05-30 04:00 | 329.0691
2018-05-30 05:00 | 158.2396
2018-05-30 06:00 | 98.5243
2018-05-30 07:00 | 3.06
2018-05-30 08:00 | 3.06
2018-05-30 09:00 | 132.8362
2018-05-30 10:00 | 432.7742
2018-05-30 11:00 | 293.4441
2018-05-30 12:00 | 310.4937
2018-05-30 13:00 | 294.4047
2018-05-30 14:00 | 212.9594
2018-05-30 15:00 | 104.4001
2018-05-30 16:00 | 168.8925
2018-05-30 17:00 | 160.7847
2018-05-30 18:00 | 279.2544
2018-05-30 19:00 | 241.9681
2018-05-30 20:00 | 301.5116
2018-05-30 21:00 | 134.0581
2018-05-30 22:00 | 135.2829
2018-05-30 23:00 | 3.06
2018-05-31 | 3.0591
2018-05-31 01:00 | 3.0591
2018-05-31 02:00 | 3.06
2018-05-31 03:00 | 61.2448
2018-05-31 04:00 | 329.0691
2018-05-31 05:00 | 158.2396
2018-05-31 06:00 | 98.5243
2018-05-31 07:00 | 3.06
2018-05-31 08:00 | 3.06
2018-05-31 09:00 | 132.8362
2018-05-31 10:00 | 432.7742
2018-05-31 11:00 | 293.4441
2018-05-31 12:00 | 310.4937
2018-05-31 13:00 | 294.4047
2018-05-31 14:00 | 212.9594
2018-05-31 15:00 | 104.4001
2018-05-31 16:00 | 168.8925
2018-05-31 17:00 | 160.7847
2018-05-31 18:00 | 279.2544
2018-05-31 19:00 | 241.9681
2018-05-31 20:00 | 301.5116
2018-05-31 21:00 | 134.0581
2018-05-31 22:00 | 135.2829
2018-05-31 23:00 | 3.06
2018-06-01 | 3.0591
2018-06-01 01:00 | 5.4385
2018-06-01 02:00 | 63.5391
2018-06-01 03:00 | 287.1973
2018-06-01 04:00 | 384.3356
2018-06-01 05:00 | 581.4721
2018-06-01 06:00 | 283.297
2018-06-01 07:00 | 205.837
2018-06-01 08:00 | 201.4996
2018-06-01 09:00 | 502.6292
2018-06-01 10:00 | 567.636
2018-06-01 11:00 | 311.3403
2018-06-01 12:00 | 186.1764
2018-06-01 13:00 | 288.3445
2018-06-01 14:00 | 556.3345
2018-06-01 15:00 | 125.4458
2018-06-01 16:00 | 425.2526
2018-06-01 17:00 | 459.9559
2018-06-01 18:00 | 54.0659
2018-06-01 19:00 | 200.2339
2018-06-01 20:00 | 397.8688
2018-06-01 21:00 | 309.6257
2018-06-01 22:00 | 333.7738
2018-06-01 23:00 | 365.3094
2018-06-02 | 5.4385
2018-06-02 01:00 | 5.4385
2018-06-02 02:00 | 63.5391
2018-06-02 03:00 | 287.1973
2018-06-02 04:00 | 384.3356
2018-06-02 05:00 | 581.4721
2018-06-02 06:00 | 283.297
2018-06-02 07:00 | 205.837
2018-06-02 08:00 | 201.4996
2018-06-02 09:00 | 502.6292
2018-06-02 10:00 | 567.636
2018-06-02 11:00 | 311.3403
2018-06-02 12:00 | 186.1764
2018-06-02 13:00 | 288.3445
2018-06-02 14:00 | 556.3345
2018-06-02 15:00 | 125.4458
2018-06-02 16:00 | 425.2526
2018-06-02 17:00 | 459.9559
2018-06-02 18:00 | 54.0659
2018-06-02 19:00 | 200.2339
2018-06-02 20:00 | 397.8688
2018-06-02 21:00 | 309.6257
2018-06-02 22:00 | 333.7738
2018-06-02 23:00 | 365.3094
2018-06-03 | 5.4385
2018-06-03 01:00 | 4.2488
2018-06-03 02:00 | 4.25
2018-06-03 03:00 | 177.9671
2018-06-03 04:00 | 186.7277
2018-06-03 05:00 | 135.4064
2018-06-03 06:00 | 4.25
2018-06-03 07:00 | 97.2238
2018-06-03 08:00 | 397.7313
2018-06-03 09:00 | 470.9368
2018-06-03 10:00 | 427.6912
2018-06-03 11:00 | 479.1376
2018-06-03 12:00 | 553.1139
2018-06-03 13:00 | 167.4094
2018-06-03 14:00 | 316.7192
2018-06-03 15:00 | 29.1733
2018-06-03 16:00 | 23.7046
2018-06-03 17:00 | 174.9032
2018-06-03 18:00 | 361.498
2018-06-03 19:00 | 378.5406
2018-06-03 20:00 | 226.5104
2018-06-03 21:00 | 348.6623
2018-06-03 22:00 | 567.2357
2018-06-03 23:00 | 25.7122
2018-06-04 | 4.2488
2018-06-04 01:00 | 4.2488
2018-06-04 02:00 | 4.25
2018-06-04 03:00 | 177.9671
2018-06-04 04:00 | 186.7277
2018-06-04 05:00 | 135.4064
2018-06-04 06:00 | 4.25
2018-06-04 07:00 | 97.2238
2018-06-04 08:00 | 397.7313
2018-06-04 09:00 | 470.9368
2018-06-04 10:00 | 427.6912
2018-06-04 11:00 | 479.1376
2018-06-04 12:00 | 553.1139
2018-06-04 13:00 | 167.4094
2018-06-04 14:00 | 316.7192
2018-06-04 15:00 | 29.1733
2018-06-04 16:00 | 23.7046
2018-06-04 17:00 | 174.9032
2018-06-04 18:00 | 361.498
2018-06-04 19:00 | 378.5406
2018-06-04 20:00 | 226.5104
2018-06-04 21:00 | 348.6623
2018-06-04 22:00 | 567.2357
2018-06-04 23:00 | 25.7122
2018-06-05 | 4.2488
2018-06-05 01:00 | 5.4385
2018-06-05 02:00 | 63.5391
2018-06-05 03:00 | 287.1973
2018-06-05 04:00 | 384.3356
2018-06-05 05:00 | 581.4721
2018-06-05 06:00 | 283.297
2018-06-05 07:00 | 205.837
2018-06-05 08:00 | 201.4996
2018-06-05 09:00 | 502.6292
2018-06-05 10:00 | 567.636
2018-06-05 11:00 | 311.3403
2018-06-05 12:00 | 186.1764
2018-06-05 13:00 | 288.3445
2018-06-05 14:00 | 556.3345
2018-06-05 15:00 | 125.4458
2018-06-05 16:00 | 425.2526
2018-06-05 17:00 | 459.9559
2018-06-05 18:00 | 54.0659
2018-06-05 19:00 | 200.2339
2018-06-05 20:00 | 397.8688
2018-06-05 21:00 | 309.6257
2018-06-05 22:00 | 333.7738
2018-06-05 23:00 | 365.3094
2018-06-06 | 5.4385
2018-06-06 01:00 | 5.4385
2018-06-06 02:00 | 63.5391
2018-06-06 03:00 | 287.1973
2018-06-06 04:00 | 384.3356
2018-06-06 05:00 | 581.4721
2018-06-06 06:00 | 283.297
2018-06-06 07:00 | 205.837
2018-06-06 08:00 | 201.4996
2018-06-06 09:00 | 502.6292
2018-06-06 10:00 | 567.636
2018-06-06 11:00 | 311.3403
2018-06-06 12:00 | 186.1764
2018-06-06 13:00 | 288.3445
2018-06-06 14:00 | 556.3345
2018-06-06 15:00 | 125.4458
2018-06-06 16:00 | 425.2526
2018-06-06 17:00 | 459.9559
2018-06-06 18:00 | 54.0659
2018-06-06 19:00 | 200.2339
2018-06-06 20:00 | 397.8688
2018-06-06 21:00 | 309.6257
2018-06-06 22:00 | 333.7738
2018-06-06 23:00 | 365.3094
2018-06-07 | 5.4385
2018-06-07 01:00 | 5.4385
2018-06-07 02:00 | 63.5391
2018-06-07 03:00 | 287.1973
2018-06-07 04:00 | 384.3356
2018-06-07 05:00 | 581.4721
2018-06-07 06:00 | 283.297
2018-06-07 07:00 | 205.837
2018-06-07 08:00 | 201.4996
2018-06-07 09:00 | 502.6292
2018-06-07 10:00 | 567.636
2018-06-07 11:00 | 311.3403
2018-06-07 12:00 | 186.1764
2018-06-07 13:00 | 288.3445
2018-06-07 14:00 | 556.3345
2018-06-07 15:00 | 125.4458
2018-06-07 16:00 | 425.2526
2018-06-07 17:00 | 459.9559
2018-06-07 18:00 | 54.0659
2018-06-07 19:00 | 200.2339
2018-06-07 20:00 | 397.8688
2018-06-07 21:00 | 309.6257
2018-06-07 22:00 | 333.7738
2018-06-07 23:00 | 365.3094
2018-06-08 | 5.4385
2018-06-08 01:00 | 5.4385
2018-06-08 02:00 | 63.5391
2018-06-08 03:00 | 287.1973
2018-06-08 04:00 | 384.3356
2018-06-08 05:00 | 581.4721
2018-06-08 06:00 | 283.297
2018-06-08 07:00 | 205.837
2018-06-08 08:00 | 201.4996
2018-06-08 09:00 | 502.6292
2018-06-08 10:00 | 567.636
2018-06-08 11:00 | 311.3403
2018-06-08 12:00 | 186.1764
2018-06-08 13:00 | 288.3445
2018-06-08 14:00 | 556.3345
2018-06-08 15:00 | 125.4458
2018-06-08 16:00 | 425.2526
2018-06-08 17:00 | 459.9559
2018-06-08 18:00 | 54.0659
2018-06-08 19:00 | 200.2339
2018-06-08 20:00 | 397.8688
2018-06-08 21:00 | 309.6257
2018-06-08 22:00 | 333.7738
2018-06-08 23:00 | 365.3094
2018-06-09 | 5.4385
2018-06-09 01:00 | 5.4385
2018-06-09 02:00 | 63.5391
2018-06-09 03:00 | 287.1973
2018-06-09 04:00 | 384.3356
2018-06-09 05:00 | 581.4721
2018-06-09 06:00 | 283.297
2018-06-09 07:00 | 205.837
2018-06-09 08:00 | 201.4996
2018-06-09 09:00 | 502.6292
2018-06-09 10:00 | 567.636
2018-06-09 11:00 | 311.3403
2018-06-09 12:00 | 186.1764
2018-06-09 13:00 | 288.3445
2018-06-09 14:00 | 556.3345
2018-06-09 15:00 | 125.4458
2018-06-09 16:00 | 425.2526
2018-06-09 17:00 | 459.9559
2018-06-09 18:00 | 54.0659
2018-06-09 19:00 | 200.2339
2018-06-09 20:00 | 397.8688
2018-06-09 21:00 | 309.6257
2018-06-09 22:00 | 333.7738
2018-06-09 23:00 | 365.3094
2018-06-10 | 5.4385
2018-06-10 01:00 | 4.2488
2018-06-10 02:00 | 4.25
2018-06-10 03:00 | 177.9671
2018-06-10 04:00 | 186.7277
2018-06-10 05:00 | 135.4064
2018-06-10 06:00 | 4.25
2018-06-10 07:00 | 97.2238
2018-06-10 08:00 | 397.7313
2018-06-10 09:00 | 470.9368
2018-06-10 10:00 | 427.6912
2018-06-10 11:00 | 479.1376
2018-06-10 12:00 | 553.1139
2018-06-10 13:00 | 167.4094
2018-06-10 14:00 | 316.7192
2018-06-10 15:00 | 29.1733
2018-06-10 16:00 | 23.7046
2018-06-10 17:00 | 174.9032
2018-06-10 18:00 | 361.498
2018-06-10 19:00 | 378.5406
2018-06-10 20:00 | 226.5104
2018-06-10 21:00 | 348.6623
2018-06-10 22:00 | 567.2357
2018-06-10 23:00 | 25.7122
2018-06-11 | 4.2488
2018-06-11 01:00 | 4.2488
2018-06-11 02:00 | 4.25
2018-06-11 03:00 | 177.9671
2018-06-11 04:00 | 186.7277
2018-06-11 05:00 | 135.4064
2018-06-11 06:00 | 4.25
2018-06-11 07:00 | 97.2238
2018-06-11 08:00 | 397.7313
2018-06-11 09:00 | 470.9368
2018-06-11 10:00 | 427.6912
2018-06-11 11:00 | 479.1376
2018-06-11 12:00 | 553.1139
2018-06-11 13:00 | 167.4094
2018-06-11 14:00 | 316.7192
2018-06-11 15:00 | 29.1733
2018-06-11 16:00 | 23.7046
2018-06-11 17:00 | 174.9032
2018-06-11 18:00 | 361.498
2018-06-11 19:00 | 378.5406
2018-06-11 20:00 | 226.5104
2018-06-11 21:00 | 348.6623
2018-06-11 22:00 | 567.2357
2018-06-11 23:00 | 25.7122
2018-06-12 | 4.2488
2018-06-12 01:00 | 5.4385
2018-06-12 02:00 | 63.5391
2018-06-12 03:00 | 287.1973
2018-06-12 04:00 | 384.3356
2018-06-12 05:00 | 581.4721
2018-06-12 06:00 | 283.297
2018-06-12 07:00 | 205.837
2018-06-12 08:00 | 201.4996
2018-06-12 09:00 | 502.6292
2018-06-12 10:00 | 567.636
2018-06-12 11:00 | 311.3403
2018-06-12 12:00 | 186.1764
2018-06-12 13:00 | 288.3445
2018-06-12 14:00 | 556.3345
2018-06-12 15:00 | 125.4458
2018-06-12 16:00 | 425.2526
2018-06-12 17:00 | 459.9559
2018-06-12 18:00 | 54.0659
2018-06-12 19:00 | 200.2339
2018-06-12 20:00 | 397.8688
2018-06-12 21:00 | 309.6257
2018-06-12 22:00 | 333.7738
2018-06-12 23:00 | 365.3094
2018-06-13 | 5.4385
2018-06-13 01:00 | 5.4385
2018-06-13 02:00 | 63.5391
2018-06-13 03:00 | 287.1973
2018-06-13 04:00 | 384.3356
2018-06-13 05:00 | 581.4721
2018-06-13 06:00 | 283.297
2018-06-13 07:00 | 205.837
2018-06-13 08:00 | 201.4996
2018-06-13 09:00 | 502.6292
2018-06-13 10:00 | 567.636
2018-06-13 11:00 | 311.3403
2018-06-13 12:00 | 186.1764
2018-06-13 13:00 | 288.3445
2018-06-13 14:00 | 556.3345
2018-06-13 15:00 | 125.4458
2018-06-13 16:00 | 425.2526
2018-06-13 17:00 | 459.9559
2018-06-13 18:00 | 54.0659
2018-06-13 19:00 | 200.2339
2018-06-13 20:00 | 397.8688
2018-06-13 21:00 | 309.6257
2018-06-13 22:00 | 333.7738
2018-06-13 23:00 | 365.3094
2018-06-14 | 5.4385
2018-06-14 01:00 | 5.4385
2018-06-14 02:00 | 63.5391
2018-06-14 03:00 | 287.1973
2018-06-14 04:00 | 384.3356
2018-06-14 05:00 | 581.4721
2018-06-14 06:00 | 283.297
2018-06-14 07:00 | 205.837
2018-06-14 08:00 | 201.4996
2018-06-14 09:00 | 502.6292
2018-06-14 10:00 | 567.636
2018-06-14 11:00 | 311.3403
2018-06-14 12:00 | 186.1764
2018-06-14 13:00 | 288.3445
2018-06-14 14:00 | 556.3345
2018-06-14 15:00 | 125.4458
2018-06-14 16:00 | 425.2526
2018-06-14 17:00 | 459.9559
2018-06-14 18:00 | 54.0659
2018-06-14 19:00 | 200.2339
2018-06-14 20:00 | 397.8688
2018-06-14 21:00 | 309.6257
2018-06-14 22:00 | 333.7738
2018-06-14 23:00 | 365.3094
2018-06-15 | 5.4385
2018-06-15 01:00 | 5.4385
2018-06-15 02:00 | 63.5391
2018-06-15 03:00 | 287.1973
2018-06-15 04:00 | 384.3356
2018-06-15 05:00 | 581.4721
2018-06-15 06:00 | 283.297
2018-06-15 07:00 | 205.837
2018-06-15 08:00 | 201.4996
2018-06-15 09:00 | 502.6292
2018-06-15 10:00 | 567.636
2018-06-15 11:00 | 311.3403
2018-06-15 12:00 | 186.1764
2018-06-15 13:00 | 288.3445
2018-06-15 14:00 | 556.3345
2018-06-15 15:00 | 125.4458
2018-06-15 16:00 | 425.2526
2018-06-15 17:00 | 459.9559
2018-06-15 18:00 | 54.0659
2018-06-15 19:00 | 200.2339
2018-06-15 20:00 | 397.8688
2018-06-15 21:00 | 309.6257
2018-06-15 22:00 | 333.7738
2018-06-15 23:00 | 365.3094
2018-06-16 | 5.4385
2018-06-16 01:00 | 5.4385
2018-06-16 02:00 | 63.5391
2018-06-16 03:00 | 287.1973
2018-06-16 04:00 | 384.3356
2018-06-16 05:00 | 581.4721
2018-06-16 06:00 | 283.297
2018-06-16 07:00 | 205.837
2018-06-16 08:00 | 201.4996
2018-06-16 09:00 | 502.6292
2018-06-16 10:00 | 567.636
2018-06-16 11:00 | 311.3403
2018-06-16 12:00 | 186.1764
2018-06-16 13:00 | 288.3445
2018-06-16 14:00 | 556.3345
2018-06-16 15:00 | 125.4458
2018-06-16 16:00 | 425.2526
2018-06-16 17:00 | 459.9559
2018-06-16 18:00 | 54.0659
2018-06-16 19:00 | 200.2339
2018-06-16 20:00 | 397.8688
2018-06-16 21:00 | 309.6257
2018-06-16 22:00 | 333.7738
2018-06-16 23:00 | 365.3094
2018-06-17 | 5.4385
2018-06-17 01:00 | 4.2488
2018-06-17 02:00 | 4.25
2018-06-17 03:00 | 177.9671
2018-06-17 04:00 | 186.7277
2018-06-17 05:00 | 135.4064
2018-06-17 06:00 | 4.25
2018-06-17 07:00 | 97.2238
2018-06-17 08:00 | 397.7313
2018-06-17 09:00 | 470.9368
2018-06-17 10:00 | 427.6912
2018-06-17 11:00 | 479.1376
2018-06-17 12:00 | 553.1139
2018-06-17 13:00 | 167.4094
2018-06-17 14:00 | 316.7192
2018-06-17 15:00 | 29.1733
2018-06-17 16:00 | 23.7046
2018-06-17 17:00 | 174.9032
2018-06-17 18:00 | 361.498
2018-06-17 19:00 | 378.5406
2018-06-17 20:00 | 226.5104
2018-06-17 21:00 | 348.6623
2018-06-17 22:00 | 567.2357
2018-06-17 23:00 | 25.7122
2018-06-18 | 4.2488
2018-06-18 01:00 | 4.2488
2018-06-18 02:00 | 4.25
2018-06-18 03:00 | 177.9671
2018-06-18 04:00 | 186.7277
2018-06-18 05:00 | 135.4064
2018-06-18 06:00 | 4.25
2018-06-18 07:00 | 97.2238
2018-06-18 08:00 | 397.7313
2018-06-18 09:00 | 470.9368
2018-06-18 10:00 | 427.6912
2018-06-18 11:00 | 479.1376
2018-06-18 12:00 | 553.1139
2018-06-18 13:00 | 167.4094
2018-06-18 14:00 | 316.7192
2018-06-18 15:00 | 29.1733
2018-06-18 16:00 | 23.7046
2018-06-18 17:00 | 174.9032
2018-06-18 18:00 | 361.498
2018-06-18 19:00 | 378.5406
2018-06-18 20:00 | 226.5104
2018-06-18 21:00 | 348.6623
2018-06-18 22:00 | 567.2357
2018-06-18 23:00 | 25.7122
2018-06-19 | 4.2488
2018-06-19 01:00 | 5.4385
2018-06-19 02:00 | 63.5391
2018-06-19 03:00 | 287.1973
2018-06-19 04:00 | 384.3356
2018-06-19 05:00 | 581.4721
2018-06-19 06:00 | 283.297
2018-06-19 07:00 | 205.837
2018-06-19 08:00 | 201.4996
2018-06-19 09:00 | 502.6292
2018-06-19 10:00 | 567.636
2018-06-19 11:00 | 311.3403
2018-06-19 12:00 | 186.1764
2018-06-19 13:00 | 288.3445
2018-06-19 14:00 | 556.3345
2018-06-19 15:00 | 125.4458
2018-06-19 16:00 | 425.2526
2018-06-19 17:00 | 459.9559
2018-06-19 18:00 | 54.0659
2018-06-19 19:00 | 200.2339
2018-06-19 20:00 | 397.8688
2018-06-19 21:00 | 309.6257
2018-06-19 22:00 | 333.7738
2018-06-19 23:00 | 365.3094
2018-06-20 | 5.4385
2018-06-20 01:00 | 5.4385
2018-06-20 02:00 | 63.5391
2018-06-20 03:00 | 287.1973
2018-06-20 04:00 | 384.3356
2018-06-20 05:00 | 581.4721
2018-06-20 06:00 | 283.297
2018-06-20 07:00 | 205.837
2018-06-20 08:00 | 201.4996
2018-06-20 09:00 | 502.6292
2018-06-20 10:00 | 567.636
2018-06-20 11:00 | 311.3403
2018-06-20 12:00 | 186.1764
2018-06-20 13:00 | 288.3445
2018-06-20 14:00 | 556.3345
2018-06-20 15:00 | 125.4458
2018-06-20 16:00 | 425.2526
2018-06-20 17:00 | 459.9559
2018-06-20 18:00 | 54.0659
2018-06-20 19:00 | 200.2339
2018-06-20 20:00 | 397.8688
2018-06-20 21:00 | 309.6257
2018-06-20 22:00 | 333.7738
2018-06-20 23:00 | 365.3094
2018-06-21 | 5.4385
2018-06-21 01:00 | 5.4385
2018-06-21 02:00 | 63.5391
2018-06-21 03:00 | 287.1973
2018-06-21 04:00 | 384.3356
2018-06-21 05:00 | 581.4721
2018-06-21 06:00 | 283.297
2018-06-21 07:00 | 205.837
2018-06-21 08:00 | 201.4996
2018-06-21 09:00 | 502.6292
2018-06-21 10:00 | 567.636
2018-06-21 11:00 | 311.3403
2018-06-21 12:00 | 186.1764
2018-06-21 13:00 | 288.3445
2018-06-21 14:00 | 556.3345
2018-06-21 15:00 | 125.4458
2018-06-21 16:00 | 425.2526
2018-06-21 17:00 | 459.9559
2018-06-21 18:00 | 54.0659
2018-06-21 19:00 | 200.2339
2018-06-21 20:00 | 397.8688
2018-06-21 21:00 | 309.6257
2018-06-21 22:00 | 333.7738
2018-06-21 23:00 | 365.3094
2018-06-22 | 5.4385
2018-06-22 01:00 | 5.4385
2018-06-22 02:00 | 63.5391
2018-06-22 03:00 | 287.1973
2018-06-22 04:00 | 384.3356
2018-06-22 05:00 | 581.4721
2018-06-22 06:00 | 283.297
2018-06-22 07:00 | 205.837
2018-06-22 08:00 | 201.4996
2018-06-22 09:00 | 502.6292
2018-06-22 10:00 | 567.636
2018-06-22 11:00 | 311.3403
2018-06-22 12:00 | 186.1764
2018-06-22 13:00 | 288.3445
2018-06-22 14:00 | 556.3345
2018-06-22 15:00 | 125.4458
2018-06-22 16:00 | 425.2526
2018-06-22 17:00 | 459.9559
2018-06-22 18:00 | 54.0659
2018-06-22 19:00 | 200.2339
2018-06-22 20:00 | 397.8688
2018-06-22 21:00 | 309.6257
2018-06-22 22:00 | 333.7738
2018-06-22 23:00 | 365.3094
2018-06-23 | 5.4385
2018-06-23 01:00 | 5.4385
2018-06-23 02:00 | 63.5391
2018-06-23 03:00 | 287.1973
2018-06-23 04:00 | 384.3356
2018-06-23 05:00 | 581.4721
2018-06-23 06:00 | 283.297
2018-06-23 07:00 | 205.837
2018-06-23 08:00 | 201.4996
2018-06-23 09:00 | 502.6292
2018-06-23 10:00 | 567.636
2018-06-23 11:00 | 311.3403
2018-06-23 12:00 | 186.1764
2018-06-23 13:00 | 288.3445
2018-06-23 14:00 | 556.3345
2018-06-23 15:00 | 125.4458
2018-06-23 16:00 | 425.2526
2018-06-23 17:00 | 459.9559
2018-06-23 18:00 | 54.0659
2018-06-23 19:00 | 200.2339
2018-06-23 20:00 | 397.8688
2018-06-23 21:00 | 309.6257
2018-06-23 22:00 | 333.7738
2018-06-23 23:00 | 365.3094
2018-06-24 | 5.4385
2018-06-24 01:00 | 4.2488
2018-06-24 02:00 | 4.25
2018-06-24 03:00 | 177.9671
2018-06-24 04:00 | 186.7277
2018-06-24 05:00 | 135.4064
2018-06-24 06:00 | 4.25
2018-06-24 07:00 | 97.2238
2018-06-24 08:00 | 397.7313
2018-06-24 09:00 | 470.9368
2018-06-24 10:00 | 427.6912
2018-06-24 11:00 | 479.1376
2018-06-24 12:00 | 553.1139
2018-06-24 13:00 | 167.4094
2018-06-24 14:00 | 316.7192
2018-06-24 15:00 | 29.1733
2018-06-24 16:00 | 23.7046
2018-06-24 17:00 | 174.9032
2018-06-24 18:00 | 361.498
2018-06-24 19:00 | 378.5406
2018-06-24 20:00 | 226.5104
2018-06-24 21:00 | 348.6623
2018-06-24 22:00 | 567.2357
2018-06-24 23:00 | 25.7122
2018-06-25 | 4.2488
2018-06-25 01:00 | 4.2488
2018-06-25 02:00 | 4.25
2018-06-25 03:00 | 177.9671
2018-06-25 04:00 | 186.7277
2018-06-25 05:00 | 135.4064
2018-06-25 06:00 | 4.25
2018-06-25 07:00 | 97.2238
2018-06-25 08:00 | 397.7313
2018-06-25 09:00 | 470.9368
2018-06-25 10:00 | 427.6912
2018-06-25 11:00 | 479.1376
2018-06-25 12:00 | 553.1139
2018-06-25 13:00 | 167.4094
2018-06-25 14:00 | 316.7192
2018-06-25 15:00 | 29.1733
2018-06-25 16:00 | 23.7046
2018-06-25 17:00 | 174.9032
2018-06-25 18:00 | 361.498
2018-06-25 19:00 | 378.5406
2018-06-25 20:00 | 226.5104
2018-06-25 21:00 | 348.6623
2018-06-25 22:00 | 567.2357
2018-06-25 23:00 | 25.7122
2018-06-26 | 4.2488
2018-06-26 01:00 | 5.4385
2018-06-26 02:00 | 63.5391
2018-06-26 03:00 | 287.1973
2018-06-26 04:00 | 384.3356
2018-06-26 05:00 | 581.4721
2018-06-26 06:00 | 283.297
2018-06-26 07:00 | 205.837
2018-06-26 08:00 | 201.4996
2018-06-26 09:00 | 502.6292
2018-06-26 10:00 | 567.636
2018-06-26 11:00 | 311.3403
2018-06-26 12:00 | 186.1764
2018-06-26 13:00 | 288.3445
2018-06-26 14:00 | 556.3345
2018-06-26 15:00 | 125.4458
2018-06-26 16:00 | 425.2526
2018-06-26 17:00 | 459.9559
2018-06-26 18:00 | 54.0659
2018-06-26 19:00 | 200.2339
2018-06-26 20:00 | 397.8688
2018-06-26 21:00 | 309.6257
2018-06-26 22:00 | 333.7738
2018-06-26 23:00 | 365.3094
2018-06-27 | 5.4385
2018-06-27 01:00 | 5.4385
2018-06-27 02:00 | 63.5391
2018-06-27 03:00 | 287.1973
2018-06-27 04:00 | 384.3356
2018-06-27 05:00 | 581.4721
2018-06-27 06:00 | 283.297
2018-06-27 07:00 | 205.837
2018-06-27 08:00 | 201.4996
2018-06-27 09:00 | 502.6292
2018-06-27 10:00 | 567.636
2018-06-27 11:00 | 311.3403
2018-06-27 12:00 | 186.1764
2018-06-27 13:00 | 288.3445
2018-06-27 14:00 | 556.3345
2018-06-27 15:00 | 125.4458
2018-06-27 16:00 | 425.2526
2018-06-27 17:00 | 459.9559
2018-06-27 18:00 | 54.0659
2018-06-27 19:00 | 200.2339
2018-06-27 20:00 | 397.8688
2018-06-27 21:00 | 309.6257
2018-06-27 22:00 | 333.7738
2018-06-27 23:00 | 365.3094
2018-06-28 | 5.4385
2018-06-28 01:00 | 5.4385
2018-06-28 02:00 | 63.5391
2018-06-28 03:00 | 287.1973
2018-06-28 04:00 | 384.3356
2018-06-28 05:00 | 581.4721
2018-06-28 06:00 | 283.297
2018-06-28 07:00 | 205.837
2018-06-28 08:00 | 201.4996
2018-06-28 09:00 | 502.6292
2018-06-28 10:00 | 567.636
2018-06-28 11:00 | 311.3403
2018-06-28 12:00 | 186.1764
2018-06-28 13:00 | 288.3445
2018-06-28 14:00 | 556.3345
2018-06-28 15:00 | 125.4458
2018-06-28 16:00 | 425.2526
2018-06-28 17:00 | 459.9559
2018-06-28 18:00 | 54.0659
2018-06-28 19:00 | 200.2339
2018-06-28 20:00 | 397.8688
2018-06-28 21:00 | 309.6257
2018-06-28 22:00 | 333.7738
2018-06-28 23:00 | 365.3094
2018-06-29 | 5.4385
2018-06-29 01:00 | 5.4385
2018-06-29 02:00 | 63.5391
2018-06-29 03:00 | 287.1973
2018-06-29 04:00 | 384.3356
2018-06-29 05:00 | 581.4721
2018-06-29 06:00 | 283.297
2018-06-29 07:00 | 205.837
2018-06-29 08:00 | 201.4996
2018-06-29 09:00 | 502.6292
2018-06-29 10:00 | 567.636
2018-06-29 11:00 | 311.3403
2018-06-29 12:00 | 186.1764
2018-06-29 13:00 | 288.3445
2018-06-29 14:00 | 556.3345
2018-06-29 15:00 | 125.4458
2018-06-29 16:00 | 425.2526
2018-06-29 17:00 | 459.9559
2018-06-29 18:00 | 54.0659
2018-06-29 19:00 | 200.2339
2018-06-29 20:00 | 397.8688
2018-06-29 21:00 | 309.6257
2018-06-29 22:00 | 333.7738
2018-06-29 23:00 | 365.3094
2018-06-30 | 5.4385
2018-06-30 01:00 | 5.4385
2018-06-30 02:00 | 63.5391
2018-06-30 03:00 | 287.1973
2018-06-30 04:00 | 384.3356
2018-06-30 05:00 | 581.4721
2018-06-30 06:00 | 283.297
2018-06-30 07:00 | 205.837
2018-06-30 08:00 | 201.4996
2018-06-30 09:00 | 502.6292
2018-06-30 10:00 | 567.636
2018-06-30 11:00 | 311.3403
2018-06-30 12:00 | 186.1764
2018-06-30 13:00 | 288.3445
2018-06-30 14:00 | 556.3345
2018-06-30 15:00 | 125.4458
2018-06-30 16:00 | 425.2526
2018-06-30 17:00 | 459.9559
2018-06-30 18:00 | 54.0659
2018-06-30 19:00 | 200.2339
2018-06-30 20:00 | 397.8688
2018-06-30 21:00 | 309.6257
2018-06-30 22:00 | 333.7738
2018-06-30 23:00 | 365.3094
2018-07-01 | 5.4385
2018-07-01 01:00 | 4.2488
2018-07-01 02:00 | 4.25
2018-07-01 03:00 | 177.9671
2018-07-01 04:00 | 186.7277
2018-07-01 05:00 | 135.4064
2018-07-01 06:00 | 4.25
2018-07-01 07:00 | 97.2238
2018-07-01 08:00 | 397.7313
2018-07-01 09:00 | 470.9368
2018-07-01 10:00 | 427.6912
2018-07-01 11:00 | 479.1376
2018-07-01 12:00 | 553.1139
2018-07-01 13:00 | 167.4094
2018-07-01 14:00 | 316.7192
2018-07-01 15:00 | 29.1733
2018-07-01 16:00 | 23.7046
2018-07-01 17:00 | 174.9032
2018-07-01 18:00 | 361.498
2018-07-01 19:00 | 378.5406
2018-07-01 20:00 | 226.5104
2018-07-01 21:00 | 348.6623
2018-07-01 22:00 | 567.2357
2018-07-01 23:00 | 25.7122
2018-07-02 | 4.2488
2018-07-02 01:00 | 4.2488
2018-07-02 02:00 | 4.25
2018-07-02 03:00 | 177.9671
2018-07-02 04:00 | 186.7277
2018-07-02 05:00 | 135.4064
2018-07-02 06:00 | 4.25
2018-07-02 07:00 | 97.2238
2018-07-02 08:00 | 397.7313
2018-07-02 09:00 | 470.9368
2018-07-02 10:00 | 427.6912
2018-07-02 11:00 | 479.1376
2018-07-02 12:00 | 553.1139
2018-07-02 13:00 | 167.4094
2018-07-02 14:00 | 316.7192
2018-07-02 15:00 | 29.1733
2018-07-02 16:00 | 23.7046
2018-07-02 17:00 | 174.9032
2018-07-02 18:00 | 361.498
2018-07-02 19:00 | 378.5406
2018-07-02 20:00 | 226.5104
2018-07-02 21:00 | 348.6623
2018-07-02 22:00 | 567.2357
2018-07-02 23:00 | 25.7122
2018-07-03 | 4.2488
2018-07-03 01:00 | 5.4385
2018-07-03 02:00 | 63.5391
2018-07-03 03:00 | 287.1973
2018-07-03 04:00 | 384.3356
2018-07-03 05:00 | 581.4721
2018-07-03 06:00 | 283.297
2018-07-03 07:00 | 205.837
2018-07-03 08:00 | 201.4996
2018-07-03 09:00 | 502.6292
2018-07-03 10:00 | 567.636
2018-07-03 11:00 | 311.3403
2018-07-03 12:00 | 186.1764
2018-07-03 13:00 | 288.3445
2018-07-03 14:00 | 556.3345
2018-07-03 15:00 | 125.4458
2018-07-03 16:00 | 425.2526
2018-07-03 17:00 | 459.9559
2018-07-03 18:00 | 54.0659
2018-07-03 19:00 | 200.2339
2018-07-03 20:00 | 397.8688
2018-07-03 21:00 | 309.6257
2018-07-03 22:00 | 333.7738
2018-07-03 23:00 | 365.3094
2018-07-04 | 5.4385
2018-07-04 01:00 | 5.4385
2018-07-04 02:00 | 63.5391
2018-07-04 03:00 | 287.1973
2018-07-04 04:00 | 384.3356
2018-07-04 05:00 | 581.4721
2018-07-04 06:00 | 283.297
2018-07-04 07:00 | 205.837
2018-07-04 08:00 | 201.4996
2018-07-04 09:00 | 502.6292
2018-07-04 10:00 | 567.636
2018-07-04 11:00 | 311.3403
2018-07-04 12:00 | 186.1764
2018-07-04 13:00 | 288.3445
2018-07-04 14:00 | 556.3345
2018-07-04 15:00 | 125.4458
2018-07-04 16:00 | 425.2526
2018-07-04 17:00 | 459.9559
2018-07-04 18:00 | 54.0659
2018-07-04 19:00 | 200.2339
2018-07-04 20:00 | 397.8688
2018-07-04 21:00 | 309.6257
2018-07-04 22:00 | 333.7738
2018-07-04 23:00 | 365.3094
2018-07-05 | 5.4385
2018-07-05 01:00 | 5.4385
2018-07-05 02:00 | 63.5391
2018-07-05 03:00 | 287.1973
2018-07-05 04:00 | 384.3356
2018-07-05 05:00 | 581.4721
2018-07-05 06:00 | 283.297
2018-07-05 07:00 | 205.837
2018-07-05 08:00 | 201.4996
2018-07-05 09:00 | 502.6292
2018-07-05 10:00 | 567.636
2018-07-05 11:00 | 311.3403
2018-07-05 12:00 | 186.1764
2018-07-05 13:00 | 288.3445
2018-07-05 14:00 | 556.3345
2018-07-05 15:00 | 125.4458
2018-07-05 16:00 | 425.2526
2018-07-05 17:00 | 459.9559
2018-07-05 18:00 | 54.0659
2018-07-05 19:00 | 200.2339
2018-07-05 20:00 | 397.8688
2018-07-05 21:00 | 309.6257
2018-07-05 22:00 | 333.7738
2018-07-05 23:00 | 365.3094
2018-07-06 | 5.4385
2018-07-06 01:00 | 5.4385
2018-07-06 02:00 | 63.5391
2018-07-06 03:00 | 287.1973
2018-07-06 04:00 | 384.3356
2018-07-06 05:00 | 581.4721
2018-07-06 06:00 | 283.297
2018-07-06 07:00 | 205.837
2018-07-06 08:00 | 201.4996
2018-07-06 09:00 | 502.6292
2018-07-06 10:00 | 567.636
2018-07-06 11:00 | 311.3403
2018-07-06 12:00 | 186.1764
2018-07-06 13:00 | 288.3445
2018-07-06 14:00 | 556.3345
2018-07-06 15:00 | 125.4458
2018-07-06 16:00 | 425.2526
2018-07-06 17:00 | 459.9559
2018-07-06 18:00 | 54.0659
2018-07-06 19:00 | 200.2339
2018-07-06 20:00 | 397.8688
2018-07-06 21:00 | 309.6257
2018-07-06 22:00 | 333.7738
2018-07-06 23:00 | 365.3094
2018-07-07 | 5.4385
2018-07-07 01:00 | 5.4385
2018-07-07 02:00 | 63.5391
2018-07-07 03:00 | 287.1973
2018-07-07 04:00 | 384.3356
2018-07-07 05:00 | 581.4721
2018-07-07 06:00 | 283.297
2018-07-07 07:00 | 205.837
2018-07-07 08:00 | 201.4996
2018-07-07 09:00 | 502.6292
2018-07-07 10:00 | 567.636
2018-07-07 11:00 | 311.3403
2018-07-07 12:00 | 186.1764
2018-07-07 13:00 | 288.3445
2018-07-07 14:00 | 556.3345
2018-07-07 15:00 | 125.4458
2018-07-07 16:00 | 425.2526
2018-07-07 17:00 | 459.9559
2018-07-07 18:00 | 54.0659
2018-07-07 19:00 | 200.2339
2018-07-07 20:00 | 397.8688
2018-07-07 21:00 | 309.6257
2018-07-07 22:00 | 333.7738
2018-07-07 23:00 | 365.3094
2018-07-08 | 5.4385
2018-07-08 01:00 | 4.2488
2018-07-08 02:00 | 4.25
2018-07-08 03:00 | 177.9671
2018-07-08 04:00 | 186.7277
2018-07-08 05:00 | 135.4064
2018-07-08 06:00 | 4.25
2018-07-08 07:00 | 97.2238
2018-07-08 08:00 | 397.7313
2018-07-08 09:00 | 470.9368
2018-07-08 10:00 | 427.6912
2018-07-08 11:00 | 479.1376
2018-07-08 12:00 | 553.1139
2018-07-08 13:00 | 167.4094
2018-07-08 14:00 | 316.7192
2018-07-08 15:00 | 29.1733
2018-07-08 16:00 | 23.7046
2018-07-08 17:00 | 174.9032
2018-07-08 18:00 | 361.498
2018-07-08 19:00 | 378.5406
2018-07-08 20:00 | 226.5104
2018-07-08 21:00 | 348.6623
2018-07-08 22:00 | 567.2357
2018-07-08 23:00 | 25.7122
2018-07-09 | 4.2488
2018-07-09 01:00 | 4.2488
2018-07-09 02:00 | 4.25
2018-07-09 03:00 | 177.9671
2018-07-09 04:00 | 186.7277
2018-07-09 05:00 | 135.4064
2018-07-09 06:00 | 4.25
2018-07-09 07:00 | 97.2238
2018-07-09 08:00 | 397.7313
2018-07-09 09:00 | 470.9368
2018-07-09 10:00 | 427.6912
2018-07-09 11:00 | 479.1376
2018-07-09 12:00 | 553.1139
2018-07-09 13:00 | 167.4094
2018-07-09 14:00 | 316.7192
2018-07-09 15:00 | 29.1733
2018-07-09 16:00 | 23.7046
2018-07-09 17:00 | 174.9032
2018-07-09 18:00 | 361.498
2018-07-09 19:00 | 378.5406
2018-07-09 20:00 | 226.5104
2018-07-09 21:00 | 348.6623
2018-07-09 22:00 | 567.2357
2018-07-09 23:00 | 25.7122
2018-07-10 | 4.2488
2018-07-10 01:00 | 5.4385
2018-07-10 02:00 | 63.5391
2018-07-10 03:00 | 287.1973
2018-07-10 04:00 | 384.3356
2018-07-10 05:00 | 581.4721
2018-07-10 06:00 | 283.297
2018-07-10 07:00 | 205.837
2018-07-10 08:00 | 201.4996
2018-07-10 09:00 | 502.6292
2018-07-10 10:00 | 567.636
2018-07-10 11:00 | 311.3403
2018-07-10 12:00 | 186.1764
2018-07-10 13:00 | 288.3445
2018-07-10 14:00 | 556.3345
2018-07-10 15:00 | 125.4458
2018-07-10 16:00 | 425.2526
2018-07-10 17:00 | 459.9559
2018-07-10 18:00 | 54.0659
2018-07-10 19:00 | 200.2339
2018-07-10 20:00 | 397.8688
2018-07-10 21:00 | 309.6257
2018-07-10 22:00 | 333.7738
2018-07-10 23:00 | 365.3094
2018-07-11 | 5.4385
2018-07-11 01:00 | 5.4385
2018-07-11 02:00 | 63.5391
2018-07-11 03:00 | 287.1973
2018-07-11 04:00 | 384.3356
2018-07-11 05:00 | 581.4721
2018-07-11 06:00 | 283.297
2018-07-11 07:00 | 205.837
2018-07-11 08:00 | 201.4996
2018-07-11 09:00 | 502.6292
2018-07-11 10:00 | 567.636
2018-07-11 11:00 | 311.3403
2018-07-11 12:00 | 186.1764
2018-07-11 13:00 | 288.3445
2018-07-11 14:00 | 556.3345
2018-07-11 15:00 | 125.4458
2018-07-11 16:00 | 425.2526
2018-07-11 17:00 | 459.9559
2018-07-11 18:00 | 54.0659
2018-07-11 19:00 | 200.2339
2018-07-11 20:00 | 397.8688
2018-07-11 21:00 | 309.6257
2018-07-11 22:00 | 333.7738
2018-07-11 23:00 | 365.3094
2018-07-12 | 5.4385
2018-07-12 01:00 | 5.4385
2018-07-12 02:00 | 63.5391
2018-07-12 03:00 | 287.1973
2018-07-12 04:00 | 384.3356
2018-07-12 05:00 | 581.4721
2018-07-12 06:00 | 283.297
2018-07-12 07:00 | 205.837
2018-07-12 08:00 | 201.4996
2018-07-12 09:00 | 502.6292
2018-07-12 10:00 | 567.636
2018-07-12 11:00 | 311.3403
2018-07-12 12:00 | 186.1764
2018-07-12 13:00 | 288.3445
2018-07-12 14:00 | 556.3345
2018-07-12 15:00 | 125.4458
2018-07-12 16:00 | 425.2526
2018-07-12 17:00 | 459.9559
2018-07-12 18:00 | 54.0659
2018-07-12 19:00 | 200.2339
2018-07-12 20:00 | 397.8688
2018-07-12 21:00 | 309.6257
2018-07-12 22:00 | 333.7738
2018-07-12 23:00 | 365.3094
2018-07-13 | 5.4385
2018-07-13 01:00 | 5.4385
2018-07-13 02:00 | 63.5391
2018-07-13 03:00 | 287.1973
2018-07-13 04:00 | 384.3356
2018-07-13 05:00 | 581.4721
2018-07-13 06:00 | 283.297
2018-07-13 07:00 | 205.837
2018-07-13 08:00 | 201.4996
2018-07-13 09:00 | 502.6292
2018-07-13 10:00 | 567.636
2018-07-13 11:00 | 311.3403
2018-07-13 12:00 | 186.1764
2018-07-13 13:00 | 288.3445
2018-07-13 14:00 | 556.3345
2018-07-13 15:00 | 125.4458
2018-07-13 16:00 | 425.2526
2018-07-13 17:00 | 459.9559
2018-07-13 18:00 | 54.0659
2018-07-13 19:00 | 200.2339
2018-07-13 20:00 | 397.8688
2018-07-13 21:00 | 309.6257
2018-07-13 22:00 | 333.7738
2018-07-13 23:00 | 365.3094
2018-07-14 | 5.4385
2018-07-14 01:00 | 5.4385
2018-07-14 02:00 | 63.5391
2018-07-14 03:00 | 287.1973
2018-07-14 04:00 | 384.3356
2018-07-14 05:00 | 581.4721
2018-07-14 06:00 | 283.297
2018-07-14 07:00 | 205.837
2018-07-14 08:00 | 201.4996
2018-07-14 09:00 | 502.6292
2018-07-14 10:00 | 567.636
2018-07-14 11:00 | 311.3403
2018-07-14 12:00 | 186.1764
2018-07-14 13:00 | 288.3445
2018-07-14 14:00 | 556.3345
2018-07-14 15:00 | 125.4458
2018-07-14 16:00 | 425.2526
2018-07-14 17:00 | 459.9559
2018-07-14 18:00 | 54.0659
2018-07-14 19:00 | 200.2339
2018-07-14 20:00 | 397.8688
2018-07-14 21:00 | 309.6257
2018-07-14 22:00 | 333.7738
2018-07-14 23:00 | 365.3094
2018-07-15 | 5.4385
2018-07-15 01:00 | 4.2488
2018-07-15 02:00 | 4.25
2018-07-15 03:00 | 177.9671
2018-07-15 04:00 | 186.7277
2018-07-15 05:00 | 135.4064
2018-07-15 06:00 | 4.25
2018-07-15 07:00 | 97.2238
2018-07-15 08:00 | 397.7313
2018-07-15 09:00 | 470.9368
2018-07-15 10:00 | 427.6912
2018-07-15 11:00 | 479.1376
2018-07-15 12:00 | 553.1139
2018-07-15 13:00 | 167.4094
2018-07-15 14:00 | 316.7192
2018-07-15 15:00 | 29.1733
2018-07-15 16:00 | 23.7046
2018-07-15 17:00 | 174.9032
2018-07-15 18:00 | 361.498
2018-07-15 19:00 | 378.5406
2018-07-15 20:00 | 226.5104
2018-07-15 21:00 | 348.6623
2018-07-15 22:00 | 567.2357
2018-07-15 23:00 | 25.7122
2018-07-16 | 4.2488
2018-07-16 01:00 | 4.2488
2018-07-16 02:00 | 4.25
2018-07-16 03:00 | 177.9671
2018-07-16 04:00 | 186.7277
2018-07-16 05:00 | 135.4064
2018-07-16 06:00 | 4.25
2018-07-16 07:00 | 97.2238
2018-07-16 08:00 | 397.7313
2018-07-16 09:00 | 470.9368
2018-07-16 10:00 | 427.6912
2018-07-16 11:00 | 479.1376
2018-07-16 12:00 | 553.1139
2018-07-16 13:00 | 167.4094
2018-07-16 14:00 | 316.7192
2018-07-16 15:00 | 29.1733
2018-07-16 16:00 | 23.7046
2018-07-16 17:00 | 174.9032
2018-07-16 18:00 | 361.498
2018-07-16 19:00 | 378.5406
2018-07-16 20:00 | 226.5104
2018-07-16 21:00 | 348.6623
2018-07-16 22:00 | 567.2357
2018-07-16 23:00 | 25.7122
2018-07-17 | 4.2488
2018-07-17 01:00 | 5.4385
2018-07-17 02:00 | 63.5391
2018-07-17 03:00 | 287.1973
2018-07-17 04:00 | 384.3356
2018-07-17 05:00 | 581.4721
2018-07-17 06:00 | 283.297
2018-07-17 07:00 | 205.837
2018-07-17 08:00 | 201.4996
2018-07-17 09:00 | 502.6292
2018-07-17 10:00 | 567.636
2018-07-17 11:00 | 311.3403
2018-07-17 12:00 | 186.1764
2018-07-17 13:00 | 288.3445
2018-07-17 14:00 | 556.3345
2018-07-17 15:00 | 125.4458
2018-07-17 16:00 | 425.2526
2018-07-17 17:00 | 459.9559
2018-07-17 18:00 | 54.0659
2018-07-17 19:00 | 200.2339
2018-07-17 20:00 | 397.8688
2018-07-17 21:00 | 309.6257
2018-07-17 22:00 | 333.7738
2018-07-17 23:00 | 365.3094
2018-07-18 | 5.4385
2018-07-18 01:00 | 5.4385
2018-07-18 02:00 | 63.5391
2018-07-18 03:00 | 287.1973
2018-07-18 04:00 | 384.3356
2018-07-18 05:00 | 581.4721
2018-07-18 06:00 | 283.297
2018-07-18 07:00 | 205.837
2018-07-18 08:00 | 201.4996
2018-07-18 09:00 | 502.6292
2018-07-18 10:00 | 567.636
2018-07-18 11:00 | 311.3403
2018-07-18 12:00 | 186.1764
2018-07-18 13:00 | 288.3445
2018-07-18 14:00 | 556.3345
2018-07-18 15:00 | 125.4458
2018-07-18 16:00 | 425.2526
2018-07-18 17:00 | 459.9559
2018-07-18 18:00 | 54.0659
2018-07-18 19:00 | 200.2339
2018-07-18 20:00 | 397.8688
2018-07-18 21:00 | 309.6257
2018-07-18 22:00 | 333.7738
2018-07-18 23:00 | 365.3094
2018-07-19 | 5.4385
2018-07-19 01:00 | 5.4385
2018-07-19 02:00 | 63.5391
2018-07-19 03:00 | 287.1973
2018-07-19 04:00 | 384.3356
2018-07-19 05:00 | 581.4721
2018-07-19 06:00 | 283.297
2018-07-19 07:00 | 205.837
2018-07-19 08:00 | 201.4996
2018-07-19 09:00 | 502.6292
2018-07-19 10:00 | 567.636
2018-07-19 11:00 | 311.3403
2018-07-19 12:00 | 186.1764
2018-07-19 13:00 | 288.3445
2018-07-19 14:00 | 556.3345
2018-07-19 15:00 | 125.4458
2018-07-19 16:00 | 425.2526
2018-07-19 17:00 | 459.9559
2018-07-19 18:00 | 54.0659
2018-07-19 19:00 | 200.2339
2018-07-19 20:00 | 397.8688
2018-07-19 21:00 | 309.6257
2018-07-19 22:00 | 333.7738
2018-07-19 23:00 | 365.3094
2018-07-20 | 5.4385
2018-07-20 01:00 | 5.4385
2018-07-20 02:00 | 63.5391
2018-07-20 03:00 | 287.1973
2018-07-20 04:00 | 384.3356
2018-07-20 05:00 | 581.4721
2018-07-20 06:00 | 283.297
2018-07-20 07:00 | 205.837
2018-07-20 08:00 | 201.4996
2018-07-20 09:00 | 502.6292
2018-07-20 10:00 | 567.636
2018-07-20 11:00 | 311.3403
2018-07-20 12:00 | 186.1764
2018-07-20 13:00 | 288.3445
2018-07-20 14:00 | 556.3345
2018-07-20 15:00 | 125.4458
2018-07-20 16:00 | 425.2526
2018-07-20 17:00 | 459.9559
2018-07-20 18:00 | 54.0659
2018-07-20 19:00 | 200.2339
2018-07-20 20:00 | 397.8688
2018-07-20 21:00 | 309.6257
2018-07-20 22:00 | 333.7738
2018-07-20 23:00 | 365.3094
2018-07-21 | 5.4385
2018-07-21 01:00 | 5.4385
2018-07-21 02:00 | 63.5391
2018-07-21 03:00 | 287.1973
2018-07-21 04:00 | 384.3356
2018-07-21 05:00 | 581.4721
2018-07-21 06:00 | 283.297
2018-07-21 07:00 | 205.837
2018-07-21 08:00 | 201.4996
2018-07-21 09:00 | 502.6292
2018-07-21 10:00 | 567.636
2018-07-21 11:00 | 311.3403
2018-07-21 12:00 | 186.1764
2018-07-21 13:00 | 288.3445
2018-07-21 14:00 | 556.3345
2018-07-21 15:00 | 125.4458
2018-07-21 16:00 | 425.2526
2018-07-21 17:00 | 459.9559
2018-07-21 18:00 | 54.0659
2018-07-21 19:00 | 200.2339
2018-07-21 20:00 | 397.8688
2018-07-21 21:00 | 309.6257
2018-07-21 22:00 | 333.7738
2018-07-21 23:00 | 365.3094
2018-07-22 | 5.4385
2018-07-22 01:00 | 4.2488
2018-07-22 02:00 | 4.25
2018-07-22 03:00 | 177.9671
2018-07-22 04:00 | 186.7277
2018-07-22 05:00 | 135.4064
2018-07-22 06:00 | 4.25
2018-07-22 07:00 | 97.2238
2018-07-22 08:00 | 397.7313
2018-07-22 09:00 | 470.9368
2018-07-22 10:00 | 427.6912
2018-07-22 11:00 | 479.1376
2018-07-22 12:00 | 553.1139
2018-07-22 13:00 | 167.4094
2018-07-22 14:00 | 316.7192
2018-07-22 15:00 | 29.1733
2018-07-22 16:00 | 23.7046
2018-07-22 17:00 | 174.9032
2018-07-22 18:00 | 361.498
2018-07-22 19:00 | 378.5406
2018-07-22 20:00 | 226.5104
2018-07-22 21:00 | 348.6623
2018-07-22 22:00 | 567.2357
2018-07-22 23:00 | 25.7122
2018-07-23 | 4.2488
2018-07-23 01:00 | 4.2488
2018-07-23 02:00 | 4.25
2018-07-23 03:00 | 177.9671
2018-07-23 04:00 | 186.7277
2018-07-23 05:00 | 135.4064
2018-07-23 06:00 | 4.25
2018-07-23 07:00 | 97.2238
2018-07-23 08:00 | 397.7313
2018-07-23 09:00 | 470.9368
2018-07-23 10:00 | 427.6912
2018-07-23 11:00 | 479.1376
2018-07-23 12:00 | 553.1139
2018-07-23 13:00 | 167.4094
2018-07-23 14:00 | 316.7192
2018-07-23 15:00 | 29.1733
2018-07-23 16:00 | 23.7046
2018-07-23 17:00 | 174.9032
2018-07-23 18:00 | 361.498
2018-07-23 19:00 | 378.5406
2018-07-23 20:00 | 226.5104
2018-07-23 21:00 | 348.6623
2018-07-23 22:00 | 567.2357
2018-07-23 23:00 | 25.7122
2018-07-24 | 4.2488
2018-07-24 01:00 | 5.4385
2018-07-24 02:00 | 63.5391
2018-07-24 03:00 | 287.1973
2018-07-24 04:00 | 384.3356
2018-07-24 05:00 | 581.4721
2018-07-24 06:00 | 283.297
2018-07-24 07:00 | 205.837
2018-07-24 08:00 | 201.4996
2018-07-24 09:00 | 502.6292
2018-07-24 10:00 | 567.636
2018-07-24 11:00 | 311.3403
2018-07-24 12:00 | 186.1764
2018-07-24 13:00 | 288.3445
2018-07-24 14:00 | 556.3345
2018-07-24 15:00 | 125.4458
2018-07-24 16:00 | 425.2526
2018-07-24 17:00 | 459.9559
2018-07-24 18:00 | 54.0659
2018-07-24 19:00 | 200.2339
2018-07-24 20:00 | 397.8688
2018-07-24 21:00 | 309.6257
2018-07-24 22:00 | 333.7738
2018-07-24 23:00 | 365.3094
2018-07-25 | 5.4385
2018-07-25 01:00 | 5.4385
2018-07-25 02:00 | 63.5391
2018-07-25 03:00 | 287.1973
2018-07-25 04:00 | 384.3356
2018-07-25 05:00 | 581.4721
2018-07-25 06:00 | 283.297
2018-07-25 07:00 | 205.837
2018-07-25 08:00 | 201.4996
2018-07-25 09:00 | 502.6292
2018-07-25 10:00 | 567.636
2018-07-25 11:00 | 311.3403
2018-07-25 12:00 | 186.1764
2018-07-25 13:00 | 288.3445
2018-07-25 14:00 | 556.3345
2018-07-25 15:00 | 125.4458
2018-07-25 16:00 | 425.2526
2018-07-25 17:00 | 459.9559
2018-07-25 18:00 | 54.0659
2018-07-25 19:00 | 200.2339
2018-07-25 20:00 | 397.8688
2018-07-25 21:00 | 309.6257
2018-07-25 22:00 | 333.7738
2018-07-25 23:00 | 365.3094
2018-07-26 | 5.4385
2018-07-26 01:00 | 5.4385
2018-07-26 02:00 | 63.5391
2018-07-26 03:00 | 287.1973
2018-07-26 04:00 | 384.3356
2018-07-26 05:00 | 581.4721
2018-07-26 06:00 | 283.297
2018-07-26 07:00 | 205.837
2018-07-26 08:00 | 201.4996
2018-07-26 09:00 | 502.6292
2018-07-26 10:00 | 567.636
2018-07-26 11:00 | 311.3403
2018-07-26 12:00 | 186.1764
2018-07-26 13:00 | 288.3445
2018-07-26 14:00 | 556.3345
2018-07-26 15:00 | 125.4458
2018-07-26 16:00 | 425.2526
2018-07-26 17:00 | 459.9559
2018-07-26 18:00 | 54.0659
2018-07-26 19:00 | 200.2339
2018-07-26 20:00 | 397.8688
2018-07-26 21:00 | 309.6257
2018-07-26 22:00 | 333.7738
2018-07-26 23:00 | 365.3094
2018-07-27 | 5.4385
2018-07-27 01:00 | 5.4385
2018-07-27 02:00 | 63.5391
2018-07-27 03:00 | 287.1973
2018-07-27 04:00 | 384.3356
2018-07-27 05:00 | 581.4721
2018-07-27 06:00 | 283.297
2018-07-27 07:00 | 205.837
2018-07-27 08:00 | 201.4996
2018-07-27 09:00 | 502.6292
2018-07-27 10:00 | 567.636
2018-07-27 11:00 | 311.3403
2018-07-27 12:00 | 186.1764
2018-07-27 13:00 | 288.3445
2018-07-27 14:00 | 556.3345
2018-07-27 15:00 | 125.4458
2018-07-27 16:00 | 425.2526
2018-07-27 17:00 | 459.9559
2018-07-27 18:00 | 54.0659
2018-07-27 19:00 | 200.2339
2018-07-27 20:00 | 397.8688
2018-07-27 21:00 | 309.6257
2018-07-27 22:00 | 333.7738
2018-07-27 23:00 | 365.3094
2018-07-28 | 5.4385
2018-07-28 01:00 | 5.4385
2018-07-28 02:00 | 63.5391
2018-07-28 03:00 | 287.1973
2018-07-28 04:00 | 384.3356
2018-07-28 05:00 | 581.4721
2018-07-28 06:00 | 283.297
2018-07-28 07:00 | 205.837
2018-07-28 08:00 | 201.4996
2018-07-28 09:00 | 502.6292
2018-07-28 10:00 | 567.636
2018-07-28 11:00 | 311.3403
2018-07-28 12:00 | 186.1764
2018-07-28 13:00 | 288.3445
2018-07-28 14:00 | 556.3345
2018-07-28 15:00 | 125.4458
2018-07-28 16:00 | 425.2526
2018-07-28 17:00 | 459.9559
2018-07-28 18:00 | 54.0659
2018-07-28 19:00 | 200.2339
2018-07-28 20:00 | 397.8688
2018-07-28 21:00 | 309.6257
2018-07-28 22:00 | 333.7738
2018-07-28 23:00 | 365.3094
2018-07-29 | 5.4385
2018-07-29 01:00 | 4.2488
2018-07-29 02:00 | 4.25
2018-07-29 03:00 | 177.9671
2018-07-29 04:00 | 186.7277
2018-07-29 05:00 | 135.4064
2018-07-29 06:00 | 4.25
2018-07-29 07:00 | 97.2238
2018-07-29 08:00 | 397.7313
2018-07-29 09:00 | 470.9368
2018-07-29 10:00 | 427.6912
2018-07-29 11:00 | 479.1376
2018-07-29 12:00 | 553.1139
2018-07-29 13:00 | 167.4094
2018-07-29 14:00 | 316.7192
2018-07-29 15:00 | 29.1733
2018-07-29 16:00 | 23.7046
2018-07-29 17:00 | 174.9032
2018-07-29 18:00 | 361.498
2018-07-29 19:00 | 378.5406
2018-07-29 20:00 | 226.5104
2018-07-29 21:00 | 348.6623
2018-07-29 22:00 | 567.2357
2018-07-29 23:00 | 25.7122
2018-07-30 | 4.2488
2018-07-30 01:00 | 4.2488
2018-07-30 02:00 | 4.25
2018-07-30 03:00 | 177.9671
2018-07-30 04:00 | 186.7277
2018-07-30 05:00 | 135.4064
2018-07-30 06:00 | 4.25
2018-07-30 07:00 | 97.2238
2018-07-30 08:00 | 397.7313
2018-07-30 09:00 | 470.9368
2018-07-30 10:00 | 427.6912
2018-07-30 11:00 | 479.1376
2018-07-30 12:00 | 553.1139
2018-07-30 13:00 | 167.4094
2018-07-30 14:00 | 316.7192
2018-07-30 15:00 | 29.1733
2018-07-30 16:00 | 23.7046
2018-07-30 17:00 | 174.9032
2018-07-30 18:00 | 361.498
2018-07-30 19:00 | 378.5406
2018-07-30 20:00 | 226.5104
2018-07-30 21:00 | 348.6623
2018-07-30 22:00 | 567.2357
2018-07-30 23:00 | 25.7122
2018-07-31 | 4.2488
2018-07-31 01:00 | 5.4385
2018-07-31 02:00 | 63.5391
2018-07-31 03:00 | 287.1973
2018-07-31 04:00 | 384.3356
2018-07-31 05:00 | 581.4721
2018-07-31 06:00 | 283.297
2018-07-31 07:00 | 205.837
2018-07-31 08:00 | 201.4996
2018-07-31 09:00 | 502.6292
2018-07-31 10:00 | 567.636
2018-07-31 11:00 | 311.3403
2018-07-31 12:00 | 186.1764
2018-07-31 13:00 | 288.3445
2018-07-31 14:00 | 556.3345
2018-07-31 15:00 | 125.4458
2018-07-31 16:00 | 425.2526
2018-07-31 17:00 | 459.9559
2018-07-31 18:00 | 54.0659
2018-07-31 19:00 | 200.2339
2018-07-31 20:00 | 397.8688
2018-07-31 21:00 | 309.6257
2018-07-31 22:00 | 333.7738
2018-07-31 23:00 | 365.3094
2018-08-01 | 5.4385
2018-08-01 01:00 | 5.4385
2018-08-01 02:00 | 63.5391
2018-08-01 03:00 | 287.1973
2018-08-01 04:00 | 384.3356
2018-08-01 05:00 | 581.4721
2018-08-01 06:00 | 283.297
2018-08-01 07:00 | 205.837
2018-08-01 08:00 | 201.4996
2018-08-01 09:00 | 502.6292
2018-08-01 10:00 | 567.636
2018-08-01 11:00 | 311.3403
2018-08-01 12:00 | 186.1764
2018-08-01 13:00 | 288.3445
2018-08-01 14:00 | 556.3345
2018-08-01 15:00 | 125.4458
2018-08-01 16:00 | 425.2526
2018-08-01 17:00 | 459.9559
2018-08-01 18:00 | 54.0659
2018-08-01 19:00 | 200.2339
2018-08-01 20:00 | 397.8688
2018-08-01 21:00 | 309.6257
2018-08-01 22:00 | 333.7738
2018-08-01 23:00 | 365.3094
2018-08-02 | 5.4385
2018-08-02 01:00 | 5.4385
2018-08-02 02:00 | 63.5391
2018-08-02 03:00 | 287.1973
2018-08-02 04:00 | 384.3356
2018-08-02 05:00 | 581.4721
2018-08-02 06:00 | 283.297
2018-08-02 07:00 | 205.837
2018-08-02 08:00 | 201.4996
2018-08-02 09:00 | 502.6292
2018-08-02 10:00 | 567.636
2018-08-02 11:00 | 311.3403
2018-08-02 12:00 | 186.1764
2018-08-02 13:00 | 288.3445
2018-08-02 14:00 | 556.3345
2018-08-02 15:00 | 125.4458
2018-08-02 16:00 | 425.2526
2018-08-02 17:00 | 459.9559
2018-08-02 18:00 | 54.0659
2018-08-02 19:00 | 200.2339
2018-08-02 20:00 | 397.8688
2018-08-02 21:00 | 309.6257
2018-08-02 22:00 | 333.7738
2018-08-02 23:00 | 365.3094
2018-08-03 | 5.4385
2018-08-03 01:00 | 5.4385
2018-08-03 02:00 | 63.5391
2018-08-03 03:00 | 287.1973
2018-08-03 04:00 | 384.3356
2018-08-03 05:00 | 581.4721
2018-08-03 06:00 | 283.297
2018-08-03 07:00 | 205.837
2018-08-03 08:00 | 201.4996
2018-08-03 09:00 | 502.6292
2018-08-03 10:00 | 567.636
2018-08-03 11:00 | 311.3403
2018-08-03 12:00 | 186.1764
2018-08-03 13:00 | 288.3445
2018-08-03 14:00 | 556.3345
2018-08-03 15:00 | 125.4458
2018-08-03 16:00 | 425.2526
2018-08-03 17:00 | 459.9559
2018-08-03 18:00 | 54.0659
2018-08-03 19:00 | 200.2339
2018-08-03 20:00 | 397.8688
2018-08-03 21:00 | 309.6257
2018-08-03 22:00 | 333.7738
2018-08-03 23:00 | 365.3094
2018-08-04 | 5.4385
2018-08-04 01:00 | 5.4385
2018-08-04 02:00 | 63.5391
2018-08-04 03:00 | 287.1973
2018-08-04 04:00 | 384.3356
2018-08-04 05:00 | 581.4721
2018-08-04 06:00 | 283.297
2018-08-04 07:00 | 205.837
2018-08-04 08:00 | 201.4996
2018-08-04 09:00 | 502.6292
2018-08-04 10:00 | 567.636
2018-08-04 11:00 | 311.3403
2018-08-04 12:00 | 186.1764
2018-08-04 13:00 | 288.3445
2018-08-04 14:00 | 556.3345
2018-08-04 15:00 | 125.4458
2018-08-04 16:00 | 425.2526
2018-08-04 17:00 | 459.9559
2018-08-04 18:00 | 54.0659
2018-08-04 19:00 | 200.2339
2018-08-04 20:00 | 397.8688
2018-08-04 21:00 | 309.6257
2018-08-04 22:00 | 333.7738
2018-08-04 23:00 | 365.3094
2018-08-05 | 5.4385
2018-08-05 01:00 | 4.2488
2018-08-05 02:00 | 4.25
2018-08-05 03:00 | 177.9671
2018-08-05 04:00 | 186.7277
2018-08-05 05:00 | 135.4064
2018-08-05 06:00 | 4.25
2018-08-05 07:00 | 97.2238
2018-08-05 08:00 | 397.7313
2018-08-05 09:00 | 470.9368
2018-08-05 10:00 | 427.6912
2018-08-05 11:00 | 479.1376
2018-08-05 12:00 | 553.1139
2018-08-05 13:00 | 167.4094
2018-08-05 14:00 | 316.7192
2018-08-05 15:00 | 29.1733
2018-08-05 16:00 | 23.7046
2018-08-05 17:00 | 174.9032
2018-08-05 18:00 | 361.498
2018-08-05 19:00 | 378.5406
2018-08-05 20:00 | 226.5104
2018-08-05 21:00 | 348.6623
2018-08-05 22:00 | 567.2357
2018-08-05 23:00 | 25.7122
2018-08-06 | 4.2488
2018-08-06 01:00 | 4.2488
2018-08-06 02:00 | 4.25
2018-08-06 03:00 | 177.9671
2018-08-06 04:00 | 186.7277
2018-08-06 05:00 | 135.4064
2018-08-06 06:00 | 4.25
2018-08-06 07:00 | 97.2238
2018-08-06 08:00 | 397.7313
2018-08-06 09:00 | 470.9368
2018-08-06 10:00 | 427.6912
2018-08-06 11:00 | 479.1376
2018-08-06 12:00 | 553.1139
2018-08-06 13:00 | 167.4094
2018-08-06 14:00 | 316.7192
2018-08-06 15:00 | 29.1733
2018-08-06 16:00 | 23.7046
2018-08-06 17:00 | 174.9032
2018-08-06 18:00 | 361.498
2018-08-06 19:00 | 378.5406
2018-08-06 20:00 | 226.5104
2018-08-06 21:00 | 348.6623
2018-08-06 22:00 | 567.2357
2018-08-06 23:00 | 25.7122
2018-08-07 | 4.2488
2018-08-07 01:00 | 5.4385
2018-08-07 02:00 | 63.5391
2018-08-07 03:00 | 287.1973
2018-08-07 04:00 | 384.3356
2018-08-07 05:00 | 581.4721
2018-08-07 06:00 | 283.297
2018-08-07 07:00 | 205.837
2018-08-07 08:00 | 201.4996
2018-08-07 09:00 | 502.6292
2018-08-07 10:00 | 567.636
2018-08-07 11:00 | 311.3403
2018-08-07 12:00 | 186.1764
2018-08-07 13:00 | 288.3445
2018-08-07 14:00 | 556.3345
2018-08-07 15:00 | 125.4458
2018-08-07 16:00 | 425.2526
2018-08-07 17:00 | 459.9559
2018-08-07 18:00 | 54.0659
2018-08-07 19:00 | 200.2339
2018-08-07 20:00 | 397.8688
2018-08-07 21:00 | 309.6257
2018-08-07 22:00 | 333.7738
2018-08-07 23:00 | 365.3094
2018-08-08 | 5.4385
2018-08-08 01:00 | 5.4385
2018-08-08 02:00 | 63.5391
2018-08-08 03:00 | 287.1973
2018-08-08 04:00 | 384.3356
2018-08-08 05:00 | 581.4721
2018-08-08 06:00 | 283.297
2018-08-08 07:00 | 205.837
2018-08-08 08:00 | 201.4996
2018-08-08 09:00 | 502.6292
2018-08-08 10:00 | 567.636
2018-08-08 11:00 | 311.3403
2018-08-08 12:00 | 186.1764
2018-08-08 13:00 | 288.3445
2018-08-08 14:00 | 556.3345
2018-08-08 15:00 | 125.4458
2018-08-08 16:00 | 425.2526
2018-08-08 17:00 | 459.9559
2018-08-08 18:00 | 54.0659
2018-08-08 19:00 | 200.2339
2018-08-08 20:00 | 397.8688
2018-08-08 21:00 | 309.6257
2018-08-08 22:00 | 333.7738
2018-08-08 23:00 | 365.3094
2018-08-09 | 5.4385
2018-08-09 01:00 | 5.4385
2018-08-09 02:00 | 63.5391
2018-08-09 03:00 | 287.1973
2018-08-09 04:00 | 384.3356
2018-08-09 05:00 | 581.4721
2018-08-09 06:00 | 283.297
2018-08-09 07:00 | 205.837
2018-08-09 08:00 | 201.4996
2018-08-09 09:00 | 502.6292
2018-08-09 10:00 | 567.636
2018-08-09 11:00 | 311.3403
2018-08-09 12:00 | 186.1764
2018-08-09 13:00 | 288.3445
2018-08-09 14:00 | 556.3345
2018-08-09 15:00 | 125.4458
2018-08-09 16:00 | 425.2526
2018-08-09 17:00 | 459.9559
2018-08-09 18:00 | 54.0659
2018-08-09 19:00 | 200.2339
2018-08-09 20:00 | 397.8688
2018-08-09 21:00 | 309.6257
2018-08-09 22:00 | 333.7738
2018-08-09 23:00 | 365.3094
2018-08-10 | 5.4385
2018-08-10 01:00 | 5.4385
2018-08-10 02:00 | 63.5391
2018-08-10 03:00 | 287.1973
2018-08-10 04:00 | 384.3356
2018-08-10 05:00 | 581.4721
2018-08-10 06:00 | 283.297
2018-08-10 07:00 | 205.837
2018-08-10 08:00 | 201.4996
2018-08-10 09:00 | 502.6292
2018-08-10 10:00 | 567.636
2018-08-10 11:00 | 311.3403
2018-08-10 12:00 | 186.1764
2018-08-10 13:00 | 288.3445
2018-08-10 14:00 | 556.3345
2018-08-10 15:00 | 125.4458
2018-08-10 16:00 | 425.2526
2018-08-10 17:00 | 459.9559
2018-08-10 18:00 | 54.0659
2018-08-10 19:00 | 200.2339
2018-08-10 20:00 | 397.8688
2018-08-10 21:00 | 309.6257
2018-08-10 22:00 | 333.7738
2018-08-10 23:00 | 365.3094
2018-08-11 | 5.4385
2018-08-11 01:00 | 5.4385
2018-08-11 02:00 | 63.5391
2018-08-11 03:00 | 287.1973
2018-08-11 04:00 | 384.3356
2018-08-11 05:00 | 581.4721
2018-08-11 06:00 | 283.297
2018-08-11 07:00 | 205.837
2018-08-11 08:00 | 201.4996
2018-08-11 09:00 | 502.6292
2018-08-11 10:00 | 567.636
2018-08-11 11:00 | 311.3403
2018-08-11 12:00 | 186.1764
2018-08-11 13:00 | 288.3445
2018-08-11 14:00 | 556.3345
2018-08-11 15:00 | 125.4458
2018-08-11 16:00 | 425.2526
2018-08-11 17:00 | 459.9559
2018-08-11 18:00 | 54.0659
2018-08-11 19:00 | 200.2339
2018-08-11 20:00 | 397.8688
2018-08-11 21:00 | 309.6257
2018-08-11 22:00 | 333.7738
2018-08-11 23:00 | 365.3094
2018-08-12 | 5.4385
2018-08-12 01:00 | 4.2488
2018-08-12 02:00 | 4.25
2018-08-12 03:00 | 177.9671
2018-08-12 04:00 | 186.7277
2018-08-12 05:00 | 135.4064
2018-08-12 06:00 | 4.25
2018-08-12 07:00 | 97.2238
2018-08-12 08:00 | 397.7313
2018-08-12 09:00 | 470.9368
2018-08-12 10:00 | 427.6912
2018-08-12 11:00 | 479.1376
2018-08-12 12:00 | 553.1139
2018-08-12 13:00 | 167.4094
2018-08-12 14:00 | 316.7192
2018-08-12 15:00 | 29.1733
2018-08-12 16:00 | 23.7046
2018-08-12 17:00 | 174.9032
2018-08-12 18:00 | 361.498
2018-08-12 19:00 | 378.5406
2018-08-12 20:00 | 226.5104
2018-08-12 21:00 | 348.6623
2018-08-12 22:00 | 567.2357
2018-08-12 23:00 | 25.7122
2018-08-13 | 4.2488
2018-08-13 01:00 | 4.2488
2018-08-13 02:00 | 4.25
2018-08-13 03:00 | 177.9671
2018-08-13 04:00 | 186.7277
2018-08-13 05:00 | 135.4064
2018-08-13 06:00 | 4.25
2018-08-13 07:00 | 97.2238
2018-08-13 08:00 | 397.7313
2018-08-13 09:00 | 470.9368
2018-08-13 10:00 | 427.6912
2018-08-13 11:00 | 479.1376
2018-08-13 12:00 | 553.1139
2018-08-13 13:00 | 167.4094
2018-08-13 14:00 | 316.7192
2018-08-13 15:00 | 29.1733
2018-08-13 16:00 | 23.7046
2018-08-13 17:00 | 174.9032
2018-08-13 18:00 | 361.498
2018-08-13 19:00 | 378.5406
2018-08-13 20:00 | 226.5104
2018-08-13 21:00 | 348.6623
2018-08-13 22:00 | 567.2357
2018-08-13 23:00 | 25.7122
2018-08-14 | 4.2488
2018-08-14 01:00 | 5.4385
2018-08-14 02:00 | 63.5391
2018-08-14 03:00 | 287.1973
2018-08-14 04:00 | 384.3356
2018-08-14 05:00 | 581.4721
2018-08-14 06:00 | 283.297
2018-08-14 07:00 | 205.837
2018-08-14 08:00 | 201.4996
2018-08-14 09:00 | 502.6292
2018-08-14 10:00 | 567.636
2018-08-14 11:00 | 311.3403
2018-08-14 12:00 | 186.1764
2018-08-14 13:00 | 288.3445
2018-08-14 14:00 | 556.3345
2018-08-14 15:00 | 125.4458
2018-08-14 16:00 | 425.2526
2018-08-14 17:00 | 459.9559
2018-08-14 18:00 | 54.0659
2018-08-14 19:00 | 200.2339
2018-08-14 20:00 | 397.8688
2018-08-14 21:00 | 309.6257
2018-08-14 22:00 | 333.7738
2018-08-14 23:00 | 365.3094
2018-08-15 | 5.4385
2018-08-15 01:00 | 5.4385
2018-08-15 02:00 | 63.5391
2018-08-15 03:00 | 287.1973
2018-08-15 04:00 | 384.3356
2018-08-15 05:00 | 581.4721
2018-08-15 06:00 | 283.297
2018-08-15 07:00 | 205.837
2018-08-15 08:00 | 201.4996
2018-08-15 09:00 | 502.6292
2018-08-15 10:00 | 567.636
2018-08-15 11:00 | 311.3403
2018-08-15 12:00 | 186.1764
2018-08-15 13:00 | 288.3445
2018-08-15 14:00 | 556.3345
2018-08-15 15:00 | 125.4458
2018-08-15 16:00 | 425.2526
2018-08-15 17:00 | 459.9559
2018-08-15 18:00 | 54.0659
2018-08-15 19:00 | 200.2339
2018-08-15 20:00 | 397.8688
2018-08-15 21:00 | 309.6257
2018-08-15 22:00 | 333.7738
2018-08-15 23:00 | 365.3094
2018-08-16 | 5.4385
2018-08-16 01:00 | 5.4385
2018-08-16 02:00 | 63.5391
2018-08-16 03:00 | 287.1973
2018-08-16 04:00 | 384.3356
2018-08-16 05:00 | 581.4721
2018-08-16 06:00 | 283.297
2018-08-16 07:00 | 205.837
2018-08-16 08:00 | 201.4996
2018-08-16 09:00 | 502.6292
2018-08-16 10:00 | 567.636
2018-08-16 11:00 | 311.3403
2018-08-16 12:00 | 186.1764
2018-08-16 13:00 | 288.3445
2018-08-16 14:00 | 556.3345
2018-08-16 15:00 | 125.4458
2018-08-16 16:00 | 425.2526
2018-08-16 17:00 | 459.9559
2018-08-16 18:00 | 54.0659
2018-08-16 19:00 | 200.2339
2018-08-16 20:00 | 397.8688
2018-08-16 21:00 | 309.6257
2018-08-16 22:00 | 333.7738
2018-08-16 23:00 | 365.3094
2018-08-17 | 5.4385
2018-08-17 01:00 | 5.4385
2018-08-17 02:00 | 63.5391
2018-08-17 03:00 | 287.1973
2018-08-17 04:00 | 384.3356
2018-08-17 05:00 | 581.4721
2018-08-17 06:00 | 283.297
2018-08-17 07:00 | 205.837
2018-08-17 08:00 | 201.4996
2018-08-17 09:00 | 502.6292
2018-08-17 10:00 | 567.636
2018-08-17 11:00 | 311.3403
2018-08-17 12:00 | 186.1764
2018-08-17 13:00 | 288.3445
2018-08-17 14:00 | 556.3345
2018-08-17 15:00 | 125.4458
2018-08-17 16:00 | 425.2526
2018-08-17 17:00 | 459.9559
2018-08-17 18:00 | 54.0659
2018-08-17 19:00 | 200.2339
2018-08-17 20:00 | 397.8688
2018-08-17 21:00 | 309.6257
2018-08-17 22:00 | 333.7738
2018-08-17 23:00 | 365.3094
2018-08-18 | 5.4385
2018-08-18 01:00 | 5.4385
2018-08-18 02:00 | 63.5391
2018-08-18 03:00 | 287.1973
2018-08-18 04:00 | 384.3356
2018-08-18 05:00 | 581.4721
2018-08-18 06:00 | 283.297
2018-08-18 07:00 | 205.837
2018-08-18 08:00 | 201.4996
2018-08-18 09:00 | 502.6292
2018-08-18 10:00 | 567.636
2018-08-18 11:00 | 311.3403
2018-08-18 12:00 | 186.1764
2018-08-18 13:00 | 288.3445
2018-08-18 14:00 | 556.3345
2018-08-18 15:00 | 125.4458
2018-08-18 16:00 | 425.2526
2018-08-18 17:00 | 459.9559
2018-08-18 18:00 | 54.0659
2018-08-18 19:00 | 200.2339
2018-08-18 20:00 | 397.8688
2018-08-18 21:00 | 309.6257
2018-08-18 22:00 | 333.7738
2018-08-18 23:00 | 365.3094
2018-08-19 | 5.4385
2018-08-19 01:00 | 4.2488
2018-08-19 02:00 | 4.25
2018-08-19 03:00 | 177.9671
2018-08-19 04:00 | 186.7277
2018-08-19 05:00 | 135.4064
2018-08-19 06:00 | 4.25
2018-08-19 07:00 | 97.2238
2018-08-19 08:00 | 397.7313
2018-08-19 09:00 | 470.9368
2018-08-19 10:00 | 427.6912
2018-08-19 11:00 | 479.1376
2018-08-19 12:00 | 553.1139
2018-08-19 13:00 | 167.4094
2018-08-19 14:00 | 316.7192
2018-08-19 15:00 | 29.1733
2018-08-19 16:00 | 23.7046
2018-08-19 17:00 | 174.9032
2018-08-19 18:00 | 361.498
2018-08-19 19:00 | 378.5406
2018-08-19 20:00 | 226.5104
2018-08-19 21:00 | 348.6623
2018-08-19 22:00 | 567.2357
2018-08-19 23:00 | 25.7122
2018-08-20 | 4.2488
2018-08-20 01:00 | 4.2488
2018-08-20 02:00 | 4.25
2018-08-20 03:00 | 177.9671
2018-08-20 04:00 | 186.7277
2018-08-20 05:00 | 135.4064
2018-08-20 06:00 | 4.25
2018-08-20 07:00 | 97.2238
2018-08-20 08:00 | 397.7313
2018-08-20 09:00 | 470.9368
2018-08-20 10:00 | 427.6912
2018-08-20 11:00 | 479.1376
2018-08-20 12:00 | 553.1139
2018-08-20 13:00 | 167.4094
2018-08-20 14:00 | 316.7192
2018-08-20 15:00 | 29.1733
2018-08-20 16:00 | 23.7046
2018-08-20 17:00 | 174.9032
2018-08-20 18:00 | 361.498
2018-08-20 19:00 | 378.5406
2018-08-20 20:00 | 226.5104
2018-08-20 21:00 | 348.6623
2018-08-20 22:00 | 567.2357
2018-08-20 23:00 | 25.7122
2018-08-21 | 4.2488
2018-08-21 01:00 | 5.4385
2018-08-21 02:00 | 63.5391
2018-08-21 03:00 | 287.1973
2018-08-21 04:00 | 384.3356
2018-08-21 05:00 | 581.4721
2018-08-21 06:00 | 283.297
2018-08-21 07:00 | 205.837
2018-08-21 08:00 | 201.4996
2018-08-21 09:00 | 502.6292
2018-08-21 10:00 | 567.636
2018-08-21 11:00 | 311.3403
2018-08-21 12:00 | 186.1764
2018-08-21 13:00 | 288.3445
2018-08-21 14:00 | 556.3345
2018-08-21 15:00 | 125.4458
2018-08-21 16:00 | 425.2526
2018-08-21 17:00 | 459.9559
2018-08-21 18:00 | 54.0659
2018-08-21 19:00 | 200.2339
2018-08-21 20:00 | 397.8688
2018-08-21 21:00 | 309.6257
2018-08-21 22:00 | 333.7738
2018-08-21 23:00 | 365.3094
2018-08-22 | 5.4385
2018-08-22 01:00 | 5.4385
2018-08-22 02:00 | 63.5391
2018-08-22 03:00 | 287.1973
2018-08-22 04:00 | 384.3356
2018-08-22 05:00 | 581.4721
2018-08-22 06:00 | 283.297
2018-08-22 07:00 | 205.837
2018-08-22 08:00 | 201.4996
2018-08-22 09:00 | 502.6292
2018-08-22 10:00 | 567.636
2018-08-22 11:00 | 311.3403
2018-08-22 12:00 | 186.1764
2018-08-22 13:00 | 288.3445
2018-08-22 14:00 | 556.3345
2018-08-22 15:00 | 125.4458
2018-08-22 16:00 | 425.2526
2018-08-22 17:00 | 459.9559
2018-08-22 18:00 | 54.0659
2018-08-22 19:00 | 200.2339
2018-08-22 20:00 | 397.8688
2018-08-22 21:00 | 309.6257
2018-08-22 22:00 | 333.7738
2018-08-22 23:00 | 365.3094
2018-08-23 | 5.4385
2018-08-23 01:00 | 5.4385
2018-08-23 02:00 | 63.5391
2018-08-23 03:00 | 287.1973
2018-08-23 04:00 | 384.3356
2018-08-23 05:00 | 581.4721
2018-08-23 06:00 | 283.297
2018-08-23 07:00 | 205.837
2018-08-23 08:00 | 201.4996
2018-08-23 09:00 | 502.6292
2018-08-23 10:00 | 567.636
2018-08-23 11:00 | 311.3403
2018-08-23 12:00 | 186.1764
2018-08-23 13:00 | 288.3445
2018-08-23 14:00 | 556.3345
2018-08-23 15:00 | 125.4458
2018-08-23 16:00 | 425.2526
2018-08-23 17:00 | 459.9559
2018-08-23 18:00 | 54.0659
2018-08-23 19:00 | 200.2339
2018-08-23 20:00 | 397.8688
2018-08-23 21:00 | 309.6257
2018-08-23 22:00 | 333.7738
2018-08-23 23:00 | 365.3094
2018-08-24 | 5.4385
2018-08-24 01:00 | 5.4385
2018-08-24 02:00 | 63.5391
2018-08-24 03:00 | 287.1973
2018-08-24 04:00 | 384.3356
2018-08-24 05:00 | 581.4721
2018-08-24 06:00 | 283.297
2018-08-24 07:00 | 205.837
2018-08-24 08:00 | 201.4996
2018-08-24 09:00 | 502.6292
2018-08-24 10:00 | 567.636
2018-08-24 11:00 | 311.3403
2018-08-24 12:00 | 186.1764
2018-08-24 13:00 | 288.3445
2018-08-24 14:00 | 556.3345
2018-08-24 15:00 | 125.4458
2018-08-24 16:00 | 425.2526
2018-08-24 17:00 | 459.9559
2018-08-24 18:00 | 54.0659
2018-08-24 19:00 | 200.2339
2018-08-24 20:00 | 397.8688
2018-08-24 21:00 | 309.6257
2018-08-24 22:00 | 333.7738
2018-08-24 23:00 | 365.3094
2018-08-25 | 5.4385
2018-08-25 01:00 | 5.4385
2018-08-25 02:00 | 63.5391
2018-08-25 03:00 | 287.1973
2018-08-25 04:00 | 384.3356
2018-08-25 05:00 | 581.4721
2018-08-25 06:00 | 283.297
2018-08-25 07:00 | 205.837
2018-08-25 08:00 | 201.4996
2018-08-25 09:00 | 502.6292
2018-08-25 10:00 | 567.636
2018-08-25 11:00 | 311.3403
2018-08-25 12:00 | 186.1764
2018-08-25 13:00 | 288.3445
2018-08-25 14:00 | 556.3345
2018-08-25 15:00 | 125.4458
2018-08-25 16:00 | 425.2526
2018-08-25 17:00 | 459.9559
2018-08-25 18:00 | 54.0659
2018-08-25 19:00 | 200.2339
2018-08-25 20:00 | 397.8688
2018-08-25 21:00 | 309.6257
2018-08-25 22:00 | 333.7738
2018-08-25 23:00 | 365.3094
2018-08-26 | 5.4385
2018-08-26 01:00 | 4.2488
2018-08-26 02:00 | 4.25
2018-08-26 03:00 | 177.9671
2018-08-26 04:00 | 186.7277
2018-08-26 05:00 | 135.4064
2018-08-26 06:00 | 4.25
2018-08-26 07:00 | 97.2238
2018-08-26 08:00 | 397.7313
2018-08-26 09:00 | 470.9368
2018-08-26 10:00 | 427.6912
2018-08-26 11:00 | 479.1376
2018-08-26 12:00 | 553.1139
2018-08-26 13:00 | 167.4094
2018-08-26 14:00 | 316.7192
2018-08-26 15:00 | 29.1733
2018-08-26 16:00 | 23.7046
2018-08-26 17:00 | 174.9032
2018-08-26 18:00 | 361.498
2018-08-26 19:00 | 378.5406
2018-08-26 20:00 | 226.5104
2018-08-26 21:00 | 348.6623
2018-08-26 22:00 | 567.2357
2018-08-26 23:00 | 25.7122
2018-08-27 | 4.2488
2018-08-27 01:00 | 4.2488
2018-08-27 02:00 | 4.25
2018-08-27 03:00 | 177.9671
2018-08-27 04:00 | 186.7277
2018-08-27 05:00 | 135.4064
2018-08-27 06:00 | 4.25
2018-08-27 07:00 | 97.2238
2018-08-27 08:00 | 397.7313
2018-08-27 09:00 | 470.9368
2018-08-27 10:00 | 427.6912
2018-08-27 11:00 | 479.1376
2018-08-27 12:00 | 553.1139
2018-08-27 13:00 | 167.4094
2018-08-27 14:00 | 316.7192
2018-08-27 15:00 | 29.1733
2018-08-27 16:00 | 23.7046
2018-08-27 17:00 | 174.9032
2018-08-27 18:00 | 361.498
2018-08-27 19:00 | 378.5406
2018-08-27 20:00 | 226.5104
2018-08-27 21:00 | 348.6623
2018-08-27 22:00 | 567.2357
2018-08-27 23:00 | 25.7122
2018-08-28 | 4.2488
2018-08-28 01:00 | 5.4385
2018-08-28 02:00 | 63.5391
2018-08-28 03:00 | 287.1973
2018-08-28 04:00 | 384.3356
2018-08-28 05:00 | 581.4721
2018-08-28 06:00 | 283.297
2018-08-28 07:00 | 205.837
2018-08-28 08:00 | 201.4996
2018-08-28 09:00 | 502.6292
2018-08-28 10:00 | 567.636
2018-08-28 11:00 | 311.3403
2018-08-28 12:00 | 186.1764
2018-08-28 13:00 | 288.3445
2018-08-28 14:00 | 556.3345
2018-08-28 15:00 | 125.4458
2018-08-28 16:00 | 425.2526
2018-08-28 17:00 | 459.9559
2018-08-28 18:00 | 54.0659
2018-08-28 19:00 | 200.2339
2018-08-28 20:00 | 397.8688
2018-08-28 21:00 | 309.6257
2018-08-28 22:00 | 333.7738
2018-08-28 23:00 | 365.3094
2018-08-29 | 5.4385
2018-08-29 01:00 | 5.4385
2018-08-29 02:00 | 63.5391
2018-08-29 03:00 | 287.1973
2018-08-29 04:00 | 384.3356
2018-08-29 05:00 | 581.4721
2018-08-29 06:00 | 283.297
2018-08-29 07:00 | 205.837
2018-08-29 08:00 | 201.4996
2018-08-29 09:00 | 502.6292
2018-08-29 10:00 | 567.636
2018-08-29 11:00 | 311.3403
2018-08-29 12:00 | 186.1764
2018-08-29 13:00 | 288.3445
2018-08-29 14:00 | 556.3345
2018-08-29 15:00 | 125.4458
2018-08-29 16:00 | 425.2526
2018-08-29 17:00 | 459.9559
2018-08-29 18:00 | 54.0659
2018-08-29 19:00 | 200.2339
2018-08-29 20:00 | 397.8688
2018-08-29 21:00 | 309.6257
2018-08-29 22:00 | 333.7738
2018-08-29 23:00 | 365.3094
2018-08-30 | 5.4385
2018-08-30 01:00 | 5.4385
2018-08-30 02:00 | 63.5391
2018-08-30 03:00 | 287.1973
2018-08-30 04:00 | 384.3356
2018-08-30 05:00 | 581.4721
2018-08-30 06:00 | 283.297
2018-08-30 07:00 | 205.837
2018-08-30 08:00 | 201.4996
2018-08-30 09:00 | 502.6292
2018-08-30 10:00 | 567.636
2018-08-30 11:00 | 311.3403
2018-08-30 12:00 | 186.1764
2018-08-30 13:00 | 288.3445
2018-08-30 14:00 | 556.3345
2018-08-30 15:00 | 125.4458
2018-08-30 16:00 | 425.2526
2018-08-30 17:00 | 459.9559
2018-08-30 18:00 | 54.0659
2018-08-30 19:00 | 200.2339
2018-08-30 20:00 | 397.8688
2018-08-30 21:00 | 309.6257
2018-08-30 22:00 | 333.7738
2018-08-30 23:00 | 365.3094
2018-08-31 | 5.4385
2018-08-31 01:00 | 5.4385
2018-08-31 02:00 | 63.5391
2018-08-31 03:00 | 287.1973
2018-08-31 04:00 | 384.3356
2018-08-31 05:00 | 581.4721
2018-08-31 06:00 | 283.297
2018-08-31 07:00 | 205.837
2018-08-31 08:00 | 201.4996
2018-08-31 09:00 | 502.6292
2018-08-31 10:00 | 567.636
2018-08-31 11:00 | 311.3403
2018-08-31 12:00 | 186.1764
2018-08-31 13:00 | 288.3445
2018-08-31 14:00 | 556.3345
2018-08-31 15:00 | 125.4458
2018-08-31 16:00 | 425.2526
2018-08-31 17:00 | 459.9559
2018-08-31 18:00 | 54.0659
2018-08-31 19:00 | 200.2339
2018-08-31 20:00 | 397.8688
2018-08-31 21:00 | 309.6257
2018-08-31 22:00 | 333.7738
2018-08-31 23:00 | 365.3094
2018-09-01 | 5.4385
2018-09-01 01:00 | 3.0591
2018-09-01 02:00 | 3.06
2018-09-01 03:00 | 109.9642
2018-09-01 04:00 | 150.442
2018-09-01 05:00 | 48.3202
2018-09-01 06:00 | 404.3408
2018-09-01 07:00 | 444.1595
2018-09-01 08:00 | 428.5682
2018-09-01 09:00 | 421.4268
2018-09-01 10:00 | 384.447
2018-09-01 11:00 | 367.7536
2018-09-01 12:00 | 445.211
2018-09-01 13:00 | 174.6674
2018-09-01 14:00 | 3.06
2018-09-01 15:00 | 69.4816
2018-09-01 16:00 | 233.1648
2018-09-01 17:00 | 237.3221
2018-09-01 18:00 | 188.1665
2018-09-01 19:00 | 96.3794
2018-09-01 20:00 | 160.7847
2018-09-01 21:00 | 121.9221
2018-09-01 22:00 | 73.1131
2018-09-01 23:00 | 3.06
2018-09-02 | 3.0591
2018-09-02 01:00 | 2.7192
2018-09-02 02:00 | 2.72
2018-09-02 03:00 | 88.7695
2018-09-02 04:00 | 160.4447
2018-09-02 05:00 | 287.1044
2018-09-02 06:00 | 225.3737
2018-09-02 07:00 | 129.6436
2018-09-02 08:00 | 160.4447
2018-09-02 09:00 | 127.97
2018-09-02 10:00 | 283.4301
2018-09-02 11:00 | 402.5015
2018-09-02 12:00 | 148.3495
2018-09-02 13:00 | 2.72
2018-09-02 14:00 | 96.0881
2018-09-02 15:00 | 383.2618
2018-09-02 16:00 | 160.4447
2018-09-02 17:00 | 54.7224
2018-09-02 18:00 | 108.044
2018-09-02 19:00 | 33.3468
2018-09-02 20:00 | 76.8477
2018-09-02 21:00 | 59.5924
2018-09-02 22:00 | 318.1695
2018-09-02 23:00 | 102.9569
2018-09-03 | 2.7192
2018-09-03 01:00 | 2.7192
2018-09-03 02:00 | 2.72
2018-09-03 03:00 | 88.7695
2018-09-03 04:00 | 160.4447
2018-09-03 05:00 | 287.1044
2018-09-03 06:00 | 225.3737
2018-09-03 07:00 | 129.6436
2018-09-03 08:00 | 160.4447
2018-09-03 09:00 | 127.97
2018-09-03 10:00 | 283.4301
2018-09-03 11:00 | 402.5015
2018-09-03 12:00 | 148.3495
2018-09-03 13:00 | 2.72
2018-09-03 14:00 | 96.0881
2018-09-03 15:00 | 383.2618
2018-09-03 16:00 | 160.4447
2018-09-03 17:00 | 54.7224
2018-09-03 18:00 | 108.044
2018-09-03 19:00 | 33.3468
2018-09-03 20:00 | 76.8477
2018-09-03 21:00 | 59.5924
2018-09-03 22:00 | 318.1695
2018-09-03 23:00 | 102.9569
2018-09-04 | 2.7192
2018-09-04 01:00 | 3.0591
2018-09-04 02:00 | 3.06
2018-09-04 03:00 | 109.9642
2018-09-04 04:00 | 150.442
2018-09-04 05:00 | 48.3202
2018-09-04 06:00 | 404.3408
2018-09-04 07:00 | 444.1595
2018-09-04 08:00 | 428.5682
2018-09-04 09:00 | 421.4268
2018-09-04 10:00 | 384.447
2018-09-04 11:00 | 367.7536
2018-09-04 12:00 | 445.211
2018-09-04 13:00 | 174.6674
2018-09-04 14:00 | 3.06
2018-09-04 15:00 | 69.4816
2018-09-04 16:00 | 233.1648
2018-09-04 17:00 | 237.3221
2018-09-04 18:00 | 188.1665
2018-09-04 19:00 | 96.3794
2018-09-04 20:00 | 160.7847
2018-09-04 21:00 | 121.9221
2018-09-04 22:00 | 73.1131
2018-09-04 23:00 | 3.06
2018-09-05 | 3.0591
2018-09-05 01:00 | 3.0591
2018-09-05 02:00 | 3.06
2018-09-05 03:00 | 109.9642
2018-09-05 04:00 | 150.442
2018-09-05 05:00 | 48.3202
2018-09-05 06:00 | 404.3408
2018-09-05 07:00 | 444.1595
2018-09-05 08:00 | 428.5682
2018-09-05 09:00 | 421.4268
2018-09-05 10:00 | 384.447
2018-09-05 11:00 | 367.7536
2018-09-05 12:00 | 445.211
2018-09-05 13:00 | 174.6674
2018-09-05 14:00 | 3.06
2018-09-05 15:00 | 69.4816
2018-09-05 16:00 | 233.1648
2018-09-05 17:00 | 237.3221
2018-09-05 18:00 | 188.1665
2018-09-05 19:00 | 96.3794
2018-09-05 20:00 | 160.7847
2018-09-05 21:00 | 121.9221
2018-09-05 22:00 | 73.1131
2018-09-05 23:00 | 3.06
2018-09-06 | 3.0591
2018-09-06 01:00 | 3.0591
2018-09-06 02:00 | 3.06
2018-09-06 03:00 | 109.9642
2018-09-06 04:00 | 150.442
2018-09-06 05:00 | 48.3202
2018-09-06 06:00 | 404.3408
2018-09-06 07:00 | 444.1595
2018-09-06 08:00 | 428.5682
2018-09-06 09:00 | 421.4268
2018-09-06 10:00 | 384.447
2018-09-06 11:00 | 367.7536
2018-09-06 12:00 | 445.211
2018-09-06 13:00 | 174.6674
2018-09-06 14:00 | 3.06
2018-09-06 15:00 | 69.4816
2018-09-06 16:00 | 233.1648
2018-09-06 17:00 | 237.3221
2018-09-06 18:00 | 188.1665
2018-09-06 19:00 | 96.3794
2018-09-06 20:00 | 160.7847
2018-09-06 21:00 | 121.9221
2018-09-06 22:00 | 73.1131
2018-09-06 23:00 | 3.06
2018-09-07 | 3.0591
2018-09-07 01:00 | 3.0591
2018-09-07 02:00 | 3.06
2018-09-07 03:00 | 109.9642
2018-09-07 04:00 | 150.442
2018-09-07 05:00 | 48.3202
2018-09-07 06:00 | 404.3408
2018-09-07 07:00 | 444.1595
2018-09-07 08:00 | 428.5682
2018-09-07 09:00 | 421.4268
2018-09-07 10:00 | 384.447
2018-09-07 11:00 | 367.7536
2018-09-07 12:00 | 445.211
2018-09-07 13:00 | 174.6674
2018-09-07 14:00 | 3.06
2018-09-07 15:00 | 69.4816
2018-09-07 16:00 | 233.1648
2018-09-07 17:00 | 237.3221
2018-09-07 18:00 | 188.1665
2018-09-07 19:00 | 96.3794
2018-09-07 20:00 | 160.7847
2018-09-07 21:00 | 121.9221
2018-09-07 22:00 | 73.1131
2018-09-07 23:00 | 3.06
2018-09-08 | 3.0591
2018-09-08 01:00 | 3.0591
2018-09-08 02:00 | 3.06
2018-09-08 03:00 | 109.9642
2018-09-08 04:00 | 150.442
2018-09-08 05:00 | 48.3202
2018-09-08 06:00 | 404.3408
2018-09-08 07:00 | 444.1595
2018-09-08 08:00 | 428.5682
2018-09-08 09:00 | 421.4268
2018-09-08 10:00 | 384.447
2018-09-08 11:00 | 367.7536
2018-09-08 12:00 | 445.211
2018-09-08 13:00 | 174.6674
2018-09-08 14:00 | 3.06
2018-09-08 15:00 | 69.4816
2018-09-08 16:00 | 233.1648
2018-09-08 17:00 | 237.3221
2018-09-08 18:00 | 188.1665
2018-09-08 19:00 | 96.3794
2018-09-08 20:00 | 160.7847
2018-09-08 21:00 | 121.9221
2018-09-08 22:00 | 73.1131
2018-09-08 23:00 | 3.06
2018-09-09 | 3.0591
2018-09-09 01:00 | 2.7192
2018-09-09 02:00 | 2.72
2018-09-09 03:00 | 88.7695
2018-09-09 04:00 | 160.4447
2018-09-09 05:00 | 287.1044
2018-09-09 06:00 | 225.3737
2018-09-09 07:00 | 129.6436
2018-09-09 08:00 | 160.4447
2018-09-09 09:00 | 127.97
2018-09-09 10:00 | 283.4301
2018-09-09 11:00 | 402.5015
2018-09-09 12:00 | 148.3495
2018-09-09 13:00 | 2.72
2018-09-09 14:00 | 96.0881
2018-09-09 15:00 | 383.2618
2018-09-09 16:00 | 160.4447
2018-09-09 17:00 | 54.7224
2018-09-09 18:00 | 108.044
2018-09-09 19:00 | 33.3468
2018-09-09 20:00 | 76.8477
2018-09-09 21:00 | 59.5924
2018-09-09 22:00 | 318.1695
2018-09-09 23:00 | 102.9569
2018-09-10 | 2.7192
2018-09-10 01:00 | 2.7192
2018-09-10 02:00 | 2.72
2018-09-10 03:00 | 88.7695
2018-09-10 04:00 | 160.4447
2018-09-10 05:00 | 287.1044
2018-09-10 06:00 | 225.3737
2018-09-10 07:00 | 129.6436
2018-09-10 08:00 | 160.4447
2018-09-10 09:00 | 127.97
2018-09-10 10:00 | 283.4301
2018-09-10 11:00 | 402.5015
2018-09-10 12:00 | 148.3495
2018-09-10 13:00 | 2.72
2018-09-10 14:00 | 96.0881
2018-09-10 15:00 | 383.2618
2018-09-10 16:00 | 160.4447
2018-09-10 17:00 | 54.7224
2018-09-10 18:00 | 108.044
2018-09-10 19:00 | 33.3468
2018-09-10 20:00 | 76.8477
2018-09-10 21:00 | 59.5924
2018-09-10 22:00 | 318.1695
2018-09-10 23:00 | 102.9569
2018-09-11 | 2.7192
2018-09-11 01:00 | 3.0591
2018-09-11 02:00 | 3.06
2018-09-11 03:00 | 109.9642
2018-09-11 04:00 | 150.442
2018-09-11 05:00 | 48.3202
2018-09-11 06:00 | 404.3408
2018-09-11 07:00 | 444.1595
2018-09-11 08:00 | 428.5682
2018-09-11 09:00 | 421.4268
2018-09-11 10:00 | 384.447
2018-09-11 11:00 | 367.7536
2018-09-11 12:00 | 445.211
2018-09-11 13:00 | 174.6674
2018-09-11 14:00 | 3.06
2018-09-11 15:00 | 69.4816
2018-09-11 16:00 | 233.1648
2018-09-11 17:00 | 237.3221
2018-09-11 18:00 | 188.1665
2018-09-11 19:00 | 96.3794
2018-09-11 20:00 | 160.7847
2018-09-11 21:00 | 121.9221
2018-09-11 22:00 | 73.1131
2018-09-11 23:00 | 3.06
2018-09-12 | 3.0591
2018-09-12 01:00 | 3.0591
2018-09-12 02:00 | 3.06
2018-09-12 03:00 | 109.9642
2018-09-12 04:00 | 150.442
2018-09-12 05:00 | 48.3202
2018-09-12 06:00 | 404.3408
2018-09-12 07:00 | 444.1595
2018-09-12 08:00 | 428.5682
2018-09-12 09:00 | 421.4268
2018-09-12 10:00 | 384.447
2018-09-12 11:00 | 367.7536
2018-09-12 12:00 | 445.211
2018-09-12 13:00 | 174.6674
2018-09-12 14:00 | 3.06
2018-09-12 15:00 | 69.4816
2018-09-12 16:00 | 233.1648
2018-09-12 17:00 | 237.3221
2018-09-12 18:00 | 188.1665
2018-09-12 19:00 | 96.3794
2018-09-12 20:00 | 160.7847
2018-09-12 21:00 | 121.9221
2018-09-12 22:00 | 73.1131
2018-09-12 23:00 | 3.06
2018-09-13 | 3.0591
2018-09-13 01:00 | 3.0591
2018-09-13 02:00 | 3.06
2018-09-13 03:00 | 109.9642
2018-09-13 04:00 | 150.442
2018-09-13 05:00 | 48.3202
2018-09-13 06:00 | 404.3408
2018-09-13 07:00 | 444.1595
2018-09-13 08:00 | 428.5682
2018-09-13 09:00 | 421.4268
2018-09-13 10:00 | 384.447
2018-09-13 11:00 | 367.7536
2018-09-13 12:00 | 445.211
2018-09-13 13:00 | 174.6674
2018-09-13 14:00 | 3.06
2018-09-13 15:00 | 69.4816
2018-09-13 16:00 | 233.1648
2018-09-13 17:00 | 237.3221
2018-09-13 18:00 | 188.1665
2018-09-13 19:00 | 96.3794
2018-09-13 20:00 | 160.7847
2018-09-13 21:00 | 121.9221
2018-09-13 22:00 | 73.1131
2018-09-13 23:00 | 3.06
2018-09-14 | 3.0591
2018-09-14 01:00 | 3.0591
2018-09-14 02:00 | 3.06
2018-09-14 03:00 | 109.9642
2018-09-14 04:00 | 150.442
2018-09-14 05:00 | 48.3202
2018-09-14 06:00 | 404.3408
2018-09-14 07:00 | 444.1595
2018-09-14 08:00 | 428.5682
2018-09-14 09:00 | 421.4268
2018-09-14 10:00 | 384.447
2018-09-14 11:00 | 367.7536
2018-09-14 12:00 | 445.211
2018-09-14 13:00 | 174.6674
2018-09-14 14:00 | 3.06
2018-09-14 15:00 | 69.4816
2018-09-14 16:00 | 233.1648
2018-09-14 17:00 | 237.3221
2018-09-14 18:00 | 188.1665
2018-09-14 19:00 | 96.3794
2018-09-14 20:00 | 160.7847
2018-09-14 21:00 | 121.9221
2018-09-14 22:00 | 73.1131
2018-09-14 23:00 | 3.06
2018-09-15 | 3.0591
2018-09-15 01:00 | 3.0591
2018-09-15 02:00 | 3.06
2018-09-15 03:00 | 109.9642
2018-09-15 04:00 | 150.442
2018-09-15 05:00 | 48.3202
2018-09-15 06:00 | 404.3408
2018-09-15 07:00 | 444.1595
2018-09-15 08:00 | 428.5682
2018-09-15 09:00 | 421.4268
2018-09-15 10:00 | 384.447
2018-09-15 11:00 | 367.7536
2018-09-15 12:00 | 445.211
2018-09-15 13:00 | 174.6674
2018-09-15 14:00 | 3.06
2018-09-15 15:00 | 69.4816
2018-09-15 16:00 | 233.1648
2018-09-15 17:00 | 237.3221
2018-09-15 18:00 | 188.1665
2018-09-15 19:00 | 96.3794
2018-09-15 20:00 | 160.7847
2018-09-15 21:00 | 121.9221
2018-09-15 22:00 | 73.1131
2018-09-15 23:00 | 3.06
2018-09-16 | 3.0591
2018-09-16 01:00 | 2.7192
2018-09-16 02:00 | 2.72
2018-09-16 03:00 | 88.7695
2018-09-16 04:00 | 160.4447
2018-09-16 05:00 | 287.1044
2018-09-16 06:00 | 225.3737
2018-09-16 07:00 | 129.6436
2018-09-16 08:00 | 160.4447
2018-09-16 09:00 | 127.97
2018-09-16 10:00 | 283.4301
2018-09-16 11:00 | 402.5015
2018-09-16 12:00 | 148.3495
2018-09-16 13:00 | 2.72
2018-09-16 14:00 | 96.0881
2018-09-16 15:00 | 383.2618
2018-09-16 16:00 | 160.4447
2018-09-16 17:00 | 54.7224
2018-09-16 18:00 | 108.044
2018-09-16 19:00 | 33.3468
2018-09-16 20:00 | 76.8477
2018-09-16 21:00 | 59.5924
2018-09-16 22:00 | 318.1695
2018-09-16 23:00 | 102.9569
2018-09-17 | 2.7192
2018-09-17 01:00 | 2.7192
2018-09-17 02:00 | 2.72
2018-09-17 03:00 | 88.7695
2018-09-17 04:00 | 160.4447
2018-09-17 05:00 | 287.1044
2018-09-17 06:00 | 225.3737
2018-09-17 07:00 | 129.6436
2018-09-17 08:00 | 160.4447
2018-09-17 09:00 | 127.97
2018-09-17 10:00 | 283.4301
2018-09-17 11:00 | 402.5015
2018-09-17 12:00 | 148.3495
2018-09-17 13:00 | 2.72
2018-09-17 14:00 | 96.0881
2018-09-17 15:00 | 383.2618
2018-09-17 16:00 | 160.4447
2018-09-17 17:00 | 54.7224
2018-09-17 18:00 | 108.044
2018-09-17 19:00 | 33.3468
2018-09-17 20:00 | 76.8477
2018-09-17 21:00 | 59.5924
2018-09-17 22:00 | 318.1695
2018-09-17 23:00 | 102.9569
2018-09-18 | 2.7192
2018-09-18 01:00 | 3.0591
2018-09-18 02:00 | 3.06
2018-09-18 03:00 | 109.9642
2018-09-18 04:00 | 150.442
2018-09-18 05:00 | 48.3202
2018-09-18 06:00 | 404.3408
2018-09-18 07:00 | 444.1595
2018-09-18 08:00 | 428.5682
2018-09-18 09:00 | 421.4268
2018-09-18 10:00 | 384.447
2018-09-18 11:00 | 367.7536
2018-09-18 12:00 | 445.211
2018-09-18 13:00 | 174.6674
2018-09-18 14:00 | 3.06
2018-09-18 15:00 | 69.4816
2018-09-18 16:00 | 233.1648
2018-09-18 17:00 | 237.3221
2018-09-18 18:00 | 188.1665
2018-09-18 19:00 | 96.3794
2018-09-18 20:00 | 160.7847
2018-09-18 21:00 | 121.9221
2018-09-18 22:00 | 73.1131
2018-09-18 23:00 | 3.06
2018-09-19 | 3.0591
2018-09-19 01:00 | 3.0591
2018-09-19 02:00 | 3.06
2018-09-19 03:00 | 109.9642
2018-09-19 04:00 | 150.442
2018-09-19 05:00 | 48.3202
2018-09-19 06:00 | 404.3408
2018-09-19 07:00 | 444.1595
2018-09-19 08:00 | 428.5682
2018-09-19 09:00 | 421.4268
2018-09-19 10:00 | 384.447
2018-09-19 11:00 | 367.7536
2018-09-19 12:00 | 445.211
2018-09-19 13:00 | 174.6674
2018-09-19 14:00 | 3.06
2018-09-19 15:00 | 69.4816
2018-09-19 16:00 | 233.1648
2018-09-19 17:00 | 237.3221
2018-09-19 18:00 | 188.1665
2018-09-19 19:00 | 96.3794
2018-09-19 20:00 | 160.7847
2018-09-19 21:00 | 121.9221
2018-09-19 22:00 | 73.1131
2018-09-19 23:00 | 3.06
2018-09-20 | 3.0591
2018-09-20 01:00 | 3.0591
2018-09-20 02:00 | 3.06
2018-09-20 03:00 | 109.9642
2018-09-20 04:00 | 150.442
2018-09-20 05:00 | 48.3202
2018-09-20 06:00 | 404.3408
2018-09-20 07:00 | 444.1595
2018-09-20 08:00 | 428.5682
2018-09-20 09:00 | 421.4268
2018-09-20 10:00 | 384.447
2018-09-20 11:00 | 367.7536
2018-09-20 12:00 | 445.211
2018-09-20 13:00 | 174.6674
2018-09-20 14:00 | 3.06
2018-09-20 15:00 | 69.4816
2018-09-20 16:00 | 233.1648
2018-09-20 17:00 | 237.3221
2018-09-20 18:00 | 188.1665
2018-09-20 19:00 | 96.3794
2018-09-20 20:00 | 160.7847
2018-09-20 21:00 | 121.9221
2018-09-20 22:00 | 73.1131
2018-09-20 23:00 | 3.06
2018-09-21 | 3.0591
2018-09-21 01:00 | 3.0591
2018-09-21 02:00 | 3.06
2018-09-21 03:00 | 109.9642
2018-09-21 04:00 | 150.442
2018-09-21 05:00 | 48.3202
2018-09-21 06:00 | 404.3408
2018-09-21 07:00 | 444.1595
2018-09-21 08:00 | 428.5682
2018-09-21 09:00 | 421.4268
2018-09-21 10:00 | 384.447
2018-09-21 11:00 | 367.7536
2018-09-21 12:00 | 445.211
2018-09-21 13:00 | 174.6674
2018-09-21 14:00 | 3.06
2018-09-21 15:00 | 69.4816
2018-09-21 16:00 | 233.1648
2018-09-21 17:00 | 237.3221
2018-09-21 18:00 | 188.1665
2018-09-21 19:00 | 96.3794
2018-09-21 20:00 | 160.7847
2018-09-21 21:00 | 121.9221
2018-09-21 22:00 | 73.1131
2018-09-21 23:00 | 3.06
2018-09-22 | 3.0591
2018-09-22 01:00 | 3.0591
2018-09-22 02:00 | 3.06
2018-09-22 03:00 | 109.9642
2018-09-22 04:00 | 150.442
2018-09-22 05:00 | 48.3202
2018-09-22 06:00 | 404.3408
2018-09-22 07:00 | 444.1595
2018-09-22 08:00 | 428.5682
2018-09-22 09:00 | 421.4268
2018-09-22 10:00 | 384.447
2018-09-22 11:00 | 367.7536
2018-09-22 12:00 | 445.211
2018-09-22 13:00 | 174.6674
2018-09-22 14:00 | 3.06
2018-09-22 15:00 | 69.4816
2018-09-22 16:00 | 233.1648
2018-09-22 17:00 | 237.3221
2018-09-22 18:00 | 188.1665
2018-09-22 19:00 | 96.3794
2018-09-22 20:00 | 160.7847
2018-09-22 21:00 | 121.9221
2018-09-22 22:00 | 73.1131
2018-09-22 23:00 | 3.06
2018-09-23 | 3.0591
2018-09-23 01:00 | 2.7192
2018-09-23 02:00 | 2.72
2018-09-23 03:00 | 88.7695
2018-09-23 04:00 | 160.4447
2018-09-23 05:00 | 287.1044
2018-09-23 06:00 | 225.3737
2018-09-23 07:00 | 129.6436
2018-09-23 08:00 | 160.4447
2018-09-23 09:00 | 127.97
2018-09-23 10:00 | 283.4301
2018-09-23 11:00 | 402.5015
2018-09-23 12:00 | 148.3495
2018-09-23 13:00 | 2.72
2018-09-23 14:00 | 96.0881
2018-09-23 15:00 | 383.2618
2018-09-23 16:00 | 160.4447
2018-09-23 17:00 | 54.7224
2018-09-23 18:00 | 108.044
2018-09-23 19:00 | 33.3468
2018-09-23 20:00 | 76.8477
2018-09-23 21:00 | 59.5924
2018-09-23 22:00 | 318.1695
2018-09-23 23:00 | 102.9569
2018-09-24 | 2.7192
2018-09-24 01:00 | 2.7192
2018-09-24 02:00 | 2.72
2018-09-24 03:00 | 88.7695
2018-09-24 04:00 | 160.4447
2018-09-24 05:00 | 287.1044
2018-09-24 06:00 | 225.3737
2018-09-24 07:00 | 129.6436
2018-09-24 08:00 | 160.4447
2018-09-24 09:00 | 127.97
2018-09-24 10:00 | 283.4301
2018-09-24 11:00 | 402.5015
2018-09-24 12:00 | 148.3495
2018-09-24 13:00 | 2.72
2018-09-24 14:00 | 96.0881
2018-09-24 15:00 | 383.2618
2018-09-24 16:00 | 160.4447
2018-09-24 17:00 | 54.7224
2018-09-24 18:00 | 108.044
2018-09-24 19:00 | 33.3468
2018-09-24 20:00 | 76.8477
2018-09-24 21:00 | 59.5924
2018-09-24 22:00 | 318.1695
2018-09-24 23:00 | 102.9569
2018-09-25 | 2.7192
2018-09-25 01:00 | 3.0591
2018-09-25 02:00 | 3.06
2018-09-25 03:00 | 109.9642
2018-09-25 04:00 | 150.442
2018-09-25 05:00 | 48.3202
2018-09-25 06:00 | 404.3408
2018-09-25 07:00 | 444.1595
2018-09-25 08:00 | 428.5682
2018-09-25 09:00 | 421.4268
2018-09-25 10:00 | 384.447
2018-09-25 11:00 | 367.7536
2018-09-25 12:00 | 445.211
2018-09-25 13:00 | 174.6674
2018-09-25 14:00 | 3.06
2018-09-25 15:00 | 69.4816
2018-09-25 16:00 | 233.1648
2018-09-25 17:00 | 237.3221
2018-09-25 18:00 | 188.1665
2018-09-25 19:00 | 96.3794
2018-09-25 20:00 | 160.7847
2018-09-25 21:00 | 121.9221
2018-09-25 22:00 | 73.1131
2018-09-25 23:00 | 3.06
2018-09-26 | 3.0591
2018-09-26 01:00 | 3.0591
2018-09-26 02:00 | 3.06
2018-09-26 03:00 | 109.9642
2018-09-26 04:00 | 150.442
2018-09-26 05:00 | 48.3202
2018-09-26 06:00 | 404.3408
2018-09-26 07:00 | 444.1595
2018-09-26 08:00 | 428.5682
2018-09-26 09:00 | 421.4268
2018-09-26 10:00 | 384.447
2018-09-26 11:00 | 367.7536
2018-09-26 12:00 | 445.211
2018-09-26 13:00 | 174.6674
2018-09-26 14:00 | 3.06
2018-09-26 15:00 | 69.4816
2018-09-26 16:00 | 233.1648
2018-09-26 17:00 | 237.3221
2018-09-26 18:00 | 188.1665
2018-09-26 19:00 | 96.3794
2018-09-26 20:00 | 160.7847
2018-09-26 21:00 | 121.9221
2018-09-26 22:00 | 73.1131
2018-09-26 23:00 | 3.06
2018-09-27 | 3.0591
2018-09-27 01:00 | 3.0591
2018-09-27 02:00 | 3.06
2018-09-27 03:00 | 109.9642
2018-09-27 04:00 | 150.442
2018-09-27 05:00 | 48.3202
2018-09-27 06:00 | 404.3408
2018-09-27 07:00 | 444.1595
2018-09-27 08:00 | 428.5682
2018-09-27 09:00 | 421.4268
2018-09-27 10:00 | 384.447
2018-09-27 11:00 | 367.7536
2018-09-27 12:00 | 445.211
2018-09-27 13:00 | 174.6674
2018-09-27 14:00 | 3.06
2018-09-27 15:00 | 69.4816
2018-09-27 16:00 | 233.1648
2018-09-27 17:00 | 237.3221
2018-09-27 18:00 | 188.1665
2018-09-27 19:00 | 96.3794
2018-09-27 20:00 | 160.7847
2018-09-27 21:00 | 121.9221
2018-09-27 22:00 | 73.1131
2018-09-27 23:00 | 3.06
2018-09-28 | 3.0591
2018-09-28 01:00 | 3.0591
2018-09-28 02:00 | 3.06
2018-09-28 03:00 | 109.9642
2018-09-28 04:00 | 150.442
2018-09-28 05:00 | 48.3202
2018-09-28 06:00 | 404.3408
2018-09-28 07:00 | 444.1595
2018-09-28 08:00 | 428.5682
2018-09-28 09:00 | 421.4268
2018-09-28 10:00 | 384.447
2018-09-28 11:00 | 367.7536
2018-09-28 12:00 | 445.211
2018-09-28 13:00 | 174.6674
2018-09-28 14:00 | 3.06
2018-09-28 15:00 | 69.4816
2018-09-28 16:00 | 233.1648
2018-09-28 17:00 | 237.3221
2018-09-28 18:00 | 188.1665
2018-09-28 19:00 | 96.3794
2018-09-28 20:00 | 160.7847
2018-09-28 21:00 | 121.9221
2018-09-28 22:00 | 73.1131
2018-09-28 23:00 | 3.06
2018-09-29 | 3.0591
2018-09-29 01:00 | 3.0591
2018-09-29 02:00 | 3.06
2018-09-29 03:00 | 109.9642
2018-09-29 04:00 | 150.442
2018-09-29 05:00 | 48.3202
2018-09-29 06:00 | 404.3408
2018-09-29 07:00 | 444.1595
2018-09-29 08:00 | 428.5682
2018-09-29 09:00 | 421.4268
2018-09-29 10:00 | 384.447
2018-09-29 11:00 | 367.7536
2018-09-29 12:00 | 445.211
2018-09-29 13:00 | 174.6674
2018-09-29 14:00 | 3.06
2018-09-29 15:00 | 69.4816
2018-09-29 16:00 | 233.1648
2018-09-29 17:00 | 237.3221
2018-09-29 18:00 | 188.1665
2018-09-29 19:00 | 96.3794
2018-09-29 20:00 | 160.7847
2018-09-29 21:00 | 121.9221
2018-09-29 22:00 | 73.1131
2018-09-29 23:00 | 3.06
2018-09-30 | 3.0591
2018-09-30 01:00 | 2.7192
2018-09-30 02:00 | 2.72
2018-09-30 03:00 | 88.7695
2018-09-30 04:00 | 160.4447
2018-09-30 05:00 | 287.1044
2018-09-30 06:00 | 225.3737
2018-09-30 07:00 | 129.6436
2018-09-30 08:00 | 160.4447
2018-09-30 09:00 | 127.97
2018-09-30 10:00 | 283.4301
2018-09-30 11:00 | 402.5015
2018-09-30 12:00 | 148.3495
2018-09-30 13:00 | 2.72
2018-09-30 14:00 | 96.0881
2018-09-30 15:00 | 383.2618
2018-09-30 16:00 | 160.4447
2018-09-30 17:00 | 54.7224
2018-09-30 18:00 | 108.044
2018-09-30 19:00 | 33.3468
2018-09-30 20:00 | 76.8477
2018-09-30 21:00 | 59.5924
2018-09-30 22:00 | 318.1695
2018-09-30 23:00 | 102.9569
2018-10-01 | 2.7192
2018-10-01 01:00 | 2.7192
2018-10-01 02:00 | 2.72
2018-10-01 03:00 | 88.7695
2018-10-01 04:00 | 160.4447
2018-10-01 05:00 | 287.1044
2018-10-01 06:00 | 225.3737
2018-10-01 07:00 | 129.6436
2018-10-01 08:00 | 160.4447
2018-10-01 09:00 | 127.97
2018-10-01 10:00 | 283.4301
2018-10-01 11:00 | 402.5015
2018-10-01 12:00 | 148.3495
2018-10-01 13:00 | 2.72
2018-10-01 14:00 | 96.0881
2018-10-01 15:00 | 383.2618
2018-10-01 16:00 | 160.4447
2018-10-01 17:00 | 54.7224
2018-10-01 18:00 | 108.044
2018-10-01 19:00 | 33.3468
2018-10-01 20:00 | 76.8477
2018-10-01 21:00 | 59.5924
2018-10-01 22:00 | 318.1695
2018-10-01 23:00 | 102.9569
2018-10-02 | 2.7192
2018-10-02 01:00 | 3.0591
2018-10-02 02:00 | 3.06
2018-10-02 03:00 | 109.9642
2018-10-02 04:00 | 150.442
2018-10-02 05:00 | 48.3202
2018-10-02 06:00 | 404.3408
2018-10-02 07:00 | 444.1595
2018-10-02 08:00 | 428.5682
2018-10-02 09:00 | 421.4268
2018-10-02 10:00 | 384.447
2018-10-02 11:00 | 367.7536
2018-10-02 12:00 | 445.211
2018-10-02 13:00 | 174.6674
2018-10-02 14:00 | 3.06
2018-10-02 15:00 | 69.4816
2018-10-02 16:00 | 233.1648
2018-10-02 17:00 | 237.3221
2018-10-02 18:00 | 188.1665
2018-10-02 19:00 | 96.3794
2018-10-02 20:00 | 160.7847
2018-10-02 21:00 | 121.9221
2018-10-02 22:00 | 73.1131
2018-10-02 23:00 | 3.06
2018-10-03 | 3.0591
2018-10-03 01:00 | 3.0591
2018-10-03 02:00 | 3.06
2018-10-03 03:00 | 109.9642
2018-10-03 04:00 | 150.442
2018-10-03 05:00 | 48.3202
2018-10-03 06:00 | 404.3408
2018-10-03 07:00 | 444.1595
2018-10-03 08:00 | 428.5682
2018-10-03 09:00 | 421.4268
2018-10-03 10:00 | 384.447
2018-10-03 11:00 | 367.7536
2018-10-03 12:00 | 445.211
2018-10-03 13:00 | 174.6674
2018-10-03 14:00 | 3.06
2018-10-03 15:00 | 69.4816
2018-10-03 16:00 | 233.1648
2018-10-03 17:00 | 237.3221
2018-10-03 18:00 | 188.1665
2018-10-03 19:00 | 96.3794
2018-10-03 20:00 | 160.7847
2018-10-03 21:00 | 121.9221
2018-10-03 22:00 | 73.1131
2018-10-03 23:00 | 3.06
2018-10-04 | 3.0591
2018-10-04 01:00 | 3.0591
2018-10-04 02:00 | 3.06
2018-10-04 03:00 | 109.9642
2018-10-04 04:00 | 150.442
2018-10-04 05:00 | 48.3202
2018-10-04 06:00 | 404.3408
2018-10-04 07:00 | 444.1595
2018-10-04 08:00 | 428.5682
2018-10-04 09:00 | 421.4268
2018-10-04 10:00 | 384.447
2018-10-04 11:00 | 367.7536
2018-10-04 12:00 | 445.211
2018-10-04 13:00 | 174.6674
2018-10-04 14:00 | 3.06
2018-10-04 15:00 | 69.4816
2018-10-04 16:00 | 233.1648
2018-10-04 17:00 | 237.3221
2018-10-04 18:00 | 188.1665
2018-10-04 19:00 | 96.3794
2018-10-04 20:00 | 160.7847
2018-10-04 21:00 | 121.9221
2018-10-04 22:00 | 73.1131
2018-10-04 23:00 | 3.06
2018-10-05 | 3.0591
2018-10-05 01:00 | 3.0591
2018-10-05 02:00 | 3.06
2018-10-05 03:00 | 109.9642
2018-10-05 04:00 | 150.442
2018-10-05 05:00 | 48.3202
2018-10-05 06:00 | 404.3408
2018-10-05 07:00 | 444.1595
2018-10-05 08:00 | 428.5682
2018-10-05 09:00 | 421.4268
2018-10-05 10:00 | 384.447
2018-10-05 11:00 | 367.7536
2018-10-05 12:00 | 445.211
2018-10-05 13:00 | 174.6674
2018-10-05 14:00 | 3.06
2018-10-05 15:00 | 69.4816
2018-10-05 16:00 | 233.1648
2018-10-05 17:00 | 237.3221
2018-10-05 18:00 | 188.1665
2018-10-05 19:00 | 96.3794
2018-10-05 20:00 | 160.7847
2018-10-05 21:00 | 121.9221
2018-10-05 22:00 | 73.1131
2018-10-05 23:00 | 3.06
2018-10-06 | 3.0591
2018-10-06 01:00 | 3.0591
2018-10-06 02:00 | 3.06
2018-10-06 03:00 | 109.9642
2018-10-06 04:00 | 150.442
2018-10-06 05:00 | 48.3202
2018-10-06 06:00 | 404.3408
2018-10-06 07:00 | 444.1595
2018-10-06 08:00 | 428.5682
2018-10-06 09:00 | 421.4268
2018-10-06 10:00 | 384.447
2018-10-06 11:00 | 367.7536
2018-10-06 12:00 | 445.211
2018-10-06 13:00 | 174.6674
2018-10-06 14:00 | 3.06
2018-10-06 15:00 | 69.4816
2018-10-06 16:00 | 233.1648
2018-10-06 17:00 | 237.3221
2018-10-06 18:00 | 188.1665
2018-10-06 19:00 | 96.3794
2018-10-06 20:00 | 160.7847
2018-10-06 21:00 | 121.9221
2018-10-06 22:00 | 73.1131
2018-10-06 23:00 | 3.06
2018-10-07 | 3.0591
2018-10-07 01:00 | 2.7192
2018-10-07 02:00 | 2.72
2018-10-07 03:00 | 88.7695
2018-10-07 04:00 | 160.4447
2018-10-07 05:00 | 287.1044
2018-10-07 06:00 | 225.3737
2018-10-07 07:00 | 129.6436
2018-10-07 08:00 | 160.4447
2018-10-07 09:00 | 127.97
2018-10-07 10:00 | 283.4301
2018-10-07 11:00 | 402.5015
2018-10-07 12:00 | 148.3495
2018-10-07 13:00 | 2.72
2018-10-07 14:00 | 96.0881
2018-10-07 15:00 | 383.2618
2018-10-07 16:00 | 160.4447
2018-10-07 17:00 | 54.7224
2018-10-07 18:00 | 108.044
2018-10-07 19:00 | 33.3468
2018-10-07 20:00 | 76.8477
2018-10-07 21:00 | 59.5924
2018-10-07 22:00 | 318.1695
2018-10-07 23:00 | 102.9569
2018-10-08 | 2.7192
2018-10-08 01:00 | 2.7192
2018-10-08 02:00 | 2.72
2018-10-08 03:00 | 88.7695
2018-10-08 04:00 | 160.4447
2018-10-08 05:00 | 287.1044
2018-10-08 06:00 | 225.3737
2018-10-08 07:00 | 129.6436
2018-10-08 08:00 | 160.4447
2018-10-08 09:00 | 127.97
2018-10-08 10:00 | 283.4301
2018-10-08 11:00 | 402.5015
2018-10-08 12:00 | 148.3495
2018-10-08 13:00 | 2.72
2018-10-08 14:00 | 96.0881
2018-10-08 15:00 | 383.2618
2018-10-08 16:00 | 160.4447
2018-10-08 17:00 | 54.7224
2018-10-08 18:00 | 108.044
2018-10-08 19:00 | 33.3468
2018-10-08 20:00 | 76.8477
2018-10-08 21:00 | 59.5924
2018-10-08 22:00 | 318.1695
2018-10-08 23:00 | 102.9569
2018-10-09 | 2.7192
2018-10-09 01:00 | 3.0591
2018-10-09 02:00 | 3.06
2018-10-09 03:00 | 109.9642
2018-10-09 04:00 | 150.442
2018-10-09 05:00 | 48.3202
2018-10-09 06:00 | 404.3408
2018-10-09 07:00 | 444.1595
2018-10-09 08:00 | 428.5682
2018-10-09 09:00 | 421.4268
2018-10-09 10:00 | 384.447
2018-10-09 11:00 | 367.7536
2018-10-09 12:00 | 445.211
2018-10-09 13:00 | 174.6674
2018-10-09 14:00 | 3.06
2018-10-09 15:00 | 69.4816
2018-10-09 16:00 | 233.1648
2018-10-09 17:00 | 237.3221
2018-10-09 18:00 | 188.1665
2018-10-09 19:00 | 96.3794
2018-10-09 20:00 | 160.7847
2018-10-09 21:00 | 121.9221
2018-10-09 22:00 | 73.1131
2018-10-09 23:00 | 3.06
2018-10-10 | 3.0591
2018-10-10 01:00 | 3.0591
2018-10-10 02:00 | 3.06
2018-10-10 03:00 | 109.9642
2018-10-10 04:00 | 150.442
2018-10-10 05:00 | 48.3202
2018-10-10 06:00 | 404.3408
2018-10-10 07:00 | 444.1595
2018-10-10 08:00 | 428.5682
2018-10-10 09:00 | 421.4268
2018-10-10 10:00 | 384.447
2018-10-10 11:00 | 367.7536
2018-10-10 12:00 | 445.211
2018-10-10 13:00 | 174.6674
2018-10-10 14:00 | 3.06
2018-10-10 15:00 | 69.4816
2018-10-10 16:00 | 233.1648
2018-10-10 17:00 | 237.3221
2018-10-10 18:00 | 188.1665
2018-10-10 19:00 | 96.3794
2018-10-10 20:00 | 160.7847
2018-10-10 21:00 | 121.9221
2018-10-10 22:00 | 73.1131
2018-10-10 23:00 | 3.06
2018-10-11 | 3.0591
2018-10-11 01:00 | 3.0591
2018-10-11 02:00 | 3.06
2018-10-11 03:00 | 109.9642
2018-10-11 04:00 | 150.442
2018-10-11 05:00 | 48.3202
2018-10-11 06:00 | 404.3408
2018-10-11 07:00 | 444.1595
2018-10-11 08:00 | 428.5682
2018-10-11 09:00 | 421.4268
2018-10-11 10:00 | 384.447
2018-10-11 11:00 | 367.7536
2018-10-11 12:00 | 445.211
2018-10-11 13:00 | 174.6674
2018-10-11 14:00 | 3.06
2018-10-11 15:00 | 69.4816
2018-10-11 16:00 | 233.1648
2018-10-11 17:00 | 237.3221
2018-10-11 18:00 | 188.1665
2018-10-11 19:00 | 96.3794
2018-10-11 20:00 | 160.7847
2018-10-11 21:00 | 121.9221
2018-10-11 22:00 | 73.1131
2018-10-11 23:00 | 3.06
2018-10-12 | 3.0591
2018-10-12 01:00 | 3.0591
2018-10-12 02:00 | 3.06
2018-10-12 03:00 | 109.9642
2018-10-12 04:00 | 150.442
2018-10-12 05:00 | 48.3202
2018-10-12 06:00 | 404.3408
2018-10-12 07:00 | 444.1595
2018-10-12 08:00 | 428.5682
2018-10-12 09:00 | 421.4268
2018-10-12 10:00 | 384.447
2018-10-12 11:00 | 367.7536
2018-10-12 12:00 | 445.211
2018-10-12 13:00 | 174.6674
2018-10-12 14:00 | 3.06
2018-10-12 15:00 | 69.4816
2018-10-12 16:00 | 233.1648
2018-10-12 17:00 | 237.3221
2018-10-12 18:00 | 188.1665
2018-10-12 19:00 | 96.3794
2018-10-12 20:00 | 160.7847
2018-10-12 21:00 | 121.9221
2018-10-12 22:00 | 73.1131
2018-10-12 23:00 | 3.06
2018-10-13 | 3.0591
2018-10-13 01:00 | 3.0591
2018-10-13 02:00 | 3.06
2018-10-13 03:00 | 109.9642
2018-10-13 04:00 | 150.442
2018-10-13 05:00 | 48.3202
2018-10-13 06:00 | 404.3408
2018-10-13 07:00 | 444.1595
2018-10-13 08:00 | 428.5682
2018-10-13 09:00 | 421.4268
2018-10-13 10:00 | 384.447
2018-10-13 11:00 | 367.7536
2018-10-13 12:00 | 445.211
2018-10-13 13:00 | 174.6674
2018-10-13 14:00 | 3.06
2018-10-13 15:00 | 69.4816
2018-10-13 16:00 | 233.1648
2018-10-13 17:00 | 237.3221
2018-10-13 18:00 | 188.1665
2018-10-13 19:00 | 96.3794
2018-10-13 20:00 | 160.7847
2018-10-13 21:00 | 121.9221
2018-10-13 22:00 | 73.1131
2018-10-13 23:00 | 3.06
2018-10-14 | 3.0591
2018-10-14 01:00 | 2.7192
2018-10-14 02:00 | 2.72
2018-10-14 03:00 | 88.7695
2018-10-14 04:00 | 160.4447
2018-10-14 05:00 | 287.1044
2018-10-14 06:00 | 225.3737
2018-10-14 07:00 | 129.6436
2018-10-14 08:00 | 160.4447
2018-10-14 09:00 | 127.97
2018-10-14 10:00 | 283.4301
2018-10-14 11:00 | 402.5015
2018-10-14 12:00 | 148.3495
2018-10-14 13:00 | 2.72
2018-10-14 14:00 | 96.0881
2018-10-14 15:00 | 383.2618
2018-10-14 16:00 | 160.4447
2018-10-14 17:00 | 54.7224
2018-10-14 18:00 | 108.044
2018-10-14 19:00 | 33.3468
2018-10-14 20:00 | 76.8477
2018-10-14 21:00 | 59.5924
2018-10-14 22:00 | 318.1695
2018-10-14 23:00 | 102.9569
2018-10-15 | 2.7192
2018-10-15 01:00 | 2.7192
2018-10-15 02:00 | 2.72
2018-10-15 03:00 | 88.7695
2018-10-15 04:00 | 160.4447
2018-10-15 05:00 | 287.1044
2018-10-15 06:00 | 225.3737
2018-10-15 07:00 | 129.6436
2018-10-15 08:00 | 160.4447
2018-10-15 09:00 | 127.97
2018-10-15 10:00 | 283.4301
2018-10-15 11:00 | 402.5015
2018-10-15 12:00 | 148.3495
2018-10-15 13:00 | 2.72
2018-10-15 14:00 | 96.0881
2018-10-15 15:00 | 383.2618
2018-10-15 16:00 | 160.4447
2018-10-15 17:00 | 54.7224
2018-10-15 18:00 | 108.044
2018-10-15 19:00 | 33.3468
2018-10-15 20:00 | 76.8477
2018-10-15 21:00 | 59.5924
2018-10-15 22:00 | 318.1695
2018-10-15 23:00 | 102.9569
2018-10-16 | 2.7192
2018-10-16 01:00 | 3.0591
2018-10-16 02:00 | 3.06
2018-10-16 03:00 | 109.9642
2018-10-16 04:00 | 150.442
2018-10-16 05:00 | 48.3202
2018-10-16 06:00 | 404.3408
2018-10-16 07:00 | 444.1595
2018-10-16 08:00 | 428.5682
2018-10-16 09:00 | 421.4268
2018-10-16 10:00 | 384.447
2018-10-16 11:00 | 367.7536
2018-10-16 12:00 | 445.211
2018-10-16 13:00 | 174.6674
2018-10-16 14:00 | 3.06
2018-10-16 15:00 | 69.4816
2018-10-16 16:00 | 233.1648
2018-10-16 17:00 | 237.3221
2018-10-16 18:00 | 188.1665
2018-10-16 19:00 | 96.3794
2018-10-16 20:00 | 160.7847
2018-10-16 21:00 | 121.9221
2018-10-16 22:00 | 73.1131
2018-10-16 23:00 | 3.06
2018-10-17 | 3.0591
2018-10-17 01:00 | 3.0591
2018-10-17 02:00 | 3.06
2018-10-17 03:00 | 109.9642
2018-10-17 04:00 | 150.442
2018-10-17 05:00 | 48.3202
2018-10-17 06:00 | 404.3408
2018-10-17 07:00 | 444.1595
2018-10-17 08:00 | 428.5682
2018-10-17 09:00 | 421.4268
2018-10-17 10:00 | 384.447
2018-10-17 11:00 | 367.7536
2018-10-17 12:00 | 445.211
2018-10-17 13:00 | 174.6674
2018-10-17 14:00 | 3.06
2018-10-17 15:00 | 69.4816
2018-10-17 16:00 | 233.1648
2018-10-17 17:00 | 237.3221
2018-10-17 18:00 | 188.1665
2018-10-17 19:00 | 96.3794
2018-10-17 20:00 | 160.7847
2018-10-17 21:00 | 121.9221
2018-10-17 22:00 | 73.1131
2018-10-17 23:00 | 3.06
2018-10-18 | 3.0591
2018-10-18 01:00 | 3.0591
2018-10-18 02:00 | 3.06
2018-10-18 03:00 | 109.9642
2018-10-18 04:00 | 150.442
2018-10-18 05:00 | 48.3202
2018-10-18 06:00 | 404.3408
2018-10-18 07:00 | 444.1595
2018-10-18 08:00 | 428.5682
2018-10-18 09:00 | 421.4268
2018-10-18 10:00 | 384.447
2018-10-18 11:00 | 367.7536
2018-10-18 12:00 | 445.211
2018-10-18 13:00 | 174.6674
2018-10-18 14:00 | 3.06
2018-10-18 15:00 | 69.4816
2018-10-18 16:00 | 233.1648
2018-10-18 17:00 | 237.3221
2018-10-18 18:00 | 188.1665
2018-10-18 19:00 | 96.3794
2018-10-18 20:00 | 160.7847
2018-10-18 21:00 | 121.9221
2018-10-18 22:00 | 73.1131
2018-10-18 23:00 | 3.06
2018-10-19 | 3.0591
2018-10-19 01:00 | 3.0591
2018-10-19 02:00 | 3.06
2018-10-19 03:00 | 109.9642
2018-10-19 04:00 | 150.442
2018-10-19 05:00 | 48.3202
2018-10-19 06:00 | 404.3408
2018-10-19 07:00 | 444.1595
2018-10-19 08:00 | 428.5682
2018-10-19 09:00 | 421.4268
2018-10-19 10:00 | 384.447
2018-10-19 11:00 | 367.7536
2018-10-19 12:00 | 445.211
2018-10-19 13:00 | 174.6674
2018-10-19 14:00 | 3.06
2018-10-19 15:00 | 69.4816
2018-10-19 16:00 | 233.1648
2018-10-19 17:00 | 237.3221
2018-10-19 18:00 | 188.1665
2018-10-19 19:00 | 96.3794
2018-10-19 20:00 | 160.7847
2018-10-19 21:00 | 121.9221
2018-10-19 22:00 | 73.1131
2018-10-19 23:00 | 3.06
2018-10-20 | 3.0591
2018-10-20 01:00 | 3.0591
2018-10-20 02:00 | 3.06
2018-10-20 03:00 | 109.9642
2018-10-20 04:00 | 150.442
2018-10-20 05:00 | 48.3202
2018-10-20 06:00 | 404.3408
2018-10-20 07:00 | 444.1595
2018-10-20 08:00 | 428.5682
2018-10-20 09:00 | 421.4268
2018-10-20 10:00 | 384.447
2018-10-20 11:00 | 367.7536
2018-10-20 12:00 | 445.211
2018-10-20 13:00 | 174.6674
2018-10-20 14:00 | 3.06
2018-10-20 15:00 | 69.4816
2018-10-20 16:00 | 233.1648
2018-10-20 17:00 | 237.3221
2018-10-20 18:00 | 188.1665
2018-10-20 19:00 | 96.3794
2018-10-20 20:00 | 160.7847
2018-10-20 21:00 | 121.9221
2018-10-20 22:00 | 73.1131
2018-10-20 23:00 | 3.06
2018-10-21 | 3.0591
2018-10-21 01:00 | 2.7192
2018-10-21 02:00 | 2.72
2018-10-21 03:00 | 88.7695
2018-10-21 04:00 | 160.4447
2018-10-21 05:00 | 287.1044
2018-10-21 06:00 | 225.3737
2018-10-21 07:00 | 129.6436
2018-10-21 08:00 | 160.4447
2018-10-21 09:00 | 127.97
2018-10-21 10:00 | 283.4301
2018-10-21 11:00 | 402.5015
2018-10-21 12:00 | 148.3495
2018-10-21 13:00 | 2.72
2018-10-21 14:00 | 96.0881
2018-10-21 15:00 | 383.2618
2018-10-21 16:00 | 160.4447
2018-10-21 17:00 | 54.7224
2018-10-21 18:00 | 108.044
2018-10-21 19:00 | 33.3468
2018-10-21 20:00 | 76.8477
2018-10-21 21:00 | 59.5924
2018-10-21 22:00 | 318.1695
2018-10-21 23:00 | 102.9569
2018-10-22 | 2.7192
2018-10-22 01:00 | 2.7192
2018-10-22 02:00 | 2.72
2018-10-22 03:00 | 88.7695
2018-10-22 04:00 | 160.4447
2018-10-22 05:00 | 287.1044
2018-10-22 06:00 | 225.3737
2018-10-22 07:00 | 129.6436
2018-10-22 08:00 | 160.4447
2018-10-22 09:00 | 127.97
2018-10-22 10:00 | 283.4301
2018-10-22 11:00 | 402.5015
2018-10-22 12:00 | 148.3495
2018-10-22 13:00 | 2.72
2018-10-22 14:00 | 96.0881
2018-10-22 15:00 | 383.2618
2018-10-22 16:00 | 160.4447
2018-10-22 17:00 | 54.7224
2018-10-22 18:00 | 108.044
2018-10-22 19:00 | 33.3468
2018-10-22 20:00 | 76.8477
2018-10-22 21:00 | 59.5924
2018-10-22 22:00 | 318.1695
2018-10-22 23:00 | 102.9569
2018-10-23 | 2.7192
2018-10-23 01:00 | 3.0591
2018-10-23 02:00 | 3.06
2018-10-23 03:00 | 109.9642
2018-10-23 04:00 | 150.442
2018-10-23 05:00 | 48.3202
2018-10-23 06:00 | 404.3408
2018-10-23 07:00 | 444.1595
2018-10-23 08:00 | 428.5682
2018-10-23 09:00 | 421.4268
2018-10-23 10:00 | 384.447
2018-10-23 11:00 | 367.7536
2018-10-23 12:00 | 445.211
2018-10-23 13:00 | 174.6674
2018-10-23 14:00 | 3.06
2018-10-23 15:00 | 69.4816
2018-10-23 16:00 | 233.1648
2018-10-23 17:00 | 237.3221
2018-10-23 18:00 | 188.1665
2018-10-23 19:00 | 96.3794
2018-10-23 20:00 | 160.7847
2018-10-23 21:00 | 121.9221
2018-10-23 22:00 | 73.1131
2018-10-23 23:00 | 3.06
2018-10-24 | 3.0591
2018-10-24 01:00 | 3.0591
2018-10-24 02:00 | 3.06
2018-10-24 03:00 | 109.9642
2018-10-24 04:00 | 150.442
2018-10-24 05:00 | 48.3202
2018-10-24 06:00 | 404.3408
2018-10-24 07:00 | 444.1595
2018-10-24 08:00 | 428.5682
2018-10-24 09:00 | 421.4268
2018-10-24 10:00 | 384.447
2018-10-24 11:00 | 367.7536
2018-10-24 12:00 | 445.211
2018-10-24 13:00 | 174.6674
2018-10-24 14:00 | 3.06
2018-10-24 15:00 | 69.4816
2018-10-24 16:00 | 233.1648
2018-10-24 17:00 | 237.3221
2018-10-24 18:00 | 188.1665
2018-10-24 19:00 | 96.3794
2018-10-24 20:00 | 160.7847
2018-10-24 21:00 | 121.9221
2018-10-24 22:00 | 73.1131
2018-10-24 23:00 | 3.06
2018-10-25 | 3.0591
2018-10-25 01:00 | 3.0591
2018-10-25 02:00 | 3.06
2018-10-25 03:00 | 109.9642
2018-10-25 04:00 | 150.442
2018-10-25 05:00 | 48.3202
2018-10-25 06:00 | 404.3408
2018-10-25 07:00 | 444.1595
2018-10-25 08:00 | 428.5682
2018-10-25 09:00 | 421.4268
2018-10-25 10:00 | 384.447
2018-10-25 11:00 | 367.7536
2018-10-25 12:00 | 445.211
2018-10-25 13:00 | 174.6674
2018-10-25 14:00 | 3.06
2018-10-25 15:00 | 69.4816
2018-10-25 16:00 | 233.1648
2018-10-25 17:00 | 237.3221
2018-10-25 18:00 | 188.1665
2018-10-25 19:00 | 96.3794
2018-10-25 20:00 | 160.7847
2018-10-25 21:00 | 121.9221
2018-10-25 22:00 | 73.1131
2018-10-25 23:00 | 3.06
2018-10-26 | 3.0591
2018-10-26 01:00 | 3.0591
2018-10-26 02:00 | 3.06
2018-10-26 03:00 | 109.9642
2018-10-26 04:00 | 150.442
2018-10-26 05:00 | 48.3202
2018-10-26 06:00 | 404.3408
2018-10-26 07:00 | 444.1595
2018-10-26 08:00 | 428.5682
2018-10-26 09:00 | 421.4268
2018-10-26 10:00 | 384.447
2018-10-26 11:00 | 367.7536
2018-10-26 12:00 | 445.211
2018-10-26 13:00 | 174.6674
2018-10-26 14:00 | 3.06
2018-10-26 15:00 | 69.4816
2018-10-26 16:00 | 233.1648
2018-10-26 17:00 | 237.3221
2018-10-26 18:00 | 188.1665
2018-10-26 19:00 | 96.3794
2018-10-26 20:00 | 160.7847
2018-10-26 21:00 | 121.9221
2018-10-26 22:00 | 73.1131
2018-10-26 23:00 | 3.06
2018-10-27 | 3.0591
2018-10-27 01:00 | 3.0591
2018-10-27 02:00 | 3.06
2018-10-27 03:00 | 109.9642
2018-10-27 04:00 | 150.442
2018-10-27 05:00 | 48.3202
2018-10-27 06:00 | 404.3408
2018-10-27 07:00 | 444.1595
2018-10-27 08:00 | 428.5682
2018-10-27 09:00 | 421.4268
2018-10-27 10:00 | 384.447
2018-10-27 11:00 | 367.7536
2018-10-27 12:00 | 445.211
2018-10-27 13:00 | 174.6674
2018-10-27 14:00 | 3.06
2018-10-27 15:00 | 69.4816
2018-10-27 16:00 | 233.1648
2018-10-27 17:00 | 237.3221
2018-10-27 18:00 | 188.1665
2018-10-27 19:00 | 96.3794
2018-10-27 20:00 | 160.7847
2018-10-27 21:00 | 121.9221
2018-10-27 22:00 | 73.1131
2018-10-27 23:00 | 3.06
2018-10-28 | 3.0591
2018-10-28 01:00 | 2.7192
2018-10-28 02:00 | 2.72
2018-10-28 03:00 | 88.7695
2018-10-28 04:00 | 160.4447
2018-10-28 05:00 | 287.1044
2018-10-28 06:00 | 225.3737
2018-10-28 07:00 | 129.6436
2018-10-28 08:00 | 160.4447
2018-10-28 09:00 | 127.97
2018-10-28 10:00 | 283.4301
2018-10-28 11:00 | 402.5015
2018-10-28 12:00 | 148.3495
2018-10-28 13:00 | 2.72
2018-10-28 14:00 | 96.0881
2018-10-28 15:00 | 383.2618
2018-10-28 16:00 | 160.4447
2018-10-28 17:00 | 54.7224
2018-10-28 18:00 | 108.044
2018-10-28 19:00 | 33.3468
2018-10-28 20:00 | 76.8477
2018-10-28 21:00 | 59.5924
2018-10-28 22:00 | 318.1695
2018-10-28 23:00 | 102.9569
2018-10-29 | 2.7192
2018-10-29 01:00 | 2.7192
2018-10-29 02:00 | 2.72
2018-10-29 03:00 | 88.7695
2018-10-29 04:00 | 160.4447
2018-10-29 05:00 | 287.1044
2018-10-29 06:00 | 225.3737
2018-10-29 07:00 | 129.6436
2018-10-29 08:00 | 160.4447
2018-10-29 09:00 | 127.97
2018-10-29 10:00 | 283.4301
2018-10-29 11:00 | 402.5015
2018-10-29 12:00 | 148.3495
2018-10-29 13:00 | 2.72
2018-10-29 14:00 | 96.0881
2018-10-29 15:00 | 383.2618
2018-10-29 16:00 | 160.4447
2018-10-29 17:00 | 54.7224
2018-10-29 18:00 | 108.044
2018-10-29 19:00 | 33.3468
2018-10-29 20:00 | 76.8477
2018-10-29 21:00 | 59.5924
2018-10-29 22:00 | 318.1695
2018-10-29 23:00 | 102.9569
2018-10-30 | 2.7192
2018-10-30 01:00 | 3.0591
2018-10-30 02:00 | 3.06
2018-10-30 03:00 | 109.9642
2018-10-30 04:00 | 150.442
2018-10-30 05:00 | 48.3202
2018-10-30 06:00 | 404.3408
2018-10-30 07:00 | 444.1595
2018-10-30 08:00 | 428.5682
2018-10-30 09:00 | 421.4268
2018-10-30 10:00 | 384.447
2018-10-30 11:00 | 367.7536
2018-10-30 12:00 | 445.211
2018-10-30 13:00 | 174.6674
2018-10-30 14:00 | 3.06
2018-10-30 15:00 | 69.4816
2018-10-30 16:00 | 233.1648
2018-10-30 17:00 | 237.3221
2018-10-30 18:00 | 188.1665
2018-10-30 19:00 | 96.3794
2018-10-30 20:00 | 160.7847
2018-10-30 21:00 | 121.9221
2018-10-30 22:00 | 73.1131
2018-10-30 23:00 | 3.06
2018-10-31 | 3.0591
2018-10-31 01:00 | 3.0591
2018-10-31 02:00 | 3.06
2018-10-31 03:00 | 109.9642
2018-10-31 04:00 | 150.442
2018-10-31 05:00 | 48.3202
2018-10-31 06:00 | 404.3408
2018-10-31 07:00 | 444.1595
2018-10-31 08:00 | 428.5682
2018-10-31 09:00 | 421.4268
2018-10-31 10:00 | 384.447
2018-10-31 11:00 | 367.7536
2018-10-31 12:00 | 445.211
2018-10-31 13:00 | 174.6674
2018-10-31 14:00 | 3.06
2018-10-31 15:00 | 69.4816
2018-10-31 16:00 | 233.1648
2018-10-31 17:00 | 237.3221
2018-10-31 18:00 | 188.1665
2018-10-31 19:00 | 96.3794
2018-10-31 20:00 | 160.7847
2018-10-31 21:00 | 121.9221
2018-10-31 22:00 | 73.1131
2018-10-31 23:00 | 3.06
2018-11-01 | 3.0591
2018-11-01 01:00 | 3.0591
2018-11-01 02:00 | 3.06
2018-11-01 03:00 | 109.9642
2018-11-01 04:00 | 150.442
2018-11-01 05:00 | 48.3202
2018-11-01 06:00 | 404.3408
2018-11-01 07:00 | 444.1595
2018-11-01 08:00 | 428.5682
2018-11-01 09:00 | 421.4268
2018-11-01 10:00 | 384.447
2018-11-01 11:00 | 367.7536
2018-11-01 12:00 | 445.211
2018-11-01 13:00 | 174.6674
2018-11-01 14:00 | 3.06
2018-11-01 15:00 | 69.4816
2018-11-01 16:00 | 233.1648
2018-11-01 17:00 | 237.3221
2018-11-01 18:00 | 188.1665
2018-11-01 19:00 | 96.3794
2018-11-01 20:00 | 160.7847
2018-11-01 21:00 | 121.9221
2018-11-01 22:00 | 73.1131
2018-11-01 23:00 | 3.06
2018-11-02 | 3.0591
2018-11-02 01:00 | 3.0591
2018-11-02 02:00 | 3.06
2018-11-02 03:00 | 109.9642
2018-11-02 04:00 | 150.442
2018-11-02 05:00 | 48.3202
2018-11-02 06:00 | 404.3408
2018-11-02 07:00 | 444.1595
2018-11-02 08:00 | 428.5682
2018-11-02 09:00 | 421.4268
2018-11-02 10:00 | 384.447
2018-11-02 11:00 | 367.7536
2018-11-02 12:00 | 445.211
2018-11-02 13:00 | 174.6674
2018-11-02 14:00 | 3.06
2018-11-02 15:00 | 69.4816
2018-11-02 16:00 | 233.1648
2018-11-02 17:00 | 237.3221
2018-11-02 18:00 | 188.1665
2018-11-02 19:00 | 96.3794
2018-11-02 20:00 | 160.7847
2018-11-02 21:00 | 121.9221
2018-11-02 22:00 | 73.1131
2018-11-02 23:00 | 3.06
2018-11-03 | 3.0591
2018-11-03 01:00 | 3.0591
2018-11-03 02:00 | 3.06
2018-11-03 03:00 | 109.9642
2018-11-03 04:00 | 150.442
2018-11-03 05:00 | 48.3202
2018-11-03 06:00 | 404.3408
2018-11-03 07:00 | 444.1595
2018-11-03 08:00 | 428.5682
2018-11-03 09:00 | 421.4268
2018-11-03 10:00 | 384.447
2018-11-03 11:00 | 367.7536
2018-11-03 12:00 | 445.211
2018-11-03 13:00 | 174.6674
2018-11-03 14:00 | 3.06
2018-11-03 15:00 | 69.4816
2018-11-03 16:00 | 233.1648
2018-11-03 17:00 | 237.3221
2018-11-03 18:00 | 188.1665
2018-11-03 19:00 | 96.3794
2018-11-03 20:00 | 160.7847
2018-11-03 21:00 | 121.9221
2018-11-03 22:00 | 73.1131
2018-11-03 23:00 | 3.06
2018-11-04 | 3.0591
2018-11-04 01:00 | 2.7192
2018-11-04 02:00 | 2.72
2018-11-04 03:00 | 88.7695
2018-11-04 04:00 | 160.4447
2018-11-04 05:00 | 287.1044
2018-11-04 06:00 | 225.3737
2018-11-04 07:00 | 129.6436
2018-11-04 08:00 | 160.4447
2018-11-04 09:00 | 127.97
2018-11-04 10:00 | 283.4301
2018-11-04 11:00 | 402.5015
2018-11-04 12:00 | 148.3495
2018-11-04 13:00 | 2.72
2018-11-04 14:00 | 96.0881
2018-11-04 15:00 | 383.2618
2018-11-04 16:00 | 160.4447
2018-11-04 17:00 | 54.7224
2018-11-04 18:00 | 108.044
2018-11-04 19:00 | 33.3468
2018-11-04 20:00 | 76.8477
2018-11-04 21:00 | 59.5924
2018-11-04 22:00 | 318.1695
2018-11-04 23:00 | 102.9569
2018-11-05 | 2.7192
2018-11-05 01:00 | 2.7192
2018-11-05 02:00 | 2.72
2018-11-05 03:00 | 88.7695
2018-11-05 04:00 | 160.4447
2018-11-05 05:00 | 287.1044
2018-11-05 06:00 | 225.3737
2018-11-05 07:00 | 129.6436
2018-11-05 08:00 | 160.4447
2018-11-05 09:00 | 127.97
2018-11-05 10:00 | 283.4301
2018-11-05 11:00 | 402.5015
2018-11-05 12:00 | 148.3495
2018-11-05 13:00 | 2.72
2018-11-05 14:00 | 96.0881
2018-11-05 15:00 | 383.2618
2018-11-05 16:00 | 160.4447
2018-11-05 17:00 | 54.7224
2018-11-05 18:00 | 108.044
2018-11-05 19:00 | 33.3468
2018-11-05 20:00 | 76.8477
2018-11-05 21:00 | 59.5924
2018-11-05 22:00 | 318.1695
2018-11-05 23:00 | 102.9569
2018-11-06 | 2.7192
2018-11-06 01:00 | 3.0591
2018-11-06 02:00 | 3.06
2018-11-06 03:00 | 109.9642
2018-11-06 04:00 | 150.442
2018-11-06 05:00 | 48.3202
2018-11-06 06:00 | 404.3408
2018-11-06 07:00 | 444.1595
2018-11-06 08:00 | 428.5682
2018-11-06 09:00 | 421.4268
2018-11-06 10:00 | 384.447
2018-11-06 11:00 | 367.7536
2018-11-06 12:00 | 445.211
2018-11-06 13:00 | 174.6674
2018-11-06 14:00 | 3.06
2018-11-06 15:00 | 69.4816
2018-11-06 16:00 | 233.1648
2018-11-06 17:00 | 237.3221
2018-11-06 18:00 | 188.1665
2018-11-06 19:00 | 96.3794
2018-11-06 20:00 | 160.7847
2018-11-06 21:00 | 121.9221
2018-11-06 22:00 | 73.1131
2018-11-06 23:00 | 3.06
2018-11-07 | 3.0591
2018-11-07 01:00 | 3.0591
2018-11-07 02:00 | 3.06
2018-11-07 03:00 | 109.9642
2018-11-07 04:00 | 150.442
2018-11-07 05:00 | 48.3202
2018-11-07 06:00 | 404.3408
2018-11-07 07:00 | 444.1595
2018-11-07 08:00 | 428.5682
2018-11-07 09:00 | 421.4268
2018-11-07 10:00 | 384.447
2018-11-07 11:00 | 367.7536
2018-11-07 12:00 | 445.211
2018-11-07 13:00 | 174.6674
2018-11-07 14:00 | 3.06
2018-11-07 15:00 | 69.4816
2018-11-07 16:00 | 233.1648
2018-11-07 17:00 | 237.3221
2018-11-07 18:00 | 188.1665
2018-11-07 19:00 | 96.3794
2018-11-07 20:00 | 160.7847
2018-11-07 21:00 | 121.9221
2018-11-07 22:00 | 73.1131
2018-11-07 23:00 | 3.06
2018-11-08 | 3.0591
2018-11-08 01:00 | 3.0591
2018-11-08 02:00 | 3.06
2018-11-08 03:00 | 109.9642
2018-11-08 04:00 | 150.442
2018-11-08 05:00 | 48.3202
2018-11-08 06:00 | 404.3408
2018-11-08 07:00 | 444.1595
2018-11-08 08:00 | 428.5682
2018-11-08 09:00 | 421.4268
2018-11-08 10:00 | 384.447
2018-11-08 11:00 | 367.7536
2018-11-08 12:00 | 445.211
2018-11-08 13:00 | 174.6674
2018-11-08 14:00 | 3.06
2018-11-08 15:00 | 69.4816
2018-11-08 16:00 | 233.1648
2018-11-08 17:00 | 237.3221
2018-11-08 18:00 | 188.1665
2018-11-08 19:00 | 96.3794
2018-11-08 20:00 | 160.7847
2018-11-08 21:00 | 121.9221
2018-11-08 22:00 | 73.1131
2018-11-08 23:00 | 3.06
2018-11-09 | 3.0591
2018-11-09 01:00 | 3.0591
2018-11-09 02:00 | 3.06
2018-11-09 03:00 | 109.9642
2018-11-09 04:00 | 150.442
2018-11-09 05:00 | 48.3202
2018-11-09 06:00 | 404.3408
2018-11-09 07:00 | 444.1595
2018-11-09 08:00 | 428.5682
2018-11-09 09:00 | 421.4268
2018-11-09 10:00 | 384.447
2018-11-09 11:00 | 367.7536
2018-11-09 12:00 | 445.211
2018-11-09 13:00 | 174.6674
2018-11-09 14:00 | 3.06
2018-11-09 15:00 | 69.4816
2018-11-09 16:00 | 233.1648
2018-11-09 17:00 | 237.3221
2018-11-09 18:00 | 188.1665
2018-11-09 19:00 | 96.3794
2018-11-09 20:00 | 160.7847
2018-11-09 21:00 | 121.9221
2018-11-09 22:00 | 73.1131
2018-11-09 23:00 | 3.06
2018-11-10 | 3.0591
2018-11-10 01:00 | 3.0591
2018-11-10 02:00 | 3.06
2018-11-10 03:00 | 109.9642
2018-11-10 04:00 | 150.442
2018-11-10 05:00 | 48.3202
2018-11-10 06:00 | 404.3408
2018-11-10 07:00 | 444.1595
2018-11-10 08:00 | 428.5682
2018-11-10 09:00 | 421.4268
2018-11-10 10:00 | 384.447
2018-11-10 11:00 | 367.7536
2018-11-10 12:00 | 445.211
2018-11-10 13:00 | 174.6674
2018-11-10 14:00 | 3.06
2018-11-10 15:00 | 69.4816
2018-11-10 16:00 | 233.1648
2018-11-10 17:00 | 237.3221
2018-11-10 18:00 | 188.1665
2018-11-10 19:00 | 96.3794
2018-11-10 20:00 | 160.7847
2018-11-10 21:00 | 121.9221
2018-11-10 22:00 | 73.1131
2018-11-10 23:00 | 3.06
2018-11-11 | 3.0591
2018-11-11 01:00 | 2.7192
2018-11-11 02:00 | 2.72
2018-11-11 03:00 | 88.7695
2018-11-11 04:00 | 160.4447
2018-11-11 05:00 | 287.1044
2018-11-11 06:00 | 225.3737
2018-11-11 07:00 | 129.6436
2018-11-11 08:00 | 160.4447
2018-11-11 09:00 | 127.97
2018-11-11 10:00 | 283.4301
2018-11-11 11:00 | 402.5015
2018-11-11 12:00 | 148.3495
2018-11-11 13:00 | 2.72
2018-11-11 14:00 | 96.0881
2018-11-11 15:00 | 383.2618
2018-11-11 16:00 | 160.4447
2018-11-11 17:00 | 54.7224
2018-11-11 18:00 | 108.044
2018-11-11 19:00 | 33.3468
2018-11-11 20:00 | 76.8477
2018-11-11 21:00 | 59.5924
2018-11-11 22:00 | 318.1695
2018-11-11 23:00 | 102.9569
2018-11-12 | 2.7192
2018-11-12 01:00 | 2.7192
2018-11-12 02:00 | 2.72
2018-11-12 03:00 | 88.7695
2018-11-12 04:00 | 160.4447
2018-11-12 05:00 | 287.1044
2018-11-12 06:00 | 225.3737
2018-11-12 07:00 | 129.6436
2018-11-12 08:00 | 160.4447
2018-11-12 09:00 | 127.97
2018-11-12 10:00 | 283.4301
2018-11-12 11:00 | 402.5015
2018-11-12 12:00 | 148.3495
2018-11-12 13:00 | 2.72
2018-11-12 14:00 | 96.0881
2018-11-12 15:00 | 383.2618
2018-11-12 16:00 | 160.4447
2018-11-12 17:00 | 54.7224
2018-11-12 18:00 | 108.044
2018-11-12 19:00 | 33.3468
2018-11-12 20:00 | 76.8477
2018-11-12 21:00 | 59.5924
2018-11-12 22:00 | 318.1695
2018-11-12 23:00 | 102.9569
2018-11-13 | 2.7192
2018-11-13 01:00 | 3.0591
2018-11-13 02:00 | 3.06
2018-11-13 03:00 | 109.9642
2018-11-13 04:00 | 150.442
2018-11-13 05:00 | 48.3202
2018-11-13 06:00 | 404.3408
2018-11-13 07:00 | 444.1595
2018-11-13 08:00 | 428.5682
2018-11-13 09:00 | 421.4268
2018-11-13 10:00 | 384.447
2018-11-13 11:00 | 367.7536
2018-11-13 12:00 | 445.211
2018-11-13 13:00 | 174.6674
2018-11-13 14:00 | 3.06
2018-11-13 15:00 | 69.4816
2018-11-13 16:00 | 233.1648
2018-11-13 17:00 | 237.3221
2018-11-13 18:00 | 188.1665
2018-11-13 19:00 | 96.3794
2018-11-13 20:00 | 160.7847
2018-11-13 21:00 | 121.9221
2018-11-13 22:00 | 73.1131
2018-11-13 23:00 | 3.06
2018-11-14 | 3.0591
2018-11-14 01:00 | 3.0591
2018-11-14 02:00 | 3.06
2018-11-14 03:00 | 109.9642
2018-11-14 04:00 | 150.442
2018-11-14 05:00 | 48.3202
2018-11-14 06:00 | 404.3408
2018-11-14 07:00 | 444.1595
2018-11-14 08:00 | 428.5682
2018-11-14 09:00 | 421.4268
2018-11-14 10:00 | 384.447
2018-11-14 11:00 | 367.7536
2018-11-14 12:00 | 445.211
2018-11-14 13:00 | 174.6674
2018-11-14 14:00 | 3.06
2018-11-14 15:00 | 69.4816
2018-11-14 16:00 | 233.1648
2018-11-14 17:00 | 237.3221
2018-11-14 18:00 | 188.1665
2018-11-14 19:00 | 96.3794
2018-11-14 20:00 | 160.7847
2018-11-14 21:00 | 121.9221
2018-11-14 22:00 | 73.1131
2018-11-14 23:00 | 3.06
2018-11-15 | 3.0591
2018-11-15 01:00 | 3.0591
2018-11-15 02:00 | 3.06
2018-11-15 03:00 | 109.9642
2018-11-15 04:00 | 150.442
2018-11-15 05:00 | 48.3202
2018-11-15 06:00 | 404.3408
2018-11-15 07:00 | 444.1595
2018-11-15 08:00 | 428.5682
2018-11-15 09:00 | 421.4268
2018-11-15 10:00 | 384.447
2018-11-15 11:00 | 367.7536
2018-11-15 12:00 | 445.211
2018-11-15 13:00 | 174.6674
2018-11-15 14:00 | 3.06
2018-11-15 15:00 | 69.4816
2018-11-15 16:00 | 233.1648
2018-11-15 17:00 | 237.3221
2018-11-15 18:00 | 188.1665
2018-11-15 19:00 | 96.3794
2018-11-15 20:00 | 160.7847
2018-11-15 21:00 | 121.9221
2018-11-15 22:00 | 73.1131
2018-11-15 23:00 | 3.06
2018-11-16 | 3.0591
2018-11-16 01:00 | 3.0591
2018-11-16 02:00 | 3.06
2018-11-16 03:00 | 109.9642
2018-11-16 04:00 | 150.442
2018-11-16 05:00 | 48.3202
2018-11-16 06:00 | 404.3408
2018-11-16 07:00 | 444.1595
2018-11-16 08:00 | 428.5682
2018-11-16 09:00 | 421.4268
2018-11-16 10:00 | 384.447
2018-11-16 11:00 | 367.7536
2018-11-16 12:00 | 445.211
2018-11-16 13:00 | 174.6674
2018-11-16 14:00 | 3.06
2018-11-16 15:00 | 69.4816
2018-11-16 16:00 | 233.1648
2018-11-16 17:00 | 237.3221
2018-11-16 18:00 | 188.1665
2018-11-16 19:00 | 96.3794
2018-11-16 20:00 | 160.7847
2018-11-16 21:00 | 121.9221
2018-11-16 22:00 | 73.1131
2018-11-16 23:00 | 3.06
2018-11-17 | 3.0591
2018-11-17 01:00 | 3.0591
2018-11-17 02:00 | 3.06
2018-11-17 03:00 | 109.9642
2018-11-17 04:00 | 150.442
2018-11-17 05:00 | 48.3202
2018-11-17 06:00 | 404.3408
2018-11-17 07:00 | 444.1595
2018-11-17 08:00 | 428.5682
2018-11-17 09:00 | 421.4268
2018-11-17 10:00 | 384.447
2018-11-17 11:00 | 367.7536
2018-11-17 12:00 | 445.211
2018-11-17 13:00 | 174.6674
2018-11-17 14:00 | 3.06
2018-11-17 15:00 | 69.4816
2018-11-17 16:00 | 233.1648
2018-11-17 17:00 | 237.3221
2018-11-17 18:00 | 188.1665
2018-11-17 19:00 | 96.3794
2018-11-17 20:00 | 160.7847
2018-11-17 21:00 | 121.9221
2018-11-17 22:00 | 73.1131
2018-11-17 23:00 | 3.06
2018-11-18 | 3.0591
2018-11-18 01:00 | 2.7192
2018-11-18 02:00 | 2.72
2018-11-18 03:00 | 88.7695
2018-11-18 04:00 | 160.4447
2018-11-18 05:00 | 287.1044
2018-11-18 06:00 | 225.3737
2018-11-18 07:00 | 129.6436
2018-11-18 08:00 | 160.4447
2018-11-18 09:00 | 127.97
2018-11-18 10:00 | 283.4301
2018-11-18 11:00 | 402.5015
2018-11-18 12:00 | 148.3495
2018-11-18 13:00 | 2.72
2018-11-18 14:00 | 96.0881
2018-11-18 15:00 | 383.2618
2018-11-18 16:00 | 160.4447
2018-11-18 17:00 | 54.7224
2018-11-18 18:00 | 108.044
2018-11-18 19:00 | 33.3468
2018-11-18 20:00 | 76.8477
2018-11-18 21:00 | 59.5924
2018-11-18 22:00 | 318.1695
2018-11-18 23:00 | 102.9569
2018-11-19 | 2.7192
2018-11-19 01:00 | 2.7192
2018-11-19 02:00 | 2.72
2018-11-19 03:00 | 88.7695
2018-11-19 04:00 | 160.4447
2018-11-19 05:00 | 287.1044
2018-11-19 06:00 | 225.3737
2018-11-19 07:00 | 129.6436
2018-11-19 08:00 | 160.4447
2018-11-19 09:00 | 127.97
2018-11-19 10:00 | 283.4301
2018-11-19 11:00 | 402.5015
2018-11-19 12:00 | 148.3495
2018-11-19 13:00 | 2.72
2018-11-19 14:00 | 96.0881
2018-11-19 15:00 | 383.2618
2018-11-19 16:00 | 160.4447
2018-11-19 17:00 | 54.7224
2018-11-19 18:00 | 108.044
2018-11-19 19:00 | 33.3468
2018-11-19 20:00 | 76.8477
2018-11-19 21:00 | 59.5924
2018-11-19 22:00 | 318.1695
2018-11-19 23:00 | 102.9569
2018-11-20 | 2.7192
2018-11-20 01:00 | 3.0591
2018-11-20 02:00 | 3.06
2018-11-20 03:00 | 109.9642
2018-11-20 04:00 | 150.442
2018-11-20 05:00 | 48.3202
2018-11-20 06:00 | 404.3408
2018-11-20 07:00 | 444.1595
2018-11-20 08:00 | 428.5682
2018-11-20 09:00 | 421.4268
2018-11-20 10:00 | 384.447
2018-11-20 11:00 | 367.7536
2018-11-20 12:00 | 445.211
2018-11-20 13:00 | 174.6674
2018-11-20 14:00 | 3.06
2018-11-20 15:00 | 69.4816
2018-11-20 16:00 | 233.1648
2018-11-20 17:00 | 237.3221
2018-11-20 18:00 | 188.1665
2018-11-20 19:00 | 96.3794
2018-11-20 20:00 | 160.7847
2018-11-20 21:00 | 121.9221
2018-11-20 22:00 | 73.1131
2018-11-20 23:00 | 3.06
2018-11-21 | 3.0591
2018-11-21 01:00 | 3.0591
2018-11-21 02:00 | 3.06
2018-11-21 03:00 | 109.9642
2018-11-21 04:00 | 150.442
2018-11-21 05:00 | 48.3202
2018-11-21 06:00 | 404.3408
2018-11-21 07:00 | 444.1595
2018-11-21 08:00 | 428.5682
2018-11-21 09:00 | 421.4268
2018-11-21 10:00 | 384.447
2018-11-21 11:00 | 367.7536
2018-11-21 12:00 | 445.211
2018-11-21 13:00 | 174.6674
2018-11-21 14:00 | 3.06
2018-11-21 15:00 | 69.4816
2018-11-21 16:00 | 233.1648
2018-11-21 17:00 | 237.3221
2018-11-21 18:00 | 188.1665
2018-11-21 19:00 | 96.3794
2018-11-21 20:00 | 160.7847
2018-11-21 21:00 | 121.9221
2018-11-21 22:00 | 73.1131
2018-11-21 23:00 | 3.06
2018-11-22 | 3.0591
2018-11-22 01:00 | 3.0591
2018-11-22 02:00 | 3.06
2018-11-22 03:00 | 109.9642
2018-11-22 04:00 | 150.442
2018-11-22 05:00 | 48.3202
2018-11-22 06:00 | 404.3408
2018-11-22 07:00 | 444.1595
2018-11-22 08:00 | 428.5682
2018-11-22 09:00 | 421.4268
2018-11-22 10:00 | 384.447
2018-11-22 11:00 | 367.7536
2018-11-22 12:00 | 445.211
2018-11-22 13:00 | 174.6674
2018-11-22 14:00 | 3.06
2018-11-22 15:00 | 69.4816
2018-11-22 16:00 | 233.1648
2018-11-22 17:00 | 237.3221
2018-11-22 18:00 | 188.1665
2018-11-22 19:00 | 96.3794
2018-11-22 20:00 | 160.7847
2018-11-22 21:00 | 121.9221
2018-11-22 22:00 | 73.1131
2018-11-22 23:00 | 3.06
2018-11-23 | 3.0591
2018-11-23 01:00 | 3.0591
2018-11-23 02:00 | 3.06
2018-11-23 03:00 | 109.9642
2018-11-23 04:00 | 150.442
2018-11-23 05:00 | 48.3202
2018-11-23 06:00 | 404.3408
2018-11-23 07:00 | 444.1595
2018-11-23 08:00 | 428.5682
2018-11-23 09:00 | 421.4268
2018-11-23 10:00 | 384.447
2018-11-23 11:00 | 367.7536
2018-11-23 12:00 | 445.211
2018-11-23 13:00 | 174.6674
2018-11-23 14:00 | 3.06
2018-11-23 15:00 | 69.4816
2018-11-23 16:00 | 233.1648
2018-11-23 17:00 | 237.3221
2018-11-23 18:00 | 188.1665
2018-11-23 19:00 | 96.3794
2018-11-23 20:00 | 160.7847
2018-11-23 21:00 | 121.9221
2018-11-23 22:00 | 73.1131
2018-11-23 23:00 | 3.06
2018-11-24 | 3.0591
2018-11-24 01:00 | 3.0591
2018-11-24 02:00 | 3.06
2018-11-24 03:00 | 109.9642
2018-11-24 04:00 | 150.442
2018-11-24 05:00 | 48.3202
2018-11-24 06:00 | 404.3408
2018-11-24 07:00 | 444.1595
2018-11-24 08:00 | 428.5682
2018-11-24 09:00 | 421.4268
2018-11-24 10:00 | 384.447
2018-11-24 11:00 | 367.7536
2018-11-24 12:00 | 445.211
2018-11-24 13:00 | 174.6674
2018-11-24 14:00 | 3.06
2018-11-24 15:00 | 69.4816
2018-11-24 16:00 | 233.1648
2018-11-24 17:00 | 237.3221
2018-11-24 18:00 | 188.1665
2018-11-24 19:00 | 96.3794
2018-11-24 20:00 | 160.7847
2018-11-24 21:00 | 121.9221
2018-11-24 22:00 | 73.1131
2018-11-24 23:00 | 3.06
2018-11-25 | 3.0591
2018-11-25 01:00 | 2.7192
2018-11-25 02:00 | 2.72
2018-11-25 03:00 | 88.7695
2018-11-25 04:00 | 160.4447
2018-11-25 05:00 | 287.1044
2018-11-25 06:00 | 225.3737
2018-11-25 07:00 | 129.6436
2018-11-25 08:00 | 160.4447
2018-11-25 09:00 | 127.97
2018-11-25 10:00 | 283.4301
2018-11-25 11:00 | 402.5015
2018-11-25 12:00 | 148.3495
2018-11-25 13:00 | 2.72
2018-11-25 14:00 | 96.0881
2018-11-25 15:00 | 383.2618
2018-11-25 16:00 | 160.4447
2018-11-25 17:00 | 54.7224
2018-11-25 18:00 | 108.044
2018-11-25 19:00 | 33.3468
2018-11-25 20:00 | 76.8477
2018-11-25 21:00 | 59.5924
2018-11-25 22:00 | 318.1695
2018-11-25 23:00 | 102.9569
2018-11-26 | 2.7192
2018-11-26 01:00 | 2.7192
2018-11-26 02:00 | 2.72
2018-11-26 03:00 | 88.7695
2018-11-26 04:00 | 160.4447
2018-11-26 05:00 | 287.1044
2018-11-26 06:00 | 225.3737
2018-11-26 07:00 | 129.6436
2018-11-26 08:00 | 160.4447
2018-11-26 09:00 | 127.97
2018-11-26 10:00 | 283.4301
2018-11-26 11:00 | 402.5015
2018-11-26 12:00 | 148.3495
2018-11-26 13:00 | 2.72
2018-11-26 14:00 | 96.0881
2018-11-26 15:00 | 383.2618
2018-11-26 16:00 | 160.4447
2018-11-26 17:00 | 54.7224
2018-11-26 18:00 | 108.044
2018-11-26 19:00 | 33.3468
2018-11-26 20:00 | 76.8477
2018-11-26 21:00 | 59.5924
2018-11-26 22:00 | 318.1695
2018-11-26 23:00 | 102.9569
2018-11-27 | 2.7192
2018-11-27 01:00 | 3.0591
2018-11-27 02:00 | 3.06
2018-11-27 03:00 | 109.9642
2018-11-27 04:00 | 150.442
2018-11-27 05:00 | 48.3202
2018-11-27 06:00 | 404.3408
2018-11-27 07:00 | 444.1595
2018-11-27 08:00 | 428.5682
2018-11-27 09:00 | 421.4268
2018-11-27 10:00 | 384.447
2018-11-27 11:00 | 367.7536
2018-11-27 12:00 | 445.211
2018-11-27 13:00 | 174.6674
2018-11-27 14:00 | 3.06
2018-11-27 15:00 | 69.4816
2018-11-27 16:00 | 233.1648
2018-11-27 17:00 | 237.3221
2018-11-27 18:00 | 188.1665
2018-11-27 19:00 | 96.3794
2018-11-27 20:00 | 160.7847
2018-11-27 21:00 | 121.9221
2018-11-27 22:00 | 73.1131
2018-11-27 23:00 | 3.06
2018-11-28 | 3.0591
2018-11-28 01:00 | 3.0591
2018-11-28 02:00 | 3.06
2018-11-28 03:00 | 109.9642
2018-11-28 04:00 | 150.442
2018-11-28 05:00 | 48.3202
2018-11-28 06:00 | 404.3408
2018-11-28 07:00 | 444.1595
2018-11-28 08:00 | 428.5682
2018-11-28 09:00 | 421.4268
2018-11-28 10:00 | 384.447
2018-11-28 11:00 | 367.7536
2018-11-28 12:00 | 445.211
2018-11-28 13:00 | 174.6674
2018-11-28 14:00 | 3.06
2018-11-28 15:00 | 69.4816
2018-11-28 16:00 | 233.1648
2018-11-28 17:00 | 237.3221
2018-11-28 18:00 | 188.1665
2018-11-28 19:00 | 96.3794
2018-11-28 20:00 | 160.7847
2018-11-28 21:00 | 121.9221
2018-11-28 22:00 | 73.1131
2018-11-28 23:00 | 3.06
2018-11-29 | 3.0591
2018-11-29 01:00 | 3.0591
2018-11-29 02:00 | 3.06
2018-11-29 03:00 | 109.9642
2018-11-29 04:00 | 150.442
2018-11-29 05:00 | 48.3202
2018-11-29 06:00 | 404.3408
2018-11-29 07:00 | 444.1595
2018-11-29 08:00 | 428.5682
2018-11-29 09:00 | 421.4268
2018-11-29 10:00 | 384.447
2018-11-29 11:00 | 367.7536
2018-11-29 12:00 | 445.211
2018-11-29 13:00 | 174.6674
2018-11-29 14:00 | 3.06
2018-11-29 15:00 | 69.4816
2018-11-29 16:00 | 233.1648
2018-11-29 17:00 | 237.3221
2018-11-29 18:00 | 188.1665
2018-11-29 19:00 | 96.3794
2018-11-29 20:00 | 160.7847
2018-11-29 21:00 | 121.9221
2018-11-29 22:00 | 73.1131
2018-11-29 23:00 | 3.06
2018-11-30 | 3.0591
2018-11-30 01:00 | 3.0591
2018-11-30 02:00 | 3.06
2018-11-30 03:00 | 109.9642
2018-11-30 04:00 | 150.442
2018-11-30 05:00 | 48.3202
2018-11-30 06:00 | 404.3408
2018-11-30 07:00 | 444.1595
2018-11-30 08:00 | 428.5682
2018-11-30 09:00 | 421.4268
2018-11-30 10:00 | 384.447
2018-11-30 11:00 | 367.7536
2018-11-30 12:00 | 445.211
2018-11-30 13:00 | 174.6674
2018-11-30 14:00 | 3.06
2018-11-30 15:00 | 69.4816
2018-11-30 16:00 | 233.1648
2018-11-30 17:00 | 237.3221
2018-11-30 18:00 | 188.1665
2018-11-30 19:00 | 96.3794
2018-11-30 20:00 | 160.7847
2018-11-30 21:00 | 121.9221
2018-11-30 22:00 | 73.1131
2018-11-30 23:00 | 3.06
2018-12-01 | 3.0591
2018-12-01 01:00 | 2.0394
2018-12-01 02:00 | 2.04
2018-12-01 03:00 | 2.04
2018-12-01 04:00 | 2.04
2018-12-01 05:00 | 214.9712
2018-12-01 06:00 | 191.132
2018-12-01 07:00 | 17.4201
2018-12-01 08:00 | 317.6218
2018-12-01 09:00 | 105.8695
2018-12-01 10:00 | 161.9173
2018-12-01 11:00 | 317.2196
2018-12-01 12:00 | 159.7647
2018-12-01 13:00 | 157.6588
2018-12-01 14:00 | 2.04
2018-12-01 15:00 | 111.2225
2018-12-01 16:00 | 227.5884
2018-12-01 17:00 | 48.2591
2018-12-01 18:00 | 2.04
2018-12-01 19:00 | 2.04
2018-12-01 20:00 | 2.04
2018-12-01 21:00 | 2.04
2018-12-01 22:00 | 2.04
2018-12-01 23:00 | 2.04
2018-12-02 | 2.0394
2018-12-02 01:00 | 1.3596
2018-12-02 02:00 | 1.36
2018-12-02 03:00 | 1.36
2018-12-02 04:00 | 1.36
2018-12-02 05:00 | 1.36
2018-12-02 06:00 | 1.36
2018-12-02 07:00 | 1.36
2018-12-02 08:00 | 1.36
2018-12-02 09:00 | 1.36
2018-12-02 10:00 | 242.9017
2018-12-02 11:00 | 251.3251
2018-12-02 12:00 | 201.7113
2018-12-02 13:00 | 132.4038
2018-12-02 14:00 | 271.154
2018-12-02 15:00 | 87.4485
2018-12-02 16:00 | 1.36
2018-12-02 17:00 | 197.4702
2018-12-02 18:00 | 260.4578
2018-12-02 19:00 | 1.36
2018-12-02 20:00 | 1.36
2018-12-02 21:00 | 1.36
2018-12-02 22:00 | 1.36
2018-12-02 23:00 | 1.36
2018-12-03 | 1.3596
2018-12-03 01:00 | 1.3596
2018-12-03 02:00 | 1.36
2018-12-03 03:00 | 1.36
2018-12-03 04:00 | 1.36
2018-12-03 05:00 | 1.36
2018-12-03 06:00 | 1.36
2018-12-03 07:00 | 1.36
2018-12-03 08:00 | 1.36
2018-12-03 09:00 | 1.36
2018-12-03 10:00 | 242.9017
2018-12-03 11:00 | 251.3251
2018-12-03 12:00 | 201.7113
2018-12-03 13:00 | 132.4038
2018-12-03 14:00 | 271.154
2018-12-03 15:00 | 87.4485
2018-12-03 16:00 | 1.36
2018-12-03 17:00 | 197.4702
2018-12-03 18:00 | 260.4578
2018-12-03 19:00 | 1.36
2018-12-03 20:00 | 1.36
2018-12-03 21:00 | 1.36
2018-12-03 22:00 | 1.36
2018-12-03 23:00 | 1.36
2018-12-04 | 1.3596
2018-12-04 01:00 | 2.0394
2018-12-04 02:00 | 2.04
2018-12-04 03:00 | 2.04
2018-12-04 04:00 | 2.04
2018-12-04 05:00 | 214.9712
2018-12-04 06:00 | 191.132
2018-12-04 07:00 | 17.4201
2018-12-04 08:00 | 317.6218
2018-12-04 09:00 | 105.8695
2018-12-04 10:00 | 161.9173
2018-12-04 11:00 | 317.2196
2018-12-04 12:00 | 159.7647
2018-12-04 13:00 | 157.6588
2018-12-04 14:00 | 2.04
2018-12-04 15:00 | 111.2225
2018-12-04 16:00 | 227.5884
2018-12-04 17:00 | 48.2591
2018-12-04 18:00 | 2.04
2018-12-04 19:00 | 2.04
2018-12-04 20:00 | 2.04
2018-12-04 21:00 | 2.04
2018-12-04 22:00 | 2.04
2018-12-04 23:00 | 2.04
2018-12-05 | 2.0394
2018-12-05 01:00 | 2.0394
2018-12-05 02:00 | 2.04
2018-12-05 03:00 | 2.04
2018-12-05 04:00 | 2.04
2018-12-05 05:00 | 214.9712
2018-12-05 06:00 | 191.132
2018-12-05 07:00 | 17.4201
2018-12-05 08:00 | 317.6218
2018-12-05 09:00 | 105.8695
2018-12-05 10:00 | 161.9173
2018-12-05 11:00 | 317.2196
2018-12-05 12:00 | 159.7647
2018-12-05 13:00 | 157.6588
2018-12-05 14:00 | 2.04
2018-12-05 15:00 | 111.2225
2018-12-05 16:00 | 227.5884
2018-12-05 17:00 | 48.2591
2018-12-05 18:00 | 2.04
2018-12-05 19:00 | 2.04
2018-12-05 20:00 | 2.04
2018-12-05 21:00 | 2.04
2018-12-05 22:00 | 2.04
2018-12-05 23:00 | 2.04
2018-12-06 | 2.0394
2018-12-06 01:00 | 2.0394
2018-12-06 02:00 | 2.04
2018-12-06 03:00 | 2.04
2018-12-06 04:00 | 2.04
2018-12-06 05:00 | 214.9712
2018-12-06 06:00 | 191.132
2018-12-06 07:00 | 17.4201
2018-12-06 08:00 | 317.6218
2018-12-06 09:00 | 105.8695
2018-12-06 10:00 | 161.9173
2018-12-06 11:00 | 317.2196
2018-12-06 12:00 | 159.7647
2018-12-06 13:00 | 157.6588
2018-12-06 14:00 | 2.04
2018-12-06 15:00 | 111.2225
2018-12-06 16:00 | 227.5884
2018-12-06 17:00 | 48.2591
2018-12-06 18:00 | 2.04
2018-12-06 19:00 | 2.04
2018-12-06 20:00 | 2.04
2018-12-06 21:00 | 2.04
2018-12-06 22:00 | 2.04
2018-12-06 23:00 | 2.04
2018-12-07 | 2.0394
2018-12-07 01:00 | 2.0394
2018-12-07 02:00 | 2.04
2018-12-07 03:00 | 2.04
2018-12-07 04:00 | 2.04
2018-12-07 05:00 | 214.9712
2018-12-07 06:00 | 191.132
2018-12-07 07:00 | 17.4201
2018-12-07 08:00 | 317.6218
2018-12-07 09:00 | 105.8695
2018-12-07 10:00 | 161.9173
2018-12-07 11:00 | 317.2196
2018-12-07 12:00 | 159.7647
2018-12-07 13:00 | 157.6588
2018-12-07 14:00 | 2.04
2018-12-07 15:00 | 111.2225
2018-12-07 16:00 | 227.5884
2018-12-07 17:00 | 48.2591
2018-12-07 18:00 | 2.04
2018-12-07 19:00 | 2.04
2018-12-07 20:00 | 2.04
2018-12-07 21:00 | 2.04
2018-12-07 22:00 | 2.04
2018-12-07 23:00 | 2.04
2018-12-08 | 2.0394
2018-12-08 01:00 | 2.0394
2018-12-08 02:00 | 2.04
2018-12-08 03:00 | 2.04
2018-12-08 04:00 | 2.04
2018-12-08 05:00 | 214.9712
2018-12-08 06:00 | 191.132
2018-12-08 07:00 | 17.4201
2018-12-08 08:00 | 317.6218
2018-12-08 09:00 | 105.8695
2018-12-08 10:00 | 161.9173
2018-12-08 11:00 | 317.2196
2018-12-08 12:00 | 159.7647
2018-12-08 13:00 | 157.6588
2018-12-08 14:00 | 2.04
2018-12-08 15:00 | 111.2225
2018-12-08 16:00 | 227.5884
2018-12-08 17:00 | 48.2591
2018-12-08 18:00 | 2.04
2018-12-08 19:00 | 2.04
2018-12-08 20:00 | 2.04
2018-12-08 21:00 | 2.04
2018-12-08 22:00 | 2.04
2018-12-08 23:00 | 2.04
2018-12-09 | 2.0394
2018-12-09 01:00 | 1.3596
2018-12-09 02:00 | 1.36
2018-12-09 03:00 | 1.36
2018-12-09 04:00 | 1.36
2018-12-09 05:00 | 1.36
2018-12-09 06:00 | 1.36
2018-12-09 07:00 | 1.36
2018-12-09 08:00 | 1.36
2018-12-09 09:00 | 1.36
2018-12-09 10:00 | 242.9017
2018-12-09 11:00 | 251.3251
2018-12-09 12:00 | 201.7113
2018-12-09 13:00 | 132.4038
2018-12-09 14:00 | 271.154
2018-12-09 15:00 | 87.4485
2018-12-09 16:00 | 1.36
2018-12-09 17:00 | 197.4702
2018-12-09 18:00 | 260.4578
2018-12-09 19:00 | 1.36
2018-12-09 20:00 | 1.36
2018-12-09 21:00 | 1.36
2018-12-09 22:00 | 1.36
2018-12-09 23:00 | 1.36
2018-12-10 | 1.3596
2018-12-10 01:00 | 1.3596
2018-12-10 02:00 | 1.36
2018-12-10 03:00 | 1.36
2018-12-10 04:00 | 1.36
2018-12-10 05:00 | 1.36
2018-12-10 06:00 | 1.36
2018-12-10 07:00 | 1.36
2018-12-10 08:00 | 1.36
2018-12-10 09:00 | 1.36
2018-12-10 10:00 | 242.9017
2018-12-10 11:00 | 251.3251
2018-12-10 12:00 | 201.7113
2018-12-10 13:00 | 132.4038
2018-12-10 14:00 | 271.154
2018-12-10 15:00 | 87.4485
2018-12-10 16:00 | 1.36
2018-12-10 17:00 | 197.4702
2018-12-10 18:00 | 260.4578
2018-12-10 19:00 | 1.36
2018-12-10 20:00 | 1.36
2018-12-10 21:00 | 1.36
2018-12-10 22:00 | 1.36
2018-12-10 23:00 | 1.36
2018-12-11 | 1.3596
2018-12-11 01:00 | 2.0394
2018-12-11 02:00 | 2.04
2018-12-11 03:00 | 2.04
2018-12-11 04:00 | 2.04
2018-12-11 05:00 | 214.9712
2018-12-11 06:00 | 191.132
2018-12-11 07:00 | 17.4201
2018-12-11 08:00 | 317.6218
2018-12-11 09:00 | 105.8695
2018-12-11 10:00 | 161.9173
2018-12-11 11:00 | 317.2196
2018-12-11 12:00 | 159.7647
2018-12-11 13:00 | 157.6588
2018-12-11 14:00 | 2.04
2018-12-11 15:00 | 111.2225
2018-12-11 16:00 | 227.5884
2018-12-11 17:00 | 48.2591
2018-12-11 18:00 | 2.04
2018-12-11 19:00 | 2.04
2018-12-11 20:00 | 2.04
2018-12-11 21:00 | 2.04
2018-12-11 22:00 | 2.04
2018-12-11 23:00 | 2.04
2018-12-12 | 2.0394
2018-12-12 01:00 | 2.0394
2018-12-12 02:00 | 2.04
2018-12-12 03:00 | 2.04
2018-12-12 04:00 | 2.04
2018-12-12 05:00 | 214.9712
2018-12-12 06:00 | 191.132
2018-12-12 07:00 | 17.4201
2018-12-12 08:00 | 317.6218
2018-12-12 09:00 | 105.8695
2018-12-12 10:00 | 161.9173
2018-12-12 11:00 | 317.2196
2018-12-12 12:00 | 159.7647
2018-12-12 13:00 | 157.6588
2018-12-12 14:00 | 2.04
2018-12-12 15:00 | 111.2225
2018-12-12 16:00 | 227.5884
2018-12-12 17:00 | 48.2591
2018-12-12 18:00 | 2.04
2018-12-12 19:00 | 2.04
2018-12-12 20:00 | 2.04
2018-12-12 21:00 | 2.04
2018-12-12 22:00 | 2.04
2018-12-12 23:00 | 2.04
2018-12-13 | 2.0394
2018-12-13 01:00 | 2.0394
2018-12-13 02:00 | 2.04
2018-12-13 03:00 | 2.04
2018-12-13 04:00 | 2.04
2018-12-13 05:00 | 214.9712
2018-12-13 06:00 | 191.132
2018-12-13 07:00 | 17.4201
2018-12-13 08:00 | 317.6218
2018-12-13 09:00 | 105.8695
2018-12-13 10:00 | 161.9173
2018-12-13 11:00 | 317.2196
2018-12-13 12:00 | 159.7647
2018-12-13 13:00 | 157.6588
2018-12-13 14:00 | 2.04
2018-12-13 15:00 | 111.2225
2018-12-13 16:00 | 227.5884
2018-12-13 17:00 | 48.2591
2018-12-13 18:00 | 2.04
2018-12-13 19:00 | 2.04
2018-12-13 20:00 | 2.04
2018-12-13 21:00 | 2.04
2018-12-13 22:00 | 2.04
2018-12-13 23:00 | 2.04
2018-12-14 | 2.0394
2018-12-14 01:00 | 2.0394
2018-12-14 02:00 | 2.04
2018-12-14 03:00 | 2.04
2018-12-14 04:00 | 2.04
2018-12-14 05:00 | 214.9712
2018-12-14 06:00 | 191.132
2018-12-14 07:00 | 17.4201
2018-12-14 08:00 | 317.6218
2018-12-14 09:00 | 105.8695
2018-12-14 10:00 | 161.9173
2018-12-14 11:00 | 317.2196
2018-12-14 12:00 | 159.7647
2018-12-14 13:00 | 157.6588
2018-12-14 14:00 | 2.04
2018-12-14 15:00 | 111.2225
2018-12-14 16:00 | 227.5884
2018-12-14 17:00 | 48.2591
2018-12-14 18:00 | 2.04
2018-12-14 19:00 | 2.04
2018-12-14 20:00 | 2.04
2018-12-14 21:00 | 2.04
2018-12-14 22:00 | 2.04
2018-12-14 23:00 | 2.04
2018-12-15 | 2.0394
2018-12-15 01:00 | 2.0394
2018-12-15 02:00 | 2.04
2018-12-15 03:00 | 2.04
2018-12-15 04:00 | 2.04
2018-12-15 05:00 | 214.9712
2018-12-15 06:00 | 191.132
2018-12-15 07:00 | 17.4201
2018-12-15 08:00 | 317.6218
2018-12-15 09:00 | 105.8695
2018-12-15 10:00 | 161.9173
2018-12-15 11:00 | 317.2196
2018-12-15 12:00 | 159.7647
2018-12-15 13:00 | 157.6588
2018-12-15 14:00 | 2.04
2018-12-15 15:00 | 111.2225
2018-12-15 16:00 | 227.5884
2018-12-15 17:00 | 48.2591
2018-12-15 18:00 | 2.04
2018-12-15 19:00 | 2.04
2018-12-15 20:00 | 2.04
2018-12-15 21:00 | 2.04
2018-12-15 22:00 | 2.04
2018-12-15 23:00 | 2.04
2018-12-16 | 2.0394
2018-12-16 01:00 | 1.3596
2018-12-16 02:00 | 1.36
2018-12-16 03:00 | 1.36
2018-12-16 04:00 | 1.36
2018-12-16 05:00 | 1.36
2018-12-16 06:00 | 1.36
2018-12-16 07:00 | 1.36
2018-12-16 08:00 | 1.36
2018-12-16 09:00 | 1.36
2018-12-16 10:00 | 242.9017
2018-12-16 11:00 | 251.3251
2018-12-16 12:00 | 201.7113
2018-12-16 13:00 | 132.4038
2018-12-16 14:00 | 271.154
2018-12-16 15:00 | 87.4485
2018-12-16 16:00 | 1.36
2018-12-16 17:00 | 197.4702
2018-12-16 18:00 | 260.4578
2018-12-16 19:00 | 1.36
2018-12-16 20:00 | 1.36
2018-12-16 21:00 | 1.36
2018-12-16 22:00 | 1.36
2018-12-16 23:00 | 1.36
2018-12-17 | 1.3596
2018-12-17 01:00 | 1.3596
2018-12-17 02:00 | 1.36
2018-12-17 03:00 | 1.36
2018-12-17 04:00 | 1.36
2018-12-17 05:00 | 1.36
2018-12-17 06:00 | 1.36
2018-12-17 07:00 | 1.36
2018-12-17 08:00 | 1.36
2018-12-17 09:00 | 1.36
2018-12-17 10:00 | 242.9017
2018-12-17 11:00 | 251.3251
2018-12-17 12:00 | 201.7113
2018-12-17 13:00 | 132.4038
2018-12-17 14:00 | 271.154
2018-12-17 15:00 | 87.4485
2018-12-17 16:00 | 1.36
2018-12-17 17:00 | 197.4702
2018-12-17 18:00 | 260.4578
2018-12-17 19:00 | 1.36
2018-12-17 20:00 | 1.36
2018-12-17 21:00 | 1.36
2018-12-17 22:00 | 1.36
2018-12-17 23:00 | 1.36
2018-12-18 | 1.3596
2018-12-18 01:00 | 2.0394
2018-12-18 02:00 | 2.04
2018-12-18 03:00 | 2.04
2018-12-18 04:00 | 2.04
2018-12-18 05:00 | 214.9712
2018-12-18 06:00 | 191.132
2018-12-18 07:00 | 17.4201
2018-12-18 08:00 | 317.6218
2018-12-18 09:00 | 105.8695
2018-12-18 10:00 | 161.9173
2018-12-18 11:00 | 317.2196
2018-12-18 12:00 | 159.7647
2018-12-18 13:00 | 157.6588
2018-12-18 14:00 | 2.04
2018-12-18 15:00 | 111.2225
2018-12-18 16:00 | 227.5884
2018-12-18 17:00 | 48.2591
2018-12-18 18:00 | 2.04
2018-12-18 19:00 | 2.04
2018-12-18 20:00 | 2.04
2018-12-18 21:00 | 2.04
2018-12-18 22:00 | 2.04
2018-12-18 23:00 | 2.04
2018-12-19 | 2.0394
2018-12-19 01:00 | 2.0394
2018-12-19 02:00 | 2.04
2018-12-19 03:00 | 2.04
2018-12-19 04:00 | 2.04
2018-12-19 05:00 | 214.9712
2018-12-19 06:00 | 191.132
2018-12-19 07:00 | 17.4201
2018-12-19 08:00 | 317.6218
2018-12-19 09:00 | 105.8695
2018-12-19 10:00 | 161.9173
2018-12-19 11:00 | 317.2196
2018-12-19 12:00 | 159.7647
2018-12-19 13:00 | 157.6588
2018-12-19 14:00 | 2.04
2018-12-19 15:00 | 111.2225
2018-12-19 16:00 | 227.5884
2018-12-19 17:00 | 48.2591
2018-12-19 18:00 | 2.04
2018-12-19 19:00 | 2.04
2018-12-19 20:00 | 2.04
2018-12-19 21:00 | 2.04
2018-12-19 22:00 | 2.04
2018-12-19 23:00 | 2.04
2018-12-20 | 2.0394
2018-12-20 01:00 | 2.0394
2018-12-20 02:00 | 2.04
2018-12-20 03:00 | 2.04
2018-12-20 04:00 | 2.04
2018-12-20 05:00 | 214.9712
2018-12-20 06:00 | 191.132
2018-12-20 07:00 | 17.4201
2018-12-20 08:00 | 317.6218
2018-12-20 09:00 | 105.8695
2018-12-20 10:00 | 161.9173
2018-12-20 11:00 | 317.2196
2018-12-20 12:00 | 159.7647
2018-12-20 13:00 | 157.6588
2018-12-20 14:00 | 2.04
2018-12-20 15:00 | 111.2225
2018-12-20 16:00 | 227.5884
2018-12-20 17:00 | 48.2591
2018-12-20 18:00 | 2.04
2018-12-20 19:00 | 2.04
2018-12-20 20:00 | 2.04
2018-12-20 21:00 | 2.04
2018-12-20 22:00 | 2.04
2018-12-20 23:00 | 2.04
2018-12-21 | 2.0394
2018-12-21 01:00 | 2.0394
2018-12-21 02:00 | 2.04
2018-12-21 03:00 | 2.04
2018-12-21 04:00 | 2.04
2018-12-21 05:00 | 214.9712
2018-12-21 06:00 | 191.132
2018-12-21 07:00 | 17.4201
2018-12-21 08:00 | 317.6218
2018-12-21 09:00 | 105.8695
2018-12-21 10:00 | 161.9173
2018-12-21 11:00 | 317.2196
2018-12-21 12:00 | 159.7647
2018-12-21 13:00 | 157.6588
2018-12-21 14:00 | 2.04
2018-12-21 15:00 | 111.2225
2018-12-21 16:00 | 227.5884
2018-12-21 17:00 | 48.2591
2018-12-21 18:00 | 2.04
2018-12-21 19:00 | 2.04
2018-12-21 20:00 | 2.04
2018-12-21 21:00 | 2.04
2018-12-21 22:00 | 2.04
2018-12-21 23:00 | 2.04
2018-12-22 | 2.0394
2018-12-22 01:00 | 2.0394
2018-12-22 02:00 | 2.04
2018-12-22 03:00 | 2.04
2018-12-22 04:00 | 2.04
2018-12-22 05:00 | 214.9712
2018-12-22 06:00 | 191.132
2018-12-22 07:00 | 17.4201
2018-12-22 08:00 | 317.6218
2018-12-22 09:00 | 105.8695
2018-12-22 10:00 | 161.9173
2018-12-22 11:00 | 317.2196
2018-12-22 12:00 | 159.7647
2018-12-22 13:00 | 157.6588
2018-12-22 14:00 | 2.04
2018-12-22 15:00 | 111.2225
2018-12-22 16:00 | 227.5884
2018-12-22 17:00 | 48.2591
2018-12-22 18:00 | 2.04
2018-12-22 19:00 | 2.04
2018-12-22 20:00 | 2.04
2018-12-22 21:00 | 2.04
2018-12-22 22:00 | 2.04
2018-12-22 23:00 | 2.04
2018-12-23 | 2.0394
2018-12-23 01:00 | 1.3596
2018-12-23 02:00 | 1.36
2018-12-23 03:00 | 1.36
2018-12-23 04:00 | 1.36
2018-12-23 05:00 | 1.36
2018-12-23 06:00 | 1.36
2018-12-23 07:00 | 1.36
2018-12-23 08:00 | 1.36
2018-12-23 09:00 | 1.36
2018-12-23 10:00 | 242.9017
2018-12-23 11:00 | 251.3251
2018-12-23 12:00 | 201.7113
2018-12-23 13:00 | 132.4038
2018-12-23 14:00 | 271.154
2018-12-23 15:00 | 87.4485
2018-12-23 16:00 | 1.36
2018-12-23 17:00 | 197.4702
2018-12-23 18:00 | 260.4578
2018-12-23 19:00 | 1.36
2018-12-23 20:00 | 1.36
2018-12-23 21:00 | 1.36
2018-12-23 22:00 | 1.36
2018-12-23 23:00 | 1.36
2018-12-24 | 1.3596
2018-12-24 01:00 | 1.3596
2018-12-24 02:00 | 1.36
2018-12-24 03:00 | 1.36
2018-12-24 04:00 | 1.36
2018-12-24 05:00 | 1.36
2018-12-24 06:00 | 1.36
2018-12-24 07:00 | 1.36
2018-12-24 08:00 | 1.36
2018-12-24 09:00 | 1.36
2018-12-24 10:00 | 242.9017
2018-12-24 11:00 | 251.3251
2018-12-24 12:00 | 201.7113
2018-12-24 13:00 | 132.4038
2018-12-24 14:00 | 271.154
2018-12-24 15:00 | 87.4485
2018-12-24 16:00 | 1.36
2018-12-24 17:00 | 197.4702
2018-12-24 18:00 | 260.4578
2018-12-24 19:00 | 1.36
2018-12-24 20:00 | 1.36
2018-12-24 21:00 | 1.36
2018-12-24 22:00 | 1.36
2018-12-24 23:00 | 1.36
2018-12-25 | 1.3596
2018-12-25 01:00 | 2.0394
2018-12-25 02:00 | 2.04
2018-12-25 03:00 | 2.04
2018-12-25 04:00 | 2.04
2018-12-25 05:00 | 214.9712
2018-12-25 06:00 | 191.132
2018-12-25 07:00 | 17.4201
2018-12-25 08:00 | 317.6218
2018-12-25 09:00 | 105.8695
2018-12-25 10:00 | 161.9173
2018-12-25 11:00 | 317.2196
2018-12-25 12:00 | 159.7647
2018-12-25 13:00 | 157.6588
2018-12-25 14:00 | 2.04
2018-12-25 15:00 | 111.2225
2018-12-25 16:00 | 227.5884
2018-12-25 17:00 | 48.2591
2018-12-25 18:00 | 2.04
2018-12-25 19:00 | 2.04
2018-12-25 20:00 | 2.04
2018-12-25 21:00 | 2.04
2018-12-25 22:00 | 2.04
2018-12-25 23:00 | 2.04
2018-12-26 | 2.0394
2018-12-26 01:00 | 2.0394
2018-12-26 02:00 | 2.04
2018-12-26 03:00 | 2.04
2018-12-26 04:00 | 2.04
2018-12-26 05:00 | 214.9712
2018-12-26 06:00 | 191.132
2018-12-26 07:00 | 17.4201
2018-12-26 08:00 | 317.6218
2018-12-26 09:00 | 105.8695
2018-12-26 10:00 | 161.9173
2018-12-26 11:00 | 317.2196
2018-12-26 12:00 | 159.7647
2018-12-26 13:00 | 157.6588
2018-12-26 14:00 | 2.04
2018-12-26 15:00 | 111.2225
2018-12-26 16:00 | 227.5884
2018-12-26 17:00 | 48.2591
2018-12-26 18:00 | 2.04
2018-12-26 19:00 | 2.04
2018-12-26 20:00 | 2.04
2018-12-26 21:00 | 2.04
2018-12-26 22:00 | 2.04
2018-12-26 23:00 | 2.04
2018-12-27 | 2.0394
2018-12-27 01:00 | 2.0394
2018-12-27 02:00 | 2.04
2018-12-27 03:00 | 2.04
2018-12-27 04:00 | 2.04
2018-12-27 05:00 | 214.9712
2018-12-27 06:00 | 191.132
2018-12-27 07:00 | 17.4201
2018-12-27 08:00 | 317.6218
2018-12-27 09:00 | 105.8695
2018-12-27 10:00 | 161.9173
2018-12-27 11:00 | 317.2196
2018-12-27 12:00 | 159.7647
2018-12-27 13:00 | 157.6588
2018-12-27 14:00 | 2.04
2018-12-27 15:00 | 111.2225
2018-12-27 16:00 | 227.5884
2018-12-27 17:00 | 48.2591
2018-12-27 18:00 | 2.04
2018-12-27 19:00 | 2.04
2018-12-27 20:00 | 2.04
2018-12-27 21:00 | 2.04
2018-12-27 22:00 | 2.04
2018-12-27 23:00 | 2.04
2018-12-28 | 2.0394
2018-12-28 01:00 | 2.0394
2018-12-28 02:00 | 2.04
2018-12-28 03:00 | 2.04
2018-12-28 04:00 | 2.04
2018-12-28 05:00 | 214.9712
2018-12-28 06:00 | 191.132
2018-12-28 07:00 | 17.4201
2018-12-28 08:00 | 317.6218
2018-12-28 09:00 | 105.8695
2018-12-28 10:00 | 161.9173
2018-12-28 11:00 | 317.2196
2018-12-28 12:00 | 159.7647
2018-12-28 13:00 | 157.6588
2018-12-28 14:00 | 2.04
2018-12-28 15:00 | 111.2225
2018-12-28 16:00 | 227.5884
2018-12-28 17:00 | 48.2591
2018-12-28 18:00 | 2.04
2018-12-28 19:00 | 2.04
2018-12-28 20:00 | 2.04
2018-12-28 21:00 | 2.04
2018-12-28 22:00 | 2.04
2018-12-28 23:00 | 2.04
2018-12-29 | 2.0394
2018-12-29 01:00 | 2.0394
2018-12-29 02:00 | 2.04
2018-12-29 03:00 | 2.04
2018-12-29 04:00 | 2.04
2018-12-29 05:00 | 214.9712
2018-12-29 06:00 | 191.132
2018-12-29 07:00 | 17.4201
2018-12-29 08:00 | 317.6218
2018-12-29 09:00 | 105.8695
2018-12-29 10:00 | 161.9173
2018-12-29 11:00 | 317.2196
2018-12-29 12:00 | 159.7647
2018-12-29 13:00 | 157.6588
2018-12-29 14:00 | 2.04
2018-12-29 15:00 | 111.2225
2018-12-29 16:00 | 227.5884
2018-12-29 17:00 | 48.2591
2018-12-29 18:00 | 2.04
2018-12-29 19:00 | 2.04
2018-12-29 20:00 | 2.04
2018-12-29 21:00 | 2.04
2018-12-29 22:00 | 2.04
2018-12-29 23:00 | 2.04
2018-12-30 | 2.0394
2018-12-30 01:00 | 1.3596
2018-12-30 02:00 | 1.36
2018-12-30 03:00 | 1.36
2018-12-30 04:00 | 1.36
2018-12-30 05:00 | 1.36
2018-12-30 06:00 | 1.36
2018-12-30 07:00 | 1.36
2018-12-30 08:00 | 1.36
2018-12-30 09:00 | 1.36
2018-12-30 10:00 | 242.9017
2018-12-30 11:00 | 251.3251
2018-12-30 12:00 | 201.7113
2018-12-30 13:00 | 132.4038
2018-12-30 14:00 | 271.154
2018-12-30 15:00 | 87.4485
2018-12-30 16:00 | 1.36
2018-12-30 17:00 | 197.4702
2018-12-30 18:00 | 260.4578
2018-12-30 19:00 | 1.36
2018-12-30 20:00 | 1.36
2018-12-30 21:00 | 1.36
2018-12-30 22:00 | 1.36
2018-12-30 23:00 | 1.36
2018-12-31 | 1.3596
2018-12-31 01:00 | 1.3596
2018-12-31 02:00 | 1.36
2018-12-31 03:00 | 1.36
2018-12-31 04:00 | 1.36
2018-12-31 05:00 | 1.36
2018-12-31 06:00 | 1.36
2018-12-31 07:00 | 1.36
2018-12-31 08:00 | 1.36
2018-12-31 09:00 | 1.36
2018-12-31 10:00 | 242.9017
2018-12-31 11:00 | 251.3251
2018-12-31 12:00 | 201.7113
2018-12-31 13:00 | 132.4038
2018-12-31 14:00 | 271.154
2018-12-31 15:00 | 87.4485
2018-12-31 16:00 | 1.36
2018-12-31 17:00 | 197.4702
2018-12-31 18:00 | 260.4578
2018-12-31 19:00 | 1.36
2018-12-31 20:00 | 1.36
2018-12-31 21:00 | 1.36
2018-12-31 22:00 | 1.36
2018-12-31 23:00 | 1.36
2019-01-01 | 1.3596
Note:
The MDV/HDV EV charging profile is generated based on simulated charging in typical weekday vs weekend days in four seasons in Caldera. A mix of medium duty (200 kWh) and heavy duty (300-400 kWh) vehicles are assumed in the fleet. There are 4 charging bays with a 150 kW charger at each bay.

## Shorepower
Time | One-Berth Container (kW) | Two-Berth Container (kW) | Three-Berth Container (kW) | Cruise (kW)
2018-01-01 01:00 | 1102.2683 | 2157.204 | 3220.4602 | 0
2018-01-01 02:00 | 1026.4998 | 2186.3823 | 3275.7292 | 0
2018-01-01 03:00 | 910.4449 | 2173.269 | 3332.5693 | 0
2018-01-01 04:00 | 978.4835 | 2150.6953 | 3370.7783 | 0
2018-01-01 05:00 | 972.851 | 2103.0845 | 3159.6025 | 0
2018-01-01 06:00 | 1023.2022 | 2086.024 | 3190.494 | 0
2018-01-01 07:00 | 909.0071 | 2184.6797 | 3326.387 | 0
2018-01-01 08:00 | 956.6464 | 2106.0505 | 2854.0198 | 0
2018-01-01 09:00 | 963.8274 | 2074.0815 | 3054.3545 | 0
2018-01-01 10:00 | 962.5837 | 2036.272 | 3080.53 | 0
2018-01-01 11:00 | 806.9271 | 2190.97 | 3179.894 | 0
2018-01-01 12:00 | 961.8587 | 2131.4602 | 3271.5293 | 0
2018-01-01 13:00 | 843.42 | 2078.0012 | 3234.0234 | 0
2018-01-01 14:00 | 909.7274 | 2114.4883 | 3108.2144 | 0
2018-01-01 15:00 | 902.5438 | 2080.6748 | 3422.4353 | 0
2018-01-01 16:00 | 912.0606 | 2178.2617 | 3148.2405 | 0
2018-01-01 17:00 | 883.2177 | 2137.6108 | 3369.7932 | 0
2018-01-01 18:00 | 1023.183 | 2212.6936 | 3326.913 | 0
2018-01-01 19:00 | 999.8462 | 2092.231 | 3243.909 | 0
2018-01-01 20:00 | 889.0382 | 2321.3052 | 3355.2097 | 0
2018-01-01 21:00 | 1124.3868 | 2221.857 | 3102.437 | 0
2018-01-01 22:00 | 892.1598 | 2204.8389 | 3312.11 | 0
2018-01-01 23:00 | 891.0133 | 2091.0737 | 3190.4502 | 0
2018-01-02 | 1010.7999 | 2229.6794 | 3308.6973 | 0
2018-01-02 01:00 | 1138.1282 | 2244.5706 | 3226.232 | 0
2018-01-02 02:00 | 843.9498 | 2176.9216 | 3250.6401 | 0
2018-01-02 03:00 | 980.4912 | 2132.8276 | 3269.5823 | 0
2018-01-02 04:00 | 850.4757 | 2230.5688 | 3248.5269 | 0
2018-01-02 05:00 | 921.8396 | 2207.7817 | 3298.0566 | 0
2018-01-02 06:00 | 870.6823 | 2116.477 | 3199.4307 | 0
2018-01-02 07:00 | 897.8835 | 2170.2832 | 3276.476 | 0
2018-01-02 08:00 | 939.9833 | 2055.5818 | 3140.6836 | 0
2018-01-02 09:00 | 894.1824 | 2052.6626 | 3227.959 | 0
2018-01-02 10:00 | 915.2112 | 2064.6577 | 3191.7832 | 0
2018-01-02 11:00 | 961.5987 | 2076.9236 | 3379.6506 | 0
2018-01-02 12:00 | 948.7833 | 2127.6904 | 3203.4734 | 0
2018-01-02 13:00 | 952.2236 | 2257.314 | 3255.4094 | 0
2018-01-02 14:00 | 897.6216 | 2239.3127 | 3203.3442 | 0
2018-01-02 15:00 | 964.1552 | 2095.2437 | 3158.2847 | 0
2018-01-02 16:00 | 827.5205 | 2102.2207 | 3087.5112 | 0
2018-01-02 17:00 | 920.767 | 2183.961 | 3235.7632 | 0
2018-01-02 18:00 | 943.3945 | 2301.0952 | 3335.822 | 0
2018-01-02 19:00 | 1111.0079 | 2041.1499 | 3405.4197 | 0
2018-01-02 20:00 | 1006.4392 | 2233.3313 | 3384.5862 | 0
2018-01-02 21:00 | 985.9905 | 2103.5098 | 3262.3218 | 0
2018-01-02 22:00 | 894.2918 | 2167.8003 | 3184.1707 | 0
2018-01-02 23:00 | 1120.101 | 2184.0854 | 3348.3997 | 0
2018-01-03 | 933.5128 | 2209.503 | 3245.6978 | 0
2018-01-03 01:00 | 1021.6089 | 2206.1377 | 3308.9 | 0
2018-01-03 02:00 | 1017.8527 | 2193.5996 | 3341.11 | 0
2018-01-03 03:00 | 847.771 | 2269.6042 | 3300.3901 | 0
2018-01-03 04:00 | 856.6041 | 2179.5898 | 3288.262 | 0
2018-01-03 05:00 | 807.929 | 2152.6592 | 3221.9446 | 0
2018-01-03 06:00 | 1000.5873 | 2112.308 | 3192.2888 | 0
2018-01-03 07:00 | 940.944 | 2188.5933 | 3245.4724 | 0
2018-01-03 08:00 | 954.949 | 2102.5425 | 2968.7532 | 0
2018-01-03 09:00 | 952.704 | 2012.1401 | 3179.444 | 0
2018-01-03 10:00 | 931.4188 | 2037.0483 | 3144.45 | 0
2018-01-03 11:00 | 1142.6384 | 2249.9507 | 3382.5884 | 0
2018-01-03 12:00 | 783.5522 | 2064.914 | 3187.5713 | 0
2018-01-03 13:00 | 878.8235 | 2072.2065 | 3237.053 | 0
2018-01-03 14:00 | 978.4246 | 2176.1587 | 3152.8794 | 0
2018-01-03 15:00 | 890.3363 | 2060.042 | 3157.7058 | 0
2018-01-03 16:00 | 921.4916 | 2054.4688 | 3197.1956 | 0
2018-01-03 17:00 | 900.7933 | 2119.0195 | 3324.0518 | 0
2018-01-03 18:00 | 978.5438 | 2174.9485 | 3247.0676 | 0
2018-01-03 19:00 | 871.4448 | 2261.656 | 3350.555 | 0
2018-01-03 20:00 | 979.372 | 2172.8384 | 3319.7666 | 0
2018-01-03 21:00 | 918.9937 | 2112.6494 | 3194.0232 | 0
2018-01-03 22:00 | 877.8074 | 2112.119 | 3264.3533 | 0
2018-01-03 23:00 | 803.0607 | 2150.8303 | 3162.6238 | 0
2018-01-04 | 965.9734 | 2217.196 | 3281.2944 | 0
2018-01-04 01:00 | 1216.4375 | 2228.3132 | 3268.9783 | 0
2018-01-04 02:00 | 941.6094 | 2172.484 | 3249.5693 | 0
2018-01-04 03:00 | 1147.4303 | 2262.8723 | 3230.0261 | 0
2018-01-04 04:00 | 861.5164 | 2107.0137 | 3256.9082 | 0
2018-01-04 05:00 | 955.7622 | 2112.5862 | 3176.5723 | 0
2018-01-04 06:00 | 847.7727 | 2104.5283 | 3168.6047 | 0
2018-01-04 07:00 | 1021.8176 | 2179.0938 | 3214.939 | 0
2018-01-04 08:00 | 945.0499 | 2078.8013 | 3085.3496 | 0
2018-01-04 09:00 | 920.0231 | 2044.8665 | 3119.204 | 0
2018-01-04 10:00 | 939.4104 | 2094.898 | 3216.0056 | 0
2018-01-04 11:00 | 849.9538 | 2202.5818 | 3208.6797 | 0
2018-01-04 12:00 | 916.7377 | 2210.975 | 3279.737 | 0
2018-01-04 13:00 | 869.7556 | 2093.6328 | 3120.457 | 0
2018-01-04 14:00 | 989.1293 | 2172.187 | 3163.197 | 0
2018-01-04 15:00 | 829.3323 | 2144.6938 | 3159.5454 | 0
2018-01-04 16:00 | 1001.8873 | 2078.2275 | 3310.911 | 0
2018-01-04 17:00 | 849.2867 | 2165.5254 | 3107.1497 | 0
2018-01-04 18:00 | 1336.677 | 2247.47 | 3341.9473 | 0
2018-01-04 19:00 | 963.1057 | 2150.7908 | 3295.1143 | 0
2018-01-04 20:00 | 1196.3455 | 2189.092 | 3268.3325 | 0
2018-01-04 21:00 | 956.3798 | 2159.2822 | 3213.2031 | 0
2018-01-04 22:00 | 984.3579 | 2215.8047 | 3243.0947 | 0
2018-01-04 23:00 | 951.7424 | 2126.8262 | 3249.8088 | 0
2018-01-05 | 1184.573 | 2237.1885 | 3199.3843 | 0
2018-01-05 01:00 | 1013.2685 | 2250.9482 | 3349.3198 | 0
2018-01-05 02:00 | 982.8948 | 2175.8855 | 3147.6372 | 0
2018-01-05 03:00 | 1062.8513 | 2131.7224 | 3278.7275 | 0
2018-01-05 04:00 | 905.1008 | 2209.0696 | 3259.911 | 0
2018-01-05 05:00 | 830.7758 | 2212.1853 | 3204.1855 | 0
2018-01-05 06:00 | 977.9785 | 2216.5005 | 3230.024 | 0
2018-01-05 07:00 | 919.4916 | 2224.5605 | 3302.9575 | 0
2018-01-05 08:00 | 965.6998 | 1898.2156 | 2975.8506 | 0
2018-01-05 09:00 | 870.2485 | 2057.3735 | 3042.2417 | 0
2018-01-05 10:00 | 807.6557 | 2129.1562 | 3118.8936 | 0
2018-01-05 11:00 | 960.469 | 2192.5874 | 3158.0706 | 0
2018-01-05 12:00 | 926.7084 | 2205.3857 | 3279.752 | 0
2018-01-05 13:00 | 830.6011 | 2108.0645 | 3229.8638 | 0
2018-01-05 14:00 | 957.4926 | 2045.9608 | 3046.3313 | 0
2018-01-05 15:00 | 869.2981 | 2112.449 | 3272.067 | 0
2018-01-05 16:00 | 881.3215 | 2128.8894 | 3234.891 | 0
2018-01-05 17:00 | 853.4925 | 2183.3755 | 3227.9727 | 0
2018-01-05 18:00 | 1038.8325 | 2239.6084 | 3241.5115 | 0
2018-01-05 19:00 | 965.4499 | 2253.2417 | 3262.0232 | 0
2018-01-05 20:00 | 1033.1732 | 2166.338 | 3228.441 | 0
2018-01-05 21:00 | 909.8098 | 2158.561 | 3048.769 | 0
2018-01-05 22:00 | 938.8877 | 2246.8809 | 3329.5713 | 0
2018-01-05 23:00 | 995.0823 | 2097.1553 | 3305.5603 | 0
2018-01-06 | 873.4025 | 2213.5146 | 3312.4724 | 0
2018-01-06 01:00 | 972.3673 | 2119.3813 | 3329.995 | 0
2018-01-06 02:00 | 1094.8768 | 2159.4004 | 3175.88 | 0
2018-01-06 03:00 | 989.0415 | 2340.345 | 3313.6018 | 0
2018-01-06 04:00 | 931.531 | 2179.6326 | 3338.869 | 8113.6226
2018-01-06 05:00 | 913.7518 | 2211.4512 | 3241.3584 | 8334.2336
2018-01-06 06:00 | 1022.1622 | 2135.7441 | 3180.5295 | 8413.0143
2018-01-06 07:00 | 967.89 | 2155.6191 | 3184.4438 | 8317.898
2018-01-06 08:00 | 818.6082 | 2108.711 | 3137.1172 | 8238.8774
2018-01-06 09:00 | 915.7255 | 1990.5933 | 3009.9048 | 8053.7544
2018-01-06 10:00 | 872.4556 | 2070.6152 | 3070.4697 | 7880.046
2018-01-06 11:00 | 945.9006 | 2218.8472 | 3224.3347 | 7372.4558
2018-01-06 12:00 | 1041.6282 | 2120.0464 | 3242.3162 | 6936.7443
2018-01-06 13:00 | 947.7524 | 2136.4292 | 3107.3184 | 0
2018-01-06 14:00 | 919.4858 | 2128.2383 | 3125.51 | 0
2018-01-06 15:00 | 901.1532 | 2262.5737 | 3162.314 | 0
2018-01-06 16:00 | 937.3084 | 2190.644 | 3188.6567 | 0
2018-01-06 17:00 | 1018.508 | 2037.4886 | 3245.5933 | 0
2018-01-06 18:00 | 826.5407 | 2220.2478 | 3417.9734 | 0
2018-01-06 19:00 | 970.971 | 2203.996 | 3304.635 | 0
2018-01-06 20:00 | 922.3444 | 2224.6274 | 3333.2688 | 0
2018-01-06 21:00 | 1014.9777 | 2183.3086 | 3203.0642 | 0
2018-01-06 22:00 | 983.9663 | 2080.8174 | 3229.2078 | 0
2018-01-06 23:00 | 888.2957 | 2251.4578 | 3167.0684 | 0
2018-01-07 | 946.0805 | 2166.7878 | 3235.5442 | 0
2018-01-07 01:00 | 1076.5044 | 2125.3643 | 3167.1335 | 0
2018-01-07 02:00 | 889.8085 | 2181.2302 | 3153.357 | 0
2018-01-07 03:00 | 960.5549 | 2165.3987 | 3357.1729 | 0
2018-01-07 04:00 | 829.6766 | 2237.8167 | 3215.2715 | 0
2018-01-07 05:00 | 910.3201 | 2136.8564 | 3153.3677 | 0
2018-01-07 06:00 | 1009.6654 | 2160.6226 | 3269.1133 | 0
2018-01-07 07:00 | 1074.7412 | 2177.712 | 3257.9023 | 0
2018-01-07 08:00 | 1032.2094 | 1894.6599 | 3117.6143 | 0
2018-01-07 09:00 | 868.7057 | 2101.7583 | 2944.0347 | 8505.387
2018-01-07 10:00 | 1022.4737 | 2042.5271 | 3165.7744 | 8381.6603
2018-01-07 11:00 | 881.0074 | 2164.208 | 3229.9512 | 7866.6079
2018-01-07 12:00 | 925.2834 | 2183.018 | 3217.464 | 7371.2538
2018-01-07 13:00 | 925.481 | 2177.5447 | 3130.845 | 6841.0727
2018-01-07 14:00 | 871.7955 | 2138.4214 | 3169.54 | 6429.6524
2018-01-07 15:00 | 939.0341 | 2242.7065 | 3268.483 | 6147.8474
2018-01-07 16:00 | 840.2383 | 2270.2107 | 3142.0833 | 5797.098
2018-01-07 17:00 | 941.6065 | 2079.5923 | 3326.8777 | 5434.7392
2018-01-07 18:00 | 958.8206 | 2252.2913 | 3320.442 | 5127.6292
2018-01-07 19:00 | 990.3772 | 2245.5205 | 3421.3289 | 0
2018-01-07 20:00 | 1112.9359 | 2202.1636 | 3240.7947 | 0
2018-01-07 21:00 | 853.8346 | 2189.1968 | 3164.525 | 0
2018-01-07 22:00 | 1131.8469 | 2150.524 | 3194.416 | 0
2018-01-07 23:00 | 916.3472 | 2206.539 | 3326.961 | 0
2018-01-08 | 947.071 | 2183.3052 | 3284.6287 | 0
2018-01-08 01:00 | 1137.5265 | 2155.3828 | 3333.8044 | 0
2018-01-08 02:00 | 952.0768 | 2207.6367 | 3289.0198 | 0
2018-01-08 03:00 | 1128.1599 | 2141.2698 | 3237.4163 | 0
2018-01-08 04:00 | 977.3257 | 2131.5283 | 3186.1785 | 0
2018-01-08 05:00 | 991.6119 | 2147.9053 | 3189.6802 | 0
2018-01-08 06:00 | 881.7297 | 2080.5803 | 3294.9478 | 0
2018-01-08 07:00 | 877.9997 | 2140.9194 | 3245.9475 | 0
2018-01-08 08:00 | 935.0458 | 2120.8179 | 3131.4587 | 0
2018-01-08 09:00 | 978.8543 | 2085.551 | 3124.9185 | 0
2018-01-08 10:00 | 1008.3442 | 2108.8916 | 3168.9915 | 0
2018-01-08 11:00 | 988.7181 | 2210.791 | 3365.459 | 0
2018-01-08 12:00 | 883.4356 | 2207.85 | 3230.7432 | 0
2018-01-08 13:00 | 909.5712 | 2095.4539 | 3237.6602 | 0
2018-01-08 14:00 | 921.1549 | 1292.7716 | 3211.9067 | 0
2018-01-08 15:00 | 884.1688 | 1041.3329 | 3300.7236 | 0
2018-01-08 16:00 | 965.6263 | 1001.9696 | 3349.577 | 0
2018-01-08 17:00 | 1016.3119 | 1135.5753 | 3233.852 | 0
2018-01-08 18:00 | 890.3077 | 1081.6077 | 3304.233 | 0
2018-01-08 19:00 | 1018.3281 | 1095.4451 | 3352.9429 | 0
2018-01-08 20:00 | 943.9452 | 1095.7166 | 3352.2014 | 0
2018-01-08 21:00 | 928.9205 | 1068.5752 | 3139.1663 | 0
2018-01-08 22:00 | 956.8604 | 1074.8181 | 3135.1538 | 0
2018-01-08 23:00 | 842.5607 | 1133.0328 | 3268.0352 | 0
2018-01-09 | 973.7581 | 1113.417 | 3286.9304 | 0
2018-01-09 01:00 | 948.6025 | 1454.1626 | 3228.6426 | 0
2018-01-09 02:00 | 900.3093 | 1064.4707 | 3214.754 | 0
2018-01-09 03:00 | 1040.9965 | 1141.1394 | 3338.166 | 0
2018-01-09 04:00 | 943.6217 | 1087.5963 | 3268.4614 | 0
2018-01-09 05:00 | 987.0806 | 1012.1437 | 3199.478 | 0
2018-01-09 06:00 | 918.6621 | 1101.5107 | 3169.8926 | 0
2018-01-09 07:00 | 976.769 | 1087.4742 | 3230.9912 | 0
2018-01-09 08:00 | 956.6323 | 1062.4075 | 3021.428 | 0
2018-01-09 09:00 | 981.7787 | 992.6442 | 3036.0579 | 0
2018-01-09 10:00 | 931.9545 | 1022.8492 | 3201.5947 | 0
2018-01-09 11:00 | 1061.3698 | 1022.9027 | 3211.0867 | 0
2018-01-09 12:00 | 834.4229 | 1101.6146 | 3316.7258 | 0
2018-01-09 13:00 | 917.3676 | 1046.4141 | 3097.1213 | 0
2018-01-09 14:00 | 844.7776 | 1029.6862 | 3227.6206 | 0
2018-01-09 15:00 | 903.3072 | 1064.1407 | 3212.8833 | 0
2018-01-09 16:00 | 955.7653 | 1014.9163 | 3195.9082 | 0
2018-01-09 17:00 | 897.579 | 1141.8107 | 3127.414 | 0
2018-01-09 18:00 | 898.6519 | 1099.3849 | 3358.5571 | 0
2018-01-09 19:00 | 1076.7512 | 1135.716 | 3548.471 | 0
2018-01-09 20:00 | 1051.9506 | 1075.9569 | 2265.5396 | 0
2018-01-09 21:00 | 934.6582 | 1111.3699 | 2136.8005 | 0
2018-01-09 22:00 | 1091.1501 | 1069.2928 | 2180.2803 | 6558.1838
2018-01-09 23:00 | 866.6823 | 1044.0803 | 2119.2456 | 6984.8038
2018-01-10 | 848.7114 | 1115.7996 | 2144.1558 | 7135.7886
2018-01-10 01:00 | 997.77 | 1068.8491 | 2284.542 | 7743.2867
2018-01-10 02:00 | 983.2057 | 1038.0278 | 2250.3132 | 8484.2981
2018-01-10 03:00 | 948.5695 | 1060.7507 | 2220.494 | 8852.329
2018-01-10 04:00 | 1000.2626 | 1111.3328 | 2103.1648 | 8983.9548
2018-01-10 05:00 | 1021.556 | 1066.8767 | 2136.883 | 9133.2145
2018-01-10 06:00 | 940.3009 | 1089.5476 | 2380.7236 | 9259.9447
2018-01-10 07:00 | 844.1862 | 1123.4127 | 2170.623 | 9275.5289
2018-01-10 08:00 | 1064.0651 | 1013.3626 | 2056.2961 | 0
2018-01-10 09:00 | 861.4952 | 1012.5787 | 2106.9111 | 0
2018-01-10 10:00 | 1027.1729 | 1064.9434 | 2108.142 | 0
2018-01-10 11:00 | 963.9869 | 1082.5991 | 2149.9482 | 0
2018-01-10 12:00 | 992.0595 | 1061.2582 | 2185.2837 | 0
2018-01-10 13:00 | 897.2587 | 1033.1001 | 2134.2732 | 0
2018-01-10 14:00 | 869.8237 | 1071.2882 | 2092.0981 | 0
2018-01-10 15:00 | 957.3944 | 1084.1733 | 2202.2378 | 0
2018-01-10 16:00 | 1004.6093 | 1121.8478 | 1995.1321 | 0
2018-01-10 17:00 | 883.8039 | 1097.6677 | 2137.8638 | 0
2018-01-10 18:00 | 936.1331 | 1147.5659 | 2316.3286 | 0
2018-01-10 19:00 | 920.9571 | 1113.5621 | 2294.8848 | 0
2018-01-10 20:00 | 950.3994 | 1087.449 | 2292.0422 | 0
2018-01-10 21:00 | 1093.3986 | 1034.2018 | 2107.7227 | 0
2018-01-10 22:00 | 933.5505 | 1110.3455 | 2227.2676 | 0
2018-01-10 23:00 | 881.4791 | 1048.1437 | 2109.435 | 0
2018-01-11 | 899.92 | 1055.5575 | 2146.5208 | 0
2018-01-11 01:00 | 960.1557 | 1103.4502 | 2311.6382 | 0
2018-01-11 02:00 | 940.1436 | 1101.6107 | 2235.5674 | 0
2018-01-11 03:00 | 1016.816 | 1076.6462 | 2288.9668 | 0
2018-01-11 04:00 | 1027.9983 | 1139.4421 | 2160.7563 | 0
2018-01-11 05:00 | 1015.3759 | 1102.3252 | 2176.73 | 0
2018-01-11 06:00 | 1059.3591 | 1038.7588 | 2105.435 | 0
2018-01-11 07:00 | 817.477 | 1088.7549 | 2174.0488 | 0
2018-01-11 08:00 | 798.6568 | 1069.3586 | 2210.2869 | 0
2018-01-11 09:00 | 933.7129 | 984.0072 | 2063.2715 | 0
2018-01-11 10:00 | 896.5339 | 1025.6395 | 2111.5234 | 0
2018-01-11 11:00 | 987.6318 | 1129.6471 | 2139.8657 | 0
2018-01-11 12:00 | 895.061 | 1090.7318 | 2152.8945 | 0
2018-01-11 13:00 | 822.8773 | 1044.4497 | 2227.5676 | 0
2018-01-11 14:00 | 874.9722 | 1111.1794 | 2217.1226 | 0
2018-01-11 15:00 | 814.8444 | 1150.9071 | 2085.2908 | 0
2018-01-11 16:00 | 976.7217 | 1062.5266 | 2089.5005 | 0
2018-01-11 17:00 | 1031.6516 | 1101.6508 | 2271.459 | 0
2018-01-11 18:00 | 1008.6993 | 1082.6508 | 2249.6772 | 0
2018-01-11 19:00 | 1142.7814 | 1028.2573 | 2236.9058 | 0
2018-01-11 20:00 | 1026.9039 | 1107.1108 | 2160.6685 | 0
2018-01-11 21:00 | 1101.5847 | 1018.2522 | 2163.5332 | 0
2018-01-11 22:00 | 1050.1067 | 1125.7722 | 2088.2922 | 0
2018-01-11 23:00 | 913.9357 | 1121.1642 | 2116.3364 | 0
2018-01-12 | 871.8584 | 1184.8867 | 2121.7654 | 0
2018-01-12 01:00 | 959.7731 | 1077.935 | 2260.7205 | 0
2018-01-12 02:00 | 926.2261 | 1073.9796 | 2121.9292 | 0
2018-01-12 03:00 | 896.1754 | 1195.8112 | 2119.5974 | 0
2018-01-12 04:00 | 865.9586 | 1160.1194 | 2232.1626 | 0
2018-01-12 05:00 | 1060.7822 | 1066.9746 | 2293.5886 | 0
2018-01-12 06:00 | 1032.2369 | 1062.676 | 2135.8987 | 0
2018-01-12 07:00 | 1075.9766 | 1081.8857 | 2171.4019 | 0
2018-01-12 08:00 | 901.8842 | 1081.9952 | 1957.9358 | 0
2018-01-12 09:00 | 930.1318 | 995.7472 | 2020.5808 | 0
2018-01-12 10:00 | 834.1442 | 1129.9036 | 2131.01 | 0
2018-01-12 11:00 | 1021.1259 | 1099.4329 | 2072.5713 | 0
2018-01-12 12:00 | 865.3403 | 1114.9928 | 2156.1829 | 0
2018-01-12 13:00 | 797.8685 | 1102.8839 | 2257.2551 | 0
2018-01-12 14:00 | 1045.5425 | 1102.8435 | 2180.2595 | 0
2018-01-12 15:00 | 1032.2252 | 1051.1411 | 2011.4199 | 0
2018-01-12 16:00 | 1057.1827 | 1010.9895 | 2120.516 | 0
2018-01-12 17:00 | 907.7197 | 1176.0834 | 2142.463 | 0
2018-01-12 18:00 | 1032.7611 | 1089.0948 | 2339.545 | 0
2018-01-12 19:00 | 1006.2942 | 1068.259 | 2229.691 | 0
2018-01-12 20:00 | 1035.7219 | 1095.6764 | 2224.855 | 0
2018-01-12 21:00 | 980.9974 | 1031.5972 | 2209.4858 | 0
2018-01-12 22:00 | 930.3251 | 1049.4683 | 2163.8633 | 0
2018-01-12 23:00 | 872.1578 | 1079.9048 | 2067.4492 | 0
2018-01-13 | 939.8295 | 1090.1357 | 2122.2288 | 0
2018-01-13 01:00 | 899.7627 | 1116.5104 | 2154.9565 | 0
2018-01-13 02:00 | 1177.3213 | 1055.0931 | 2226.2944 | 0
2018-01-13 03:00 | 950.2512 | 1119.8005 | 2222.4573 | 0
2018-01-13 04:00 | 967.9067 | 1107.644 | 2158.0166 | 0
2018-01-13 05:00 | 920.3679 | 1055.4514 | 2206.732 | 0
2018-01-13 06:00 | 845.1841 | 1092.6052 | 2184.691 | 0
2018-01-13 07:00 | 911.3717 | 1084.2502 | 2166.9336 | 0
2018-01-13 08:00 | 551.1276 | 1062.2539 | 1895.9072 | 0
2018-01-13 09:00 | 0 | 1074.2311 | 2031.3619 | 0
2018-01-13 10:00 | 0 | 995.527 | 2089.9692 | 0
2018-01-13 11:00 | 0 | 1125.7325 | 2138.9658 | 0
2018-01-13 12:00 | 0 | 1011.783 | 2210.2793 | 0
2018-01-13 13:00 | 0 | 1047.6016 | 2112.5718 | 0
2018-01-13 14:00 | 0 | 1150.1593 | 2153.4863 | 0
2018-01-13 15:00 | 0 | 1040.7784 | 2089.6587 | 6367.9978
2018-01-13 16:00 | 0 | 1064.43 | 2029.4622 | 6056.0331
2018-01-13 17:00 | 0 | 1071.5994 | 2181.8745 | 5778.8691
2018-01-13 18:00 | 0 | 1068.4141 | 2232.5142 | 5550.6776
2018-01-13 19:00 | 0 | 1053.2777 | 2262.5586 | 5388.9128
2018-01-13 20:00 | 0 | 1133.859 | 2242.753 | 5113.0741
2018-01-13 21:00 | 0 | 1122.8025 | 2166.3906 | 5354.9594
2018-01-13 22:00 | 0 | 1056.4976 | 2215.8843 | 5740.0329
2018-01-13 23:00 | 0 | 1093.2095 | 2210.3416 | 6210.1885
2018-01-14 | 0 | 1069.3367 | 2251.8481 | 6692.4588
2018-01-14 01:00 | 0 | 1078.9783 | 2199.2158 | 0
2018-01-14 02:00 | 0 | 1070.5828 | 2197.6958 | 0
2018-01-14 03:00 | 0 | 1064.2285 | 2156.7036 | 0
2018-01-14 04:00 | 0 | 1123.4458 | 2195.5312 | 0
2018-01-14 05:00 | 0 | 1000.2022 | 2144.712 | 0
2018-01-14 06:00 | 0 | 1082.3215 | 2160.1992 | 0
2018-01-14 07:00 | 0 | 1055.7097 | 2137.292 | 0
2018-01-14 08:00 | 0 | 1042.8488 | 2019.4463 | 0
2018-01-14 09:00 | 0 | 1023.2934 | 2069.69 | 0
2018-01-14 10:00 | 0 | 1086.8303 | 2057.0413 | 0
2018-01-14 11:00 | 0 | 1142.1498 | 2368.2117 | 7771.4827
2018-01-14 12:00 | 0 | 1013.136 | 2112.7012 | 7303.5211
2018-01-14 13:00 | 0 | 1097.802 | 2118.0151 | 6914.6967
2018-01-14 14:00 | 0 | 1098.812 | 2465.5425 | 6572.7153
2018-01-14 15:00 | 0 | 1029.6777 | 2065.6606 | 6259.4135
2018-01-14 16:00 | 0 | 1105.3589 | 2063.2617 | 5846.1505
2018-01-14 17:00 | 0 | 1022.9059 | 2108.8875 | 5501.2949
2018-01-14 18:00 | 0 | 1146.2368 | 2195.1953 | 5138.5326
2018-01-14 19:00 | 0 | 1096.871 | 2124.5093 | 5041.1215
2018-01-14 20:00 | 0 | 1114.7919 | 2208.5679 | 0
2018-01-14 21:00 | 0 | 1059.4349 | 2104.6104 | 0
2018-01-14 22:00 | 0 | 1063.3641 | 2192.058 | 0
2018-01-14 23:00 | 0 | 1070.2354 | 2157.1055 | 0
2018-01-15 | 0 | 1085.9236 | 2223.1006 | 0
2018-01-15 01:00 | 0 | 1117.8489 | 2193.539 | 0
2018-01-15 02:00 | 0 | 1059.456 | 2164.5796 | 0
2018-01-15 03:00 | 0 | 1169.1523 | 2123.9624 | 0
2018-01-15 04:00 | 0 | 1078.8335 | 2077.601 | 0
2018-01-15 05:00 | 0 | 1045.7585 | 2115.414 | 0
2018-01-15 06:00 | 0 | 1087.3901 | 2149.3025 | 0
2018-01-15 07:00 | 0 | 1060.7924 | 2122.81 | 0
2018-01-15 08:00 | 0 | 1002.3364 | 2077.1567 | 0
2018-01-15 09:00 | 0 | 1078.698 | 2026.9429 | 0
2018-01-15 10:00 | 0 | 1038.3987 | 2064.4302 | 0
2018-01-15 11:00 | 0 | 1076.6627 | 2137.5615 | 0
2018-01-15 12:00 | 0 | 1043.1733 | 2226.1963 | 0
2018-01-15 13:00 | 0 | 1123.042 | 2135.775 | 0
2018-01-15 14:00 | 0 | 1083.0415 | 2301.812 | 0
2018-01-15 15:00 | 0 | 1036.9646 | 2093.3657 | 0
2018-01-15 16:00 | 0 | 1180.9939 | 2193.8906 | 0
2018-01-15 17:00 | 0 | 1095.7771 | 2189.2505 | 0
2018-01-15 18:00 | 0 | 1132.4012 | 2184.105 | 0
2018-01-15 19:00 | 0 | 1132.0817 | 2182.3955 | 0
2018-01-15 20:00 | 0 | 1070.2935 | 2251.8315 | 0
2018-01-15 21:00 | 0 | 1116.4998 | 2067.016 | 0
2018-01-15 22:00 | 0 | 1051.0242 | 2153.279 | 0
2018-01-15 23:00 | 0 | 1074.0087 | 2149.1514 | 0
2018-01-16 | 0 | 1065.3379 | 2290.4023 | 0
2018-01-16 01:00 | 0 | 1046.906 | 2295.3408 | 0
2018-01-16 02:00 | 0 | 1056.6882 | 2135.332 | 0
2018-01-16 03:00 | 0 | 1193.6182 | 2327.8262 | 0
2018-01-16 04:00 | 0 | 1100.8035 | 2186.6838 | 0
2018-01-16 05:00 | 0 | 994.5437 | 2263.2458 | 0
2018-01-16 06:00 | 0 | 1107.6721 | 2185.9177 | 0
2018-01-16 07:00 | 0 | 1081.3356 | 2117.0244 | 0
2018-01-16 08:00 | 0 | 1048.5939 | 1976.5154 | 0
2018-01-16 09:00 | 0 | 1064.6226 | 2026.6838 | 0
2018-01-16 10:00 | 0 | 1043.8123 | 2072.0933 | 0
2018-01-16 11:00 | 0 | 1043.0173 | 2164.6982 | 0
2018-01-16 12:00 | 0 | 1061.6636 | 2058.437 | 0
2018-01-16 13:00 | 0 | 1064.9294 | 2156.4753 | 0
2018-01-16 14:00 | 0 | 1130.1675 | 2176.3438 | 0
2018-01-16 15:00 | 0 | 1097.2999 | 2205.0974 | 0
2018-01-16 16:00 | 0 | 1096.0957 | 2110.3508 | 0
2018-01-16 17:00 | 0 | 1086.0156 | 2126.8528 | 0
2018-01-16 18:00 | 0 | 1153.2612 | 2230.171 | 0
2018-01-16 19:00 | 0 | 1123.4056 | 2257.1982 | 0
2018-01-16 20:00 | 0 | 1055.0298 | 2283.3704 | 0
2018-01-16 21:00 | 0 | 1169.857 | 2142.651 | 0
2018-01-16 22:00 | 0 | 1007.684 | 2247.2056 | 0
2018-01-16 23:00 | 0 | 1085.9691 | 2069.3433 | 0
2018-01-17 | 0 | 1088.7734 | 2178.7505 | 6492.2836
2018-01-17 01:00 | 0 | 1134.998 | 2225.3936 | 7053.2455
2018-01-17 02:00 | 0 | 1038.5992 | 2180.3755 | 7658.4941
2018-01-17 03:00 | 0 | 1108.2727 | 2244.8716 | 8065.4935
2018-01-17 04:00 | 0 | 1052.5868 | 2179.1807 | 8296.864
2018-01-17 05:00 | 0 | 1047.4563 | 2134.0264 | 8582.1089
2018-01-17 06:00 | 0 | 1105.6415 | 2167.1702 | 8634.4442
2018-01-17 07:00 | 0 | 1107.2059 | 2162.7646 | 8579.3409
2018-01-17 08:00 | 0 | 1300.1404 | 2081.1196 | 8579.4346
2018-01-17 09:00 | 0 | 930.2159 | 2084.0977 | 8413.6982
2018-01-17 10:00 | 0 | 1074.6442 | 2078.3018 | 8270.7819
2018-01-17 11:00 | 0 | 1136.7705 | 2234.0498 | 7660.116
2018-01-17 12:00 | 0 | 1024.4968 | 2075.3655 | 7119.6647
2018-01-17 13:00 | 0 | 1016.5203 | 2112.2087 | 0
2018-01-17 14:00 | 0 | 1037.5564 | 2120.3682 | 0
2018-01-17 15:00 | 0 | 1048.8252 | 2026.1185 | 0
2018-01-17 16:00 | 0 | 1136.8486 | 2233.2163 | 5723.8443
2018-01-17 17:00 | 0 | 1079.9303 | 2176.1367 | 5484.697
2018-01-17 18:00 | 0 | 1171.3809 | 2211.6719 | 5253.1937
2018-01-17 19:00 | 0 | 1129.9979 | 2226.1733 | 5132.0215
2018-01-17 20:00 | 0 | 1145.1947 | 2247.646 | 4942.1104
2018-01-17 21:00 | 0 | 1025.7754 | 2148.1985 | 5234.3088
2018-01-17 22:00 | 0 | 1069.52 | 2201.3198 | 5582.856
2018-01-17 23:00 | 0 | 1086.5793 | 2149.3074 | 6031.0935
2018-01-18 | 0 | 1102.8824 | 2168.2363 | 6568.8621
2018-01-18 01:00 | 0 | 1151.8083 | 2195.6824 | 7138.0449
2018-01-18 02:00 | 0 | 1044.8047 | 2121.0356 | 0
2018-01-18 03:00 | 0 | 1068.9774 | 2133.8792 | 0
2018-01-18 04:00 | 0 | 1103.0829 | 2334.3213 | 0
2018-01-18 05:00 | 0 | 975.6962 | 2003.0116 | 0
2018-01-18 06:00 | 0 | 1069.7954 | 2116.4773 | 0
2018-01-18 07:00 | 0 | 1118.1763 | 2185.1116 | 0
2018-01-18 08:00 | 0 | 1052.2646 | 2112.383 | 0
2018-01-18 09:00 | 0 | 984.875 | 2061.5193 | 0
2018-01-18 10:00 | 0 | 1056.2091 | 2041.8274 | 0
2018-01-18 11:00 | 0 | 1062.5437 | 2205.0674 | 0
2018-01-18 12:00 | 0 | 1036.6844 | 2139.2812 | 0
2018-01-18 13:00 | 0 | 1036.0093 | 2175.668 | 0
2018-01-18 14:00 | 0 | 1091.4022 | 2048.6694 | 0
2018-01-18 15:00 | 0 | 1068.4788 | 2185.3638 | 0
2018-01-18 16:00 | 0 | 1024.1045 | 2132.682 | 0
2018-01-18 17:00 | 0 | 1048.6709 | 2477.9902 | 0
2018-01-18 18:00 | 0 | 1159.4761 | 2200.5918 | 0
2018-01-18 19:00 | 0 | 1085.3926 | 2025.0227 | 0
2018-01-18 20:00 | 0 | 1095.8417 | 2480.771 | 0
2018-01-18 21:00 | 0 | 1111.7268 | 2200.8528 | 0
2018-01-18 22:00 | 0 | 1106.0966 | 2157.2964 | 0
2018-01-18 23:00 | 0 | 1076.8679 | 2189.5723 | 0
2018-01-19 | 0 | 1140.0602 | 2156.8022 | 0
2018-01-19 01:00 | 0 | 1046.0664 | 2219.3362 | 0
2018-01-19 02:00 | 0 | 1047.5896 | 2097.5327 | 0
2018-01-19 03:00 | 0 | 1141.2356 | 2149.8215 | 0
2018-01-19 04:00 | 0 | 1041.8767 | 2131.17 | 0
2018-01-19 05:00 | 0 | 1080.4657 | 2130.4768 | 0
2018-01-19 06:00 | 0 | 1083.772 | 2204.3086 | 0
2018-01-19 07:00 | 0 | 1098.7618 | 2187.8394 | 0
2018-01-19 08:00 | 0 | 1102.9235 | 1877.3503 | 0
2018-01-19 09:00 | 0 | 1020.6112 | 2087.6616 | 0
2018-01-19 10:00 | 0 | 1058.1196 | 2079.2534 | 0
2018-01-19 11:00 | 0 | 1097.878 | 2221.7441 | 0
2018-01-19 12:00 | 0 | 1031.7976 | 2734.115 | 0
2018-01-19 13:00 | 0 | 1039.4309 | 3299.2544 | 0
2018-01-19 14:00 | 0 | 1056.3801 | 3205.5562 | 0
2018-01-19 15:00 | 0 | 1079.7722 | 3256.7808 | 0
2018-01-19 16:00 | 0 | 1071.2168 | 3263.3977 | 5480.3584
2018-01-19 17:00 | 0 | 1129.4077 | 3161.0542 | 5106.2272
2018-01-19 18:00 | 0 | 1157.5205 | 3306.6108 | 4951.2862
2018-01-19 19:00 | 0 | 1139.3324 | 3239.225 | 5034.429
2018-01-19 20:00 | 0 | 1155.0485 | 3327.5442 | 5111.7345
2018-01-19 21:00 | 0 | 1099.6262 | 3126.7727 | 5776.3723
2018-01-19 22:00 | 0 | 1030.001 | 3270.8088 | 6215.2836
2018-01-19 23:00 | 0 | 1038.0908 | 3267.9934 | 6807.1816
2018-01-20 | 0 | 1091.3079 | 3265.3232 | 7425.6118
2018-01-20 01:00 | 0 | 1138.9596 | 3232.1768 | 7969.181
2018-01-20 02:00 | 0 | 1105.2877 | 3349.301 | 8576.2885
2018-01-20 03:00 | 0 | 1092.0818 | 3208.0952 | 8939.0326
2018-01-20 04:00 | 0 | 1110.5188 | 3362.683 | 9059.3283
2018-01-20 05:00 | 0 | 1077.9573 | 3148.311 | 9388.6214
2018-01-20 06:00 | 0 | 1026.4407 | 3237.3533 | 9415.4669
2018-01-20 07:00 | 0 | 1093.4261 | 3205.5654 | 9310.1334
2018-01-20 08:00 | 0 | 1019.3335 | 3096.1758 | 9215.7523
2018-01-20 09:00 | 0 | 1049.2239 | 3139.1184 | 9072.3341
2018-01-20 10:00 | 0 | 1033.1377 | 3156.7463 | 9067.8759
2018-01-20 11:00 | 0 | 1080.2084 | 3169.5 | 8380.0459
2018-01-20 12:00 | 0 | 1135.5337 | 3279.3127 | 0
2018-01-20 13:00 | 0 | 1073.8468 | 3286.9521 | 0
2018-01-20 14:00 | 0 | 1060.5137 | 3131.1023 | 0
2018-01-20 15:00 | 0 | 1032.2095 | 3173.9526 | 0
2018-01-20 16:00 | 0 | 1056.2035 | 3048.0898 | 0
2018-01-20 17:00 | 0 | 1003.2133 | 3209.5334 | 0
2018-01-20 18:00 | 0 | 1104.3046 | 3259.9688 | 0
2018-01-20 19:00 | 0 | 1067.4758 | 3290.0613 | 0
2018-01-20 20:00 | 0 | 1164.0983 | 3234.4866 | 0
2018-01-20 21:00 | 0 | 1121.2283 | 3204.139 | 0
2018-01-20 22:00 | 0 | 1115.8066 | 3253.2258 | 0
2018-01-20 23:00 | 0 | 1051.6179 | 3203.9424 | 0
2018-01-21 | 0 | 1071.0247 | 3305.7896 | 0
2018-01-21 01:00 | 0 | 1076.4875 | 3274.8035 | 0
2018-01-21 02:00 | 0 | 1072.5732 | 3221.421 | 0
2018-01-21 03:00 | 0 | 1057.2773 | 3292.2935 | 0
2018-01-21 04:00 | 0 | 1044.3302 | 3227.1885 | 0
2018-01-21 05:00 | 0 | 1105.463 | 3255.3015 | 0
2018-01-21 06:00 | 0 | 1081.6409 | 3204.029 | 0
2018-01-21 07:00 | 0 | 1110.2537 | 3303.4424 | 0
2018-01-21 08:00 | 0 | 1041.4199 | 3126.084 | 0
2018-01-21 09:00 | 0 | 975.7481 | 3126.9263 | 0
2018-01-21 10:00 | 0 | 1067.5254 | 3067.1714 | 0
2018-01-21 11:00 | 0 | 1081.3557 | 3239.533 | 0
2018-01-21 12:00 | 0 | 1063.785 | 3102.5903 | 0
2018-01-21 13:00 | 0 | 1118.821 | 3170.7886 | 7150.4738
2018-01-21 14:00 | 0 | 1101.7585 | 3237.9404 | 6537.4354
2018-01-21 15:00 | 0 | 1012.2159 | 3181.0515 | 6077.9057
2018-01-21 16:00 | 0 | 1033.571 | 3316.2595 | 5655.6488
2018-01-21 17:00 | 0 | 1122.6217 | 3123.5103 | 5272.8856
2018-01-21 18:00 | 0 | 1093.4165 | 3338.5996 | 5009.6275
2018-01-21 19:00 | 0 | 1131.3643 | 3205.5208 | 4847.2358
2018-01-21 20:00 | 0 | 1068.2344 | 3278.183 | 4786.9499
2018-01-21 21:00 | 0 | 1047.7927 | 3155.7615 | 5327.1779
2018-01-21 22:00 | 0 | 1063.7094 | 3397.382 | 5868.7727
2018-01-21 23:00 | 0 | 1100.4755 | 3252.353 | 6414.6512
2018-01-22 | 0 | 1069.1011 | 3332.4373 | 0
2018-01-22 01:00 | 0 | 1071.0161 | 3201.1191 | 0
2018-01-22 02:00 | 0 | 1089.453 | 3235.9912 | 0
2018-01-22 03:00 | 0 | 1065.846 | 3221.1597 | 0
2018-01-22 04:00 | 0 | 1098.7444 | 3288.9053 | 0
2018-01-22 05:00 | 0 | 1069.2659 | 3277.758 | 0
2018-01-22 06:00 | 0 | 1072.5671 | 3235.558 | 0
2018-01-22 07:00 | 0 | 1098.7185 | 3256.7314 | 0
2018-01-22 08:00 | 0 | 1012.1909 | 2903.0254 | 0
2018-01-22 09:00 | 0 | 1028.3765 | 3109.7595 | 0
2018-01-22 10:00 | 0 | 1023.3866 | 3081.2693 | 0
2018-01-22 11:00 | 0 | 1073.1167 | 3177.4507 | 0
2018-01-22 12:00 | 0 | 1102.173 | 3277.1768 | 0
2018-01-22 13:00 | 0 | 1087.9181 | 3226.3704 | 0
2018-01-22 14:00 | 0 | 1048.253 | 3172.9019 | 0
2018-01-22 15:00 | 0 | 1081.0837 | 3280.5737 | 0
2018-01-22 16:00 | 0 | 1094.7946 | 3240.49 | 0
2018-01-22 17:00 | 0 | 1144.5146 | 3180.4543 | 0
2018-01-22 18:00 | 0 | 1100.3811 | 3361.652 | 0
2018-01-22 19:00 | 0 | 1072.3635 | 3330.169 | 0
2018-01-22 20:00 | 0 | 1100.7339 | 3255.356 | 4932.5799
2018-01-22 21:00 | 0 | 1044.95 | 3247.0703 | 5311.2637
2018-01-22 22:00 | 0 | 1074.3016 | 3205.6729 | 5798.8144
2018-01-22 23:00 | 0 | 1113.394 | 3226.5376 | 6306.5462
2018-01-23 | 0 | 1116.7462 | 3204.0293 | 6910.6551
2018-01-23 01:00 | 0 | 1068.8065 | 3297.3484 | 7510.1088
2018-01-23 02:00 | 0 | 1142.1377 | 3357.2798 | 8138.4754
2018-01-23 03:00 | 0 | 1110.3204 | 3259.1875 | 8765.842
2018-01-23 04:00 | 0 | 1039.0654 | 3373.3618 | 9110.0582
2018-01-23 05:00 | 0 | 1063.4174 | 3227.1047 | 9437.0371
2018-01-23 06:00 | 0 | 1111.0786 | 3252.2324 | 9581.6426
2018-01-23 07:00 | 0 | 1093.2668 | 3266.578 | 9496.5846
2018-01-23 08:00 | 0 | 1009.0353 | 3004.3713 | 9608.4205
2018-01-23 09:00 | 0 | 1008.0206 | 3022.6155 | 0
2018-01-23 10:00 | 0 | 1069.5225 | 3188.4517 | 0
2018-01-23 11:00 | 0 | 1168.8152 | 3106.4546 | 0
2018-01-23 12:00 | 0 | 1044.4424 | 3206.335 | 0
2018-01-23 13:00 | 0 | 1057.9027 | 3275.276 | 0
2018-01-23 14:00 | 0 | 1050.904 | 3111.6914 | 0
2018-01-23 15:00 | 0 | 1121.1567 | 3188.9326 | 0
2018-01-23 16:00 | 0 | 1090.5372 | 3167.0059 | 0
2018-01-23 17:00 | 0 | 986.193 | 3267.7524 | 0
2018-01-23 18:00 | 0 | 1077.0881 | 3278.399 | 0
2018-01-23 19:00 | 0 | 1002.4786 | 3340.7354 | 0
2018-01-23 20:00 | 0 | 1087.3628 | 3261.67 | 0
2018-01-23 21:00 | 0 | 1036.7368 | 3289.6235 | 0
2018-01-23 22:00 | 0 | 1093.7565 | 3227.9368 | 0
2018-01-23 23:00 | 0 | 1143.3618 | 3306.2974 | 0
2018-01-24 | 0 | 1103.3208 | 3323.0364 | 0
2018-01-24 01:00 | 0 | 1070.7463 | 3237.1826 | 0
2018-01-24 02:00 | 0 | 1166.9368 | 3146.7754 | 0
2018-01-24 03:00 | 0 | 1086.2117 | 3356.9468 | 0
2018-01-24 04:00 | 0 | 1090.3228 | 3224.789 | 0
2018-01-24 05:00 | 0 | 1038.378 | 3246.832 | 0
2018-01-24 06:00 | 0 | 1075.8761 | 3185.3892 | 0
2018-01-24 07:00 | 0 | 1084.705 | 3343.7422 | 0
2018-01-24 08:00 | 0 | 1006.2576 | 3148.1265 | 0
2018-01-24 09:00 | 0 | 1131.7489 | 3167.3179 | 0
2018-01-24 10:00 | 0 | 1054.8215 | 3081.1318 | 0
2018-01-24 11:00 | 0 | 1077.9133 | 3264.422 | 0
2018-01-24 12:00 | 0 | 1111.3951 | 3116.0264 | 0
2018-01-24 13:00 | 0 | 1042.4374 | 3192.129 | 0
2018-01-24 14:00 | 0 | 1033.0654 | 3177.1138 | 0
2018-01-24 15:00 | 0 | 1160.9448 | 3176.4946 | 0
2018-01-24 16:00 | 0 | 1021.2306 | 3217.524 | 0
2018-01-24 17:00 | 0 | 1032.9808 | 3329.441 | 0
2018-01-24 18:00 | 0 | 1076.1827 | 3255.321 | 0
2018-01-24 19:00 | 0 | 1091.3899 | 3100.7622 | 0
2018-01-24 20:00 | 0 | 1077.8801 | 3294.921 | 0
2018-01-24 21:00 | 0 | 1074.766 | 3122.9468 | 0
2018-01-24 22:00 | 0 | 1070.9807 | 3281.0479 | 0
2018-01-24 23:00 | 0 | 1071.2792 | 3229.6953 | 0
2018-01-25 | 0 | 1075.7168 | 3176.071 | 0
2018-01-25 01:00 | 0 | 1063.5957 | 3288.5864 | 0
2018-01-25 02:00 | 0 | 1045.5702 | 3259.3096 | 0
2018-01-25 03:00 | 0 | 1067.8833 | 3251.6323 | 0
2018-01-25 04:00 | 0 | 1132.6364 | 3268.293 | 0
2018-01-25 05:00 | 0 | 1065.4972 | 3246.8213 | 0
2018-01-25 06:00 | 0 | 1030.8572 | 3255.2788 | 0
2018-01-25 07:00 | 0 | 1098.6593 | 3259.544 | 0
2018-01-25 08:00 | 0 | 1240.2888 | 2913.7417 | 0
2018-01-25 09:00 | 0 | 1062.7903 | 3069.8496 | 0
2018-01-25 10:00 | 0 | 1115.2509 | 3162.9907 | 0
2018-01-25 11:00 | 0 | 1076.7903 | 3206.9155 | 0
2018-01-25 12:00 | 0 | 1004.8981 | 3203.0227 | 0
2018-01-25 13:00 | 0 | 1078.8712 | 3131.0776 | 0
2018-01-25 14:00 | 0 | 1036.7485 | 3200.5527 | 0
2018-01-25 15:00 | 0 | 1092.0149 | 3178.1836 | 0
2018-01-25 16:00 | 0 | 1064.5942 | 3172.7188 | 0
2018-01-25 17:00 | 0 | 1071.2244 | 3283.935 | 0
2018-01-25 18:00 | 0 | 1051.0405 | 3303.6758 | 0
2018-01-25 19:00 | 0 | 1087.3511 | 3271.1064 | 0
2018-01-25 20:00 | 0 | 1133.2582 | 3430.4473 | 0
2018-01-25 21:00 | 0 | 1077.9636 | 3185.5264 | 0
2018-01-25 22:00 | 0 | 1085.055 | 3178.2407 | 0
2018-01-25 23:00 | 0 | 1067.2229 | 3330.179 | 0
2018-01-26 | 0 | 1104.5447 | 3208.1733 | 0
2018-01-26 01:00 | 0 | 1082.3763 | 3257.4153 | 0
2018-01-26 02:00 | 0 | 1049.2979 | 3209.463 | 0
2018-01-26 03:00 | 0 | 1158.2256 | 3282.4731 | 0
2018-01-26 04:00 | 0 | 1055.4248 | 3327.62 | 0
2018-01-26 05:00 | 0 | 1059.4957 | 3174.575 | 0
2018-01-26 06:00 | 0 | 1072.3007 | 3255.8486 | 0
2018-01-26 07:00 | 0 | 1088.8096 | 3182.3782 | 0
2018-01-26 08:00 | 0 | 1050.9634 | 3196.0684 | 0
2018-01-26 09:00 | 0 | 1051.0446 | 3129.9053 | 0
2018-01-26 10:00 | 0 | 1021.6788 | 3195.095 | 0
2018-01-26 11:00 | 0 | 1044.01 | 3192.291 | 0
2018-01-26 12:00 | 0 | 1122.6079 | 3326.127 | 0
2018-01-26 13:00 | 0 | 1121.6565 | 3088.6094 | 0
2018-01-26 14:00 | 0 | 1079.6577 | 3304.2327 | 0
2018-01-26 15:00 | 0 | 1081.0717 | 3222.1702 | 0
2018-01-26 16:00 | 0 | 1148.2454 | 3254.297 | 0
2018-01-26 17:00 | 0 | 1106.7697 | 3326.1167 | 0
2018-01-26 18:00 | 0 | 1108.7056 | 3345.8306 | 0
2018-01-26 19:00 | 0 | 1118.4807 | 3299.4219 | 0
2018-01-26 20:00 | 0 | 1135.5304 | 2278.6628 | 0
2018-01-26 21:00 | 0 | 1028.3817 | 2114.2573 | 0
2018-01-26 22:00 | 0 | 1033.9836 | 2117.6255 | 0
2018-01-26 23:00 | 0 | 1112.1277 | 2087.3677 | 0
2018-01-27 | 0 | 1050.2333 | 2231.8599 | 0
2018-01-27 01:00 | 0 | 1091.0725 | 2397.6167 | 0
2018-01-27 02:00 | 0 | 1128.0789 | 2110.6333 | 0
2018-01-27 03:00 | 0 | 1087.0356 | 2206.5776 | 0
2018-01-27 04:00 | 0 | 1106.1821 | 2156.2563 | 0
2018-01-27 05:00 | 0 | 1041.8418 | 2145.901 | 0
2018-01-27 06:00 | 0 | 1068.6018 | 2169.2024 | 0
2018-01-27 07:00 | 0 | 1085.6486 | 2201.0488 | 0
2018-01-27 08:00 | 0 | 925.7502 | 2084.7085 | 0
2018-01-27 09:00 | 0 | 1104.0892 | 2151.3135 | 0
2018-01-27 10:00 | 0 | 994.362 | 2001.2576 | 0
2018-01-27 11:00 | 0 | 1058.805 | 2165.531 | 0
2018-01-27 12:00 | 0 | 1182.7029 | 2191.5688 | 0
2018-01-27 13:00 | 0 | 1094.1444 | 2160.0107 | 0
2018-01-27 14:00 | 0 | 1114.1189 | 2100.8284 | 0
2018-01-27 15:00 | 0 | 1047.6123 | 2230.3853 | 0
2018-01-27 16:00 | 179.9558 | 1108.6772 | 2193.9353 | 0
2018-01-27 17:00 | 927.6954 | 1065.1539 | 2152.5073 | 0
2018-01-27 18:00 | 1058.9136 | 1067.4664 | 2243.2393 | 0
2018-01-27 19:00 | 954.9088 | 1062.0508 | 2050.6746 | 0
2018-01-27 20:00 | 1094.7227 | 1199.5989 | 2313.7407 | 0
2018-01-27 21:00 | 1069.7084 | 1073.9081 | 2135.2146 | 0
2018-01-27 22:00 | 1014.2571 | 1076.318 | 2214.1177 | 5689.1862
2018-01-27 23:00 | 781.7908 | 1049.3623 | 2410.5244 | 6183.269
2018-01-28 | 976.1581 | 1113.9586 | 2143.2617 | 6770.8271
2018-01-28 01:00 | 1102.9126 | 1062.5465 | 2235.9155 | 7374.4218
2018-01-28 02:00 | 1112.9385 | 1107.7666 | 2216.3032 | 8032.1082
2018-01-28 03:00 | 920.4669 | 1135.3452 | 2144.2842 | 8497.1084
2018-01-28 04:00 | 839.1793 | 1135.948 | 2173.9307 | 8757.2696
2018-01-28 05:00 | 825.0549 | 911.1852 | 2112.4114 | 9029.1849
2018-01-28 06:00 | 909.5392 | 1064.5905 | 2105.4854 | 9020.434
2018-01-28 07:00 | 882.3547 | 1119.165 | 2179.9102 | 0
2018-01-28 08:00 | 837.9938 | 1027.0302 | 2056.5093 | 0
2018-01-28 09:00 | 915.2492 | 944.7307 | 2027.3694 | 8856.5132
2018-01-28 10:00 | 833.3663 | 1069.7224 | 2021.0975 | 8695.4937
2018-01-28 11:00 | 960.98 | 1043.893 | 2131.0156 | 7912.4873
2018-01-28 12:00 | 1035.2361 | 1058.1946 | 2066.5835 | 7348.3632
2018-01-28 13:00 | 948.1542 | 1042.177 | 2248.122 | 7057.6888
2018-01-28 14:00 | 902.5924 | 1067.6567 | 2120.8906 | 6718.9233
2018-01-28 15:00 | 915.001 | 1089.7589 | 2441.7588 | 6443.6857
2018-01-28 16:00 | 853.7361 | 1065.8403 | 2170.8208 | 6244.4511
2018-01-28 17:00 | 831.8962 | 1073.4878 | 2267.3586 | 0
2018-01-28 18:00 | 806.5339 | 1140.7083 | 2312.293 | 0
2018-01-28 19:00 | 924.7348 | 1108.51 | 2104.7246 | 0
2018-01-28 20:00 | 843.3823 | 1172.4382 | 2217.9336 | 0
2018-01-28 21:00 | 1120.3774 | 1148.467 | 2207.0034 | 0
2018-01-28 22:00 | 1042.6324 | 1054.2905 | 2207.0183 | 0
2018-01-28 23:00 | 840.8283 | 1086.2931 | 2158.9036 | 0
2018-01-29 | 927.1368 | 1065.9095 | 2219.8213 | 0
2018-01-29 01:00 | 1146.2717 | 1061.754 | 2136.8232 | 0
2018-01-29 02:00 | 1079.9943 | 1091.3397 | 2156.3474 | 0
2018-01-29 03:00 | 1008.1221 | 1184.0435 | 2205.8687 | 0
2018-01-29 04:00 | 1022.2912 | 1058.9678 | 2180.5793 | 0
2018-01-29 05:00 | 813.8994 | 1039.5939 | 2206.6882 | 0
2018-01-29 06:00 | 954.7253 | 1033.6436 | 2115.093 | 0
2018-01-29 07:00 | 1007.2758 | 1115.9313 | 2212.3472 | 0
2018-01-29 08:00 | 787.0297 | 867.5587 | 2056.3777 | 0
2018-01-29 09:00 | 991.8807 | 951.4471 | 2022.1125 | 0
2018-01-29 10:00 | 1011.4534 | 1031.2728 | 2010.5542 | 0
2018-01-29 11:00 | 911.1184 | 1121.6133 | 2101.7366 | 0
2018-01-29 12:00 | 954.3812 | 1056.3408 | 2149.5415 | 0
2018-01-29 13:00 | 915.8228 | 1017.3836 | 2229.0857 | 0
2018-01-29 14:00 | 864.6051 | 1086.8215 | 2068.891 | 0
2018-01-29 15:00 | 840.6158 | 1024.4441 | 2176.3345 | 0
2018-01-29 16:00 | 830.0872 | 1078.8802 | 2192.8523 | 0
2018-01-29 17:00 | 964.1967 | 1130.1472 | 2278.4438 | 0
2018-01-29 18:00 | 924.2739 | 1194.4995 | 2185.9084 | 0
2018-01-29 19:00 | 936.3958 | 1059.9517 | 2261.126 | 0
2018-01-29 20:00 | 971.1327 | 1086.6088 | 2240.466 | 0
2018-01-29 21:00 | 1022.2215 | 1075.4734 | 2187.4312 | 0
2018-01-29 22:00 | 1098.4224 | 1040.6788 | 2191.8584 | 0
2018-01-29 23:00 | 1061.0637 | 1076.0499 | 2113.6694 | 0
2018-01-30 | 1042.2917 | 1103.26 | 2181.322 | 0
2018-01-30 01:00 | 962.1311 | 1061.936 | 2166.4756 | 0
2018-01-30 02:00 | 904.2224 | 1047.8049 | 2051.5518 | 0
2018-01-30 03:00 | 915.1466 | 1094.694 | 2155.9702 | 0
2018-01-30 04:00 | 860.0017 | 1107.3389 | 2371.5747 | 0
2018-01-30 05:00 | 1070.1877 | 1016.1031 | 2147.6 | 0
2018-01-30 06:00 | 883.8807 | 1100.8352 | 2143.972 | 0
2018-01-30 07:00 | 967.4039 | 1107.7435 | 2211.0417 | 0
2018-01-30 08:00 | 1036.5414 | 1020.7369 | 2055.5027 | 0
2018-01-30 09:00 | 859.2539 | 1035.4218 | 2149.3757 | 0
2018-01-30 10:00 | 1025.4224 | 1020.0541 | 2017.9792 | 0
2018-01-30 11:00 | 1031.0186 | 1089.1448 | 2198.333 | 0
2018-01-30 12:00 | 904.399 | 1029.7324 | 2220.6584 | 7196.5136
2018-01-30 13:00 | 915.2813 | 1780.33 | 2202.6987 | 6753.0495
2018-01-30 14:00 | 1019.2682 | 2130.6982 | 2233.4995 | 6452.8826
2018-01-30 15:00 | 825.322 | 2053.6519 | 2103.7705 | 6206.5287
2018-01-30 16:00 | 939.9464 | 2074.5461 | 2169.314 | 5914.7244
2018-01-30 17:00 | 952.099 | 2216.3672 | 2177.9028 | 5650.1893
2018-01-30 18:00 | 988.3604 | 2272.418 | 2247.6375 | 5483.962
2018-01-30 19:00 | 856.5201 | 2211.33 | 2229.0283 | 5356.7267
2018-01-30 20:00 | 950.2441 | 2278.5244 | 2236.3818 | 5135.8831
2018-01-30 21:00 | 995.6781 | 2111.2336 | 2202.076 | 5198.4601
2018-01-30 22:00 | 974.166 | 2114.3164 | 2197.977 | 0
2018-01-30 23:00 | 1014.0989 | 2182.9297 | 2207.9788 | 0
2018-01-31 | 949.9315 | 2246.4104 | 2206.6958 | 0
2018-01-31 01:00 | 1121.4347 | 1984.1309 | 2244.8423 | 0
2018-01-31 02:00 | 1120.4694 | 1862.6853 | 1832.5605 | 0
2018-01-31 03:00 | 1051.7054 | 2196.0718 | 2104.8667 | 0
2018-01-31 04:00 | 951.6576 | 1804.4512 | 1807.1924 | 0
2018-01-31 05:00 | 885.3381 | 1979.5409 | 1931.4022 | 0
2018-01-31 06:00 | 1069.4224 | 2096.912 | 1924.4204 | 0
2018-01-31 07:00 | 993.9226 | 1894.5747 | 1808.2277 | 0
2018-01-31 08:00 | 1054.7345 | 1718.7485 | 1819.9299 | 0
2018-01-31 09:00 | 955.3986 | 1938.8717 | 1881.9697 | 0
2018-01-31 10:00 | 952.9822 | 1744.2137 | 1962.2662 | 0
2018-01-31 11:00 | 1012.312 | 1751.9045 | 1891.101 | 0
2018-01-31 12:00 | 898.8129 | 1985.6685 | 1570.0017 | 0
2018-01-31 13:00 | 972.3395 | 1712.8936 | 1826.8496 | 0
2018-01-31 14:00 | 876.2497 | 1708.8854 | 1760.2766 | 0
2018-01-31 15:00 | 991.2125 | 1739.3896 | 1950.5577 | 0
2018-01-31 16:00 | 922.4513 | 1883.1418 | 1741.3584 | 0
2018-01-31 17:00 | 880.3082 | 1892.3884 | 1915.5618 | 0
2018-01-31 18:00 | 972.7636 | 1959.8959 | 1831.6451 | 0
2018-01-31 19:00 | 1009.2979 | 1863.2222 | 1860.1567 | 0
2018-01-31 20:00 | 1153.3416 | 2030.0148 | 2123.662 | 0
2018-01-31 21:00 | 938.4556 | 1965.907 | 2046.8661 | 0
2018-01-31 22:00 | 1216.3159 | 1761.7471 | 1896.7559 | 0
2018-01-31 23:00 | 960.8356 | 2149.6724 | 2061.0247 | 0
2018-02-01 | 1016.9251 | 2042.6189 | 1984.3398 | 0
2018-02-01 01:00 | 1130.3671 | 2089.1956 | 2038.404 | 0
2018-02-01 02:00 | 1130.6332 | 1937.6176 | 1875.6245 | 0
2018-02-01 03:00 | 1128.0824 | 1991.1788 | 1958.0646 | 0
2018-02-01 04:00 | 1110.4524 | 1811.4221 | 1989.6807 | 0
2018-02-01 05:00 | 1178.0532 | 1977.7385 | 1933.419 | 0
2018-02-01 06:00 | 1210.8992 | 1949.2373 | 2004.5503 | 0
2018-02-01 07:00 | 1159.3069 | 1932.53 | 1919.36 | 0
2018-02-01 08:00 | 1026.0763 | 1848.18 | 1894.6985 | 0
2018-02-01 09:00 | 1080.158 | 1828.3508 | 1852.9435 | 0
2018-02-01 10:00 | 1073.5985 | 1922.5726 | 1863.4536 | 0
2018-02-01 11:00 | 1151.7695 | 1970.6228 | 1873.8977 | 0
2018-02-01 12:00 | 1125.8536 | 1936.9863 | 1902.2275 | 0
2018-02-01 13:00 | 1109.6832 | 1839.9154 | 1866.6218 | 0
2018-02-01 14:00 | 1090.7108 | 1992.2067 | 1702.4177 | 0
2018-02-01 15:00 | 1072.6744 | 1821.0986 | 1770.3342 | 0
2018-02-01 16:00 | 1140.5032 | 1979.8063 | 1730.8503 | 0
2018-02-01 17:00 | 1126.2905 | 2027.1057 | 1793.3616 | 0
2018-02-01 18:00 | 1141.5417 | 1995.2849 | 1855.4102 | 0
2018-02-01 19:00 | 1177.549 | 1917.9646 | 2044.025 | 0
2018-02-01 20:00 | 1168.4744 | 2096.8398 | 1846.2756 | 0
2018-02-01 21:00 | 1168.1694 | 2011.8499 | 2057.8218 | 0
2018-02-01 22:00 | 1147.2202 | 1766.7493 | 1934.3623 | 0
2018-02-01 23:00 | 1195.9828 | 1654.0514 | 1950.4423 | 0
2018-02-02 | 1132.648 | 2018.4467 | 1961.4128 | 0
2018-02-02 01:00 | 1113.9713 | 2197.4883 | 1960.8965 | 0
2018-02-02 02:00 | 1118.4194 | 1937.9165 | 2126.0771 | 0
2018-02-02 03:00 | 1185.3999 | 1944.5002 | 2136.6924 | 0
2018-02-02 04:00 | 1182.449 | 1990.348 | 2077.3389 | 0
2018-02-02 05:00 | 1090.571 | 1935.3688 | 1930.6165 | 0
2018-02-02 06:00 | 1209.8861 | 1778.5693 | 1802.1123 | 0
2018-02-02 07:00 | 1184.0331 | 1927.7328 | 2069.0386 | 0
2018-02-02 08:00 | 1126.6047 | 1872.8624 | 1973.871 | 0
2018-02-02 09:00 | 1041.9318 | 1818.4797 | 1691.4229 | 0
2018-02-02 10:00 | 1167.4366 | 2011.3552 | 1775.1152 | 0
2018-02-02 11:00 | 1116.1399 | 1823.8998 | 1867.6368 | 0
2018-02-02 12:00 | 1135.5033 | 1736.6292 | 2045.5668 | 0
2018-02-02 13:00 | 1127.8557 | 1747.3064 | 1756.4414 | 0
2018-02-02 14:00 | 1114.5515 | 1734.5623 | 1804.9568 | 0
2018-02-02 15:00 | 1097.9956 | 1895.9016 | 1764.4681 | 0
2018-02-02 16:00 | 1143.1802 | 1619.0333 | 1851.5193 | 0
2018-02-02 17:00 | 1142.4199 | 1811.3716 | 1769.494 | 0
2018-02-02 18:00 | 1135.4229 | 1887.073 | 1824.947 | 0
2018-02-02 19:00 | 1134.4448 | 1915.2295 | 1963.3796 | 0
2018-02-02 20:00 | 1148.3284 | 1998.8252 | 2025.7865 | 0
2018-02-02 21:00 | 1159.5428 | 2059.7153 | 1952.3456 | 0
2018-02-02 22:00 | 1101.3254 | 2001.362 | 1933.5513 | 0
2018-02-02 23:00 | 1181.2488 | 1763.2562 | 2021.898 | 0
2018-02-03 | 1193.293 | 1898.6134 | 1904.8828 | 0
2018-02-03 01:00 | 1165.5693 | 1988.0807 | 1917.471 | 6864.1502
2018-02-03 02:00 | 1148.4006 | 2130.6328 | 1995.6562 | 7458.3264
2018-02-03 03:00 | 1172.8662 | 2119.7478 | 2085.705 | 7857.5886
2018-02-03 04:00 | 1182.0645 | 2218.2615 | 1974.6611 | 8055.2222
2018-02-03 05:00 | 1135.4766 | 1925.2333 | 1909.404 | 8402.0598
2018-02-03 06:00 | 1089.6382 | 1966.2454 | 2006.815 | 8510.9542
2018-02-03 07:00 | 1169.411 | 2006.9336 | 1745.361 | 8446.672
2018-02-03 08:00 | 1132.2769 | 1759.5857 | 1830.4568 | 8416.474
2018-02-03 09:00 | 1114.8107 | 1992.8234 | 1866.5211 | 8336.2512
2018-02-03 10:00 | 1119.2927 | 1932.0381 | 1932.0741 | 8085.1263
2018-02-03 11:00 | 1128.8287 | 1842.148 | 1953.3882 | 0
2018-02-03 12:00 | 1118.4838 | 1973.1311 | 1863.4231 | 0
2018-02-03 13:00 | 1057.8519 | 1775.884 | 1701.1006 | 0
2018-02-03 14:00 | 1082.7778 | 1892.1951 | 1843.5215 | 0
2018-02-03 15:00 | 1172.6101 | 1737.6462 | 1784.4271 | 0
2018-02-03 16:00 | 1148.9648 | 1825.8054 | 892.001 | 0
2018-02-03 17:00 | 1148.594 | 1947.0823 | 860.6183 | 0
2018-02-03 18:00 | 1131.4829 | 1891.4525 | 915.4387 | 0
2018-02-03 19:00 | 1182.6134 | 1840.033 | 1046.4429 | 0
2018-02-03 20:00 | 1099.9073 | 2040.8936 | 944.1378 | 0
2018-02-03 21:00 | 1120.8364 | 2145.8442 | 984.6055 | 0
2018-02-03 22:00 | 1131.0642 | 2138.0332 | 1083.5063 | 0
2018-02-03 23:00 | 1191.4846 | 2178.972 | 1077.1504 | 0
2018-02-04 | 1136.4095 | 2039.5409 | 1127.0707 | 0
2018-02-04 01:00 | 1205.8969 | 1931.0786 | 1137.2827 | 0
2018-02-04 02:00 | 1139.8962 | 2217.79 | 1087.6077 | 0
2018-02-04 03:00 | 1145.7538 | 2125.6704 | 953.9085 | 0
2018-02-04 04:00 | 1158.4954 | 1872.3527 | 983.1644 | 8020.4831
2018-02-04 05:00 | 1134.9839 | 1788.4285 | 869.8026 | 8275.5948
2018-02-04 06:00 | 1136.9618 | 1937.0166 | 922.8057 | 8369.0606
2018-02-04 07:00 | 1123.8948 | 1811.8994 | 915.3895 | 8339.2209
2018-02-04 08:00 | 1091.5321 | 1885.3765 | 851.222 | 8328.9269
2018-02-04 09:00 | 1086.0496 | 1769.2684 | 918.2624 | 8299.6271
2018-02-04 10:00 | 1186.7863 | 1803.0762 | 883.7958 | 8034.3973
2018-02-04 11:00 | 1100.2115 | 1947.3217 | 1045.3175 | 7332.8286
2018-02-04 12:00 | 1132.9238 | 2000.0339 | 837.8226 | 6986.0036
2018-02-04 13:00 | 1083.3596 | 1947.813 | 997.4458 | 6754.7708
2018-02-04 14:00 | 1101.7609 | 1908.7593 | 815.0603 | 6568.9413
2018-02-04 15:00 | 1152.5015 | 1806.2012 | 809.7846 | 6523.0156
2018-02-04 16:00 | 1155.7726 | 1874.3239 | 925.5786 | 6446.7225
2018-02-04 17:00 | 1100.51 | 1993.1687 | 929.1774 | 6248.8543
2018-02-04 18:00 | 1135.8898 | 1769.7727 | 949.1978 | 0
2018-02-04 19:00 | 1147.9801 | 1872.7554 | 1000.2917 | 0
2018-02-04 20:00 | 1168.6759 | 2090.0093 | 1015.8414 | 0
2018-02-04 21:00 | 1126.8823 | 1911.8536 | 966.6719 | 0
2018-02-04 22:00 | 1141.5908 | 1872.9631 | 1126.8866 | 0
2018-02-04 23:00 | 1159.4856 | 2219.3638 | 1009.9656 | 0
2018-02-05 | 1145.6001 | 2117.7349 | 1122.4216 | 0
2018-02-05 01:00 | 1171.4053 | 1963.1321 | 1285.0796 | 0
2018-02-05 02:00 | 1121.4666 | 1886.2969 | 1053.5659 | 0
2018-02-05 03:00 | 1098.1146 | 1936.7483 | 1071.7998 | 0
2018-02-05 04:00 | 1188.139 | 2036.4858 | 940.5682 | 0
2018-02-05 05:00 | 1167.439 | 1716.9545 | 983.2667 | 0
2018-02-05 06:00 | 1220.706 | 1856.6969 | 944.886 | 0
2018-02-05 07:00 | 1113.0251 | 1912.6223 | 858.7805 | 0
2018-02-05 08:00 | 1062.8552 | 1822.988 | 963.8138 | 0
2018-02-05 09:00 | 1078.1907 | 1958.676 | 1071.6675 | 8252.2773
2018-02-05 10:00 | 1102.518 | 1837.5641 | 954.517 | 8132.635
2018-02-05 11:00 | 1165.4951 | 2121.2407 | 1035.3622 | 7431.8945
2018-02-05 12:00 | 1120.2675 | 2119.6445 | 1137.4492 | 7073.8062
2018-02-05 13:00 | 1142.0037 | 1750.1733 | 869.9959 | 6905.0835
2018-02-05 14:00 | 1157.032 | 1811.0652 | 904.9163 | 6711.7106
2018-02-05 15:00 | 1120.5806 | 1700.2212 | 916.1802 | 6522.3022
2018-02-05 16:00 | 1142.3386 | 1959.8865 | 962.082 | 6314.2649
2018-02-05 17:00 | 1126.3691 | 1939.7964 | 895.9999 | 6101.0352
2018-02-05 18:00 | 1079.8501 | 1799.2083 | 1071.4489 | 5915.723
2018-02-05 19:00 | 0 | 1971.7515 | 996.358 | 5841.236
2018-02-05 20:00 | 0 | 2134.5103 | 1093.9958 | 5672.0396
2018-02-05 21:00 | 0 | 2057.281 | 964.0987 | 5314.9712
2018-02-05 22:00 | 0 | 1855.8699 | 907.5688 | 0
2018-02-05 23:00 | 0 | 1811.1077 | 1138.6797 | 0
2018-02-06 | 0 | 1722.806 | 921.8859 | 0
2018-02-06 01:00 | 0 | 2105.879 | 940.5746 | 0
2018-02-06 02:00 | 0 | 2019.8527 | 933.1735 | 0
2018-02-06 03:00 | 0 | 2079.4546 | 1072.8239 | 0
2018-02-06 04:00 | 0 | 1936.4457 | 941.2007 | 0
2018-02-06 05:00 | 0 | 1982.929 | 1004.0292 | 0
2018-02-06 06:00 | 0 | 2179.5786 | 954.3522 | 0
2018-02-06 07:00 | 0 | 1938.7267 | 901.4902 | 0
2018-02-06 08:00 | 0 | 1937.8723 | 804.7106 | 0
2018-02-06 09:00 | 0 | 1883.9221 | 1016.2108 | 0
2018-02-06 10:00 | 0 | 1885.4558 | 983.378 | 0
2018-02-06 11:00 | 0 | 1907.9183 | 970.7248 | 0
2018-02-06 12:00 | 0 | 1667.9543 | 996.3012 | 0
2018-02-06 13:00 | 0 | 1809.887 | 919.7591 | 0
2018-02-06 14:00 | 0 | 1777.9148 | 952.3501 | 0
2018-02-06 15:00 | 0 | 1805.5471 | 962.2999 | 0
2018-02-06 16:00 | 0 | 1878.416 | 942.8074 | 0
2018-02-06 17:00 | 0 | 1704.892 | 921.1657 | 0
2018-02-06 18:00 | 0 | 1875.6494 | 833.9515 | 0
2018-02-06 19:00 | 0 | 1871.3436 | 891.2735 | 0
2018-02-06 20:00 | 0 | 1843.9866 | 940.5305 | 0
2018-02-06 21:00 | 0 | 2015.1023 | 1014.9534 | 0
2018-02-06 22:00 | 0 | 2195.566 | 1046.8907 | 0
2018-02-06 23:00 | 0 | 2206.235 | 1227.4707 | 0
2018-02-07 | 0 | 1972.6638 | 930.0698 | 0
2018-02-07 01:00 | 0 | 1945.1075 | 1069.316 | 0
2018-02-07 02:00 | 0 | 1981.2969 | 1013.8436 | 0
2018-02-07 03:00 | 0 | 2173.542 | 1035.0449 | 0
2018-02-07 04:00 | 0 | 1931.165 | 1027.8499 | 0
2018-02-07 05:00 | 0 | 1887.526 | 994.1557 | 0
2018-02-07 06:00 | 0 | 2112.9868 | 990.3378 | 0
2018-02-07 07:00 | 0 | 1725.9297 | 1007.5494 | 0
2018-02-07 08:00 | 0 | 1786.3125 | 768.7753 | 0
2018-02-07 09:00 | 0 | 1823.1399 | 861.8096 | 0
2018-02-07 10:00 | 0 | 1926.5469 | 911.717 | 0
2018-02-07 11:00 | 0 | 1981.336 | 992.1034 | 0
2018-02-07 12:00 | 0 | 1683.76 | 942.4773 | 0
2018-02-07 13:00 | 0 | 1737.6917 | 864.7297 | 0
2018-02-07 14:00 | 0 | 1701.4723 | 962.1412 | 0
2018-02-07 15:00 | 0 | 1813.9187 | 883.2389 | 0
2018-02-07 16:00 | 0 | 1698.8623 | 1017.4473 | 0
2018-02-07 17:00 | 0 | 1803.3767 | 790.0811 | 0
2018-02-07 18:00 | 0 | 1939.4624 | 939.432 | 0
2018-02-07 19:00 | 0 | 1965.1127 | 806.095 | 0
2018-02-07 20:00 | 0 | 2161.8804 | 853.1426 | 0
2018-02-07 21:00 | 0 | 1950.583 | 903.4642 | 0
2018-02-07 22:00 | 0 | 1932.6714 | 1954.9882 | 0
2018-02-07 23:00 | 0 | 2214.291 | 2019.3816 | 0
2018-02-08 | 0 | 1921.3782 | 1869.1442 | 0
2018-02-08 01:00 | 0 | 1762.4274 | 1818.1355 | 0
2018-02-08 02:00 | 0 | 1935.4346 | 1831.4128 | 0
2018-02-08 03:00 | 0 | 2057.5005 | 1837.1467 | 0
2018-02-08 04:00 | 0 | 1876.248 | 1818.6357 | 0
2018-02-08 05:00 | 0 | 2025.5034 | 1836.7003 | 0
2018-02-08 06:00 | 0 | 1970.8025 | 1832.6484 | 0
2018-02-08 07:00 | 0 | 2061.4258 | 2041.0841 | 0
2018-02-08 08:00 | 0 | 1961.791 | 1772.3549 | 0
2018-02-08 09:00 | 0 | 1680.0802 | 1935.0756 | 0
2018-02-08 10:00 | 0 | 1941.5156 | 2025.3748 | 0
2018-02-08 11:00 | 0 | 1814.3229 | 1710.241 | 0
2018-02-08 12:00 | 0 | 1824.7112 | 2044.0342 | 0
2018-02-08 13:00 | 0 | 1663.3945 | 1810.7205 | 0
2018-02-08 14:00 | 0 | 1848.4053 | 1974.5228 | 0
2018-02-08 15:00 | 0 | 1897.0717 | 1855.7253 | 0
2018-02-08 16:00 | 0 | 1996.9932 | 1991.7131 | 0
2018-02-08 17:00 | 0 | 1683.8833 | 1802.8057 | 0
2018-02-08 18:00 | 0 | 1952.2449 | 1826.568 | 0
2018-02-08 19:00 | 0 | 1886.6365 | 2000.3477 | 0
2018-02-08 20:00 | 0 | 2280.7544 | 2116.225 | 0
2018-02-08 21:00 | 0 | 1859.5048 | 2119.4165 | 0
2018-02-08 22:00 | 0 | 2153.0337 | 2098.408 | 0
2018-02-08 23:00 | 0 | 2105.0771 | 1981.9956 | 0
2018-02-09 | 0 | 1965.0886 | 2196.164 | 0
2018-02-09 01:00 | 0 | 2068.9812 | 2085.7173 | 0
2018-02-09 02:00 | 0 | 1878.5422 | 1882.6465 | 0
2018-02-09 03:00 | 0 | 2078.2957 | 2006.5605 | 0
2018-02-09 04:00 | 0 | 1910.6797 | 2189.8354 | 0
2018-02-09 05:00 | 0 | 1803.4001 | 1909.3063 | 0
2018-02-09 06:00 | 0 | 2059.823 | 1909.8867 | 0
2018-02-09 07:00 | 0 | 1741.1575 | 1799.992 | 0
2018-02-09 08:00 | 0 | 1786.5615 | 1764.7815 | 0
2018-02-09 09:00 | 0 | 1281.1216 | 1705.8386 | 0
2018-02-09 10:00 | 0 | 927.2017 | 1914.3556 | 0
2018-02-09 11:00 | 0 | 903.5913 | 1961.1711 | 0
2018-02-09 12:00 | 0 | 914.0311 | 1977.9817 | 0
2018-02-09 13:00 | 0 | 923.8251 | 1874.7468 | 0
2018-02-09 14:00 | 0 | 832.4546 | 1915.2261 | 0
2018-02-09 15:00 | 0 | 819.3345 | 1744.0527 | 0
2018-02-09 16:00 | 0 | 889.7631 | 1784.1011 | 0
2018-02-09 17:00 | 0 | 906 | 1969.9729 | 0
2018-02-09 18:00 | 0 | 952.6052 | 1827.0278 | 0
2018-02-09 19:00 | 0 | 974.8641 | 1939.3726 | 0
2018-02-09 20:00 | 0 | 899.7546 | 1864.797 | 0
2018-02-09 21:00 | 0 | 973.1401 | 2073.2175 | 0
2018-02-09 22:00 | 0 | 1042.4587 | 1746.3406 | 0
2018-02-09 23:00 | 0 | 967.938 | 1854.389 | 0
2018-02-10 | 0 | 1095.3468 | 1951.3208 | 0
2018-02-10 01:00 | 0 | 886.6622 | 2036.7787 | 0
2018-02-10 02:00 | 0 | 1014.98 | 1815.2863 | 0
2018-02-10 03:00 | 0 | 321.4264 | 2080.7017 | 0
2018-02-10 04:00 | 0 | 0 | 2036.3905 | 0
2018-02-10 05:00 | 0 | 0 | 1874.1904 | 0
2018-02-10 06:00 | 0 | 0 | 2009.2516 | 0
2018-02-10 07:00 | 0 | 0 | 2109.9438 | 0
2018-02-10 08:00 | 0 | 0 | 1893.9219 | 0
2018-02-10 09:00 | 0 | 0 | 1985.8182 | 0
2018-02-10 10:00 | 0 | 0 | 1808.4529 | 0
2018-02-10 11:00 | 0 | 0 | 2004.5825 | 0
2018-02-10 12:00 | 0 | 0 | 1896.0203 | 0
2018-02-10 13:00 | 0 | 0 | 1834.5947 | 0
2018-02-10 14:00 | 0 | 0 | 1756.1285 | 0
2018-02-10 15:00 | 0 | 0 | 1943.5925 | 0
2018-02-10 16:00 | 0 | 0 | 1888.0496 | 0
2018-02-10 17:00 | 0 | 0 | 1889.126 | 0
2018-02-10 18:00 | 0 | 0 | 1828.815 | 0
2018-02-10 19:00 | 0 | 0 | 1827.0972 | 0
2018-02-10 20:00 | 0 | 0 | 2085.7788 | 5039.0187
2018-02-10 21:00 | 0 | 0 | 2084.5686 | 5166.393
2018-02-10 22:00 | 0 | 0 | 1989.6036 | 5546.1431
2018-02-10 23:00 | 0 | 0 | 2029.7537 | 5902.739
2018-02-11 | 0 | 0 | 1883.4619 | 6368.3532
2018-02-11 01:00 | 0 | 0 | 1972.0898 | 6878.14
2018-02-11 02:00 | 0 | 0 | 1841.875 | 7457.5811
2018-02-11 03:00 | 0 | 0 | 1832.7017 | 7873.2049
2018-02-11 04:00 | 0 | 0 | 2031.3422 | 8125.6071
2018-02-11 05:00 | 0 | 0 | 1933.3433 | 8362.7292
2018-02-11 06:00 | 0 | 0 | 2121.063 | 0
2018-02-11 07:00 | 0 | 0 | 1910.0642 | 0
2018-02-11 08:00 | 0 | 0 | 1829.1082 | 0
2018-02-11 09:00 | 0 | 0 | 1824.3317 | 0
2018-02-11 10:00 | 0 | 0 | 1746.5532 | 8394.41
2018-02-11 11:00 | 0 | 0 | 1851.5691 | 7614.7492
2018-02-11 12:00 | 0 | 0 | 1988.1483 | 7230.4916
2018-02-11 13:00 | 0 | 0 | 1825.1682 | 6917.7771
2018-02-11 14:00 | 0 | 0 | 1930.6265 | 6511.8477
2018-02-11 15:00 | 0 | 0 | 2016.7058 | 6196.0647
2018-02-11 16:00 | 0 | 0 | 1819.145 | 5753.3989
2018-02-11 17:00 | 0 | 0 | 1787.0657 | 5565.7188
2018-02-11 18:00 | 0 | 0 | 1951.2225 | 5322.855
2018-02-11 19:00 | 0 | 0 | 1952.7856 | 5343.5094
2018-02-11 20:00 | 0 | 0 | 2234.7778 | 5344.8284
2018-02-11 21:00 | 0 | 0 | 1970.3013 | 0
2018-02-11 22:00 | 0 | 0 | 2085.6484 | 0
2018-02-11 23:00 | 0 | 0 | 2121.6138 | 0
2018-02-12 | 0 | 0 | 1967.8671 | 0
2018-02-12 01:00 | 0 | 0 | 1888.471 | 0
2018-02-12 02:00 | 0 | 0 | 1963.2483 | 0
2018-02-12 03:00 | 0 | 0 | 1969.9047 | 0
2018-02-12 04:00 | 0 | 0 | 1913.8787 | 0
2018-02-12 05:00 | 0 | 0 | 1811.3606 | 0
2018-02-12 06:00 | 0 | 0 | 2108.021 | 0
2018-02-12 07:00 | 0 | 0 | 1994.5494 | 0
2018-02-12 08:00 | 0 | 0 | 1683.961 | 0
2018-02-12 09:00 | 0 | 0 | 1826.9939 | 0
2018-02-12 10:00 | 0 | 0 | 1841.3164 | 0
2018-02-12 11:00 | 0 | 0 | 1920.6556 | 0
2018-02-12 12:00 | 0 | 0 | 1860.8948 | 7346.7065
2018-02-12 13:00 | 0 | 0 | 1648.9634 | 6981.4845
2018-02-12 14:00 | 0 | 0 | 1829.5613 | 6523.3354
2018-02-12 15:00 | 0 | 0 | 1988.2815 | 6071.7412
2018-02-12 16:00 | 0 | 0 | 1902.0264 | 5666.3538
2018-02-12 17:00 | 0 | 0 | 1944.7683 | 5267.5075
2018-02-12 18:00 | 0 | 0 | 2185.0088 | 5017.0405
2018-02-12 19:00 | 0 | 0 | 2017.365 | 4924.179
2018-02-12 20:00 | 0 | 0 | 1953.1272 | 4941.9366
2018-02-12 21:00 | 0 | 0 | 1864.4802 | 5288.2778
2018-02-12 22:00 | 0 | 0 | 1901.3451 | 5895.3893
2018-02-12 23:00 | 0 | 0 | 2085.382 | 6359.5842
2018-02-13 | 0 | 0 | 1936.4424 | 0
2018-02-13 01:00 | 0 | 0 | 1875.9785 | 0
2018-02-13 02:00 | 0 | 0 | 1801.9229 | 0
2018-02-13 03:00 | 0 | 0 | 1907.7449 | 0
2018-02-13 04:00 | 0 | 0 | 1923.5728 | 0
2018-02-13 05:00 | 0 | 0 | 1968.3934 | 0
2018-02-13 06:00 | 0 | 0 | 1815.9694 | 0
2018-02-13 07:00 | 0 | 0 | 1831.1233 | 0
2018-02-13 08:00 | 0 | 0 | 1799.0623 | 0
2018-02-13 09:00 | 0 | 0 | 2072.5566 | 0
2018-02-13 10:00 | 0 | 0 | 1883.1744 | 0
2018-02-13 11:00 | 0 | 0 | 1937.2034 | 0
2018-02-13 12:00 | 0 | 0 | 2074.7495 | 0
2018-02-13 13:00 | 0 | 0 | 1825.4834 | 0
2018-02-13 14:00 | 0 | 0 | 1738.4485 | 0
2018-02-13 15:00 | 0 | 0 | 1810.4093 | 0
2018-02-13 16:00 | 0 | 0 | 1778.1609 | 0
2018-02-13 17:00 | 0 | 0 | 2057.9604 | 0
2018-02-13 18:00 | 0 | 0 | 1701.4517 | 0
2018-02-13 19:00 | 0 | 0 | 1769.0223 | 0
2018-02-13 20:00 | 0 | 0 | 2057.0327 | 0
2018-02-13 21:00 | 0 | 0 | 1876.6067 | 0
2018-02-13 22:00 | 0 | 0 | 1906.0947 | 0
2018-02-13 23:00 | 0 | 0 | 2078.248 | 0
2018-02-14 | 0 | 0 | 1970.0355 | 0
2018-02-14 01:00 | 0 | 0 | 2019.6562 | 0
2018-02-14 02:00 | 0 | 0 | 2472.5986 | 0
2018-02-14 03:00 | 0 | 0 | 3011.6782 | 0
2018-02-14 04:00 | 0 | 0 | 2893.0884 | 0
2018-02-14 05:00 | 0 | 0 | 2983.0469 | 0
2018-02-14 06:00 | 0 | 0 | 3067.4644 | 0
2018-02-14 07:00 | 0 | 0 | 2929.9534 | 0
2018-02-14 08:00 | 0 | 0 | 2729.5774 | 0
2018-02-14 09:00 | 0 | 0 | 2704.7222 | 0
2018-02-14 10:00 | 0 | 0 | 2725.1982 | 0
2018-02-14 11:00 | 0 | 0 | 2760.066 | 0
2018-02-14 12:00 | 0 | 0 | 2867.2122 | 0
2018-02-14 13:00 | 0 | 0 | 2722.0483 | 0
2018-02-14 14:00 | 0 | 0 | 2720.1152 | 0
2018-02-14 15:00 | 0 | 0 | 2830.7146 | 0
2018-02-14 16:00 | 0 | 0 | 3048.9001 | 0
2018-02-14 17:00 | 0 | 0 | 2687.8386 | 0
2018-02-14 18:00 | 0 | 0 | 2883.043 | 0
2018-02-14 19:00 | 0 | 0 | 2962.8596 | 0
2018-02-14 20:00 | 0 | 0 | 3185.1226 | 0
2018-02-14 21:00 | 0 | 0 | 3218.903 | 0
2018-02-14 22:00 | 0 | 0 | 3179.6208 | 0
2018-02-14 23:00 | 0 | 0 | 2846.4504 | 0
2018-02-15 | 0 | 0 | 3037.7766 | 0
2018-02-15 01:00 | 0 | 0 | 2903.7627 | 0
2018-02-15 02:00 | 0 | 0 | 3107.6433 | 0
2018-02-15 03:00 | 0 | 0 | 2848.7698 | 0
2018-02-15 04:00 | 0 | 0 | 2618.6953 | 0
2018-02-15 05:00 | 0 | 0 | 3159.479 | 0
2018-02-15 06:00 | 0 | 0 | 2973.7837 | 0
2018-02-15 07:00 | 0 | 0 | 3069.2905 | 0
2018-02-15 08:00 | 0 | 0 | 2679.9976 | 0
2018-02-15 09:00 | 0 | 0 | 2813.519 | 0
2018-02-15 10:00 | 0 | 0 | 2920.2886 | 0
2018-02-15 11:00 | 0 | 0 | 2962.0625 | 0
2018-02-15 12:00 | 0 | 0 | 2759.6992 | 0
2018-02-15 13:00 | 0 | 0 | 2698.2134 | 0
2018-02-15 14:00 | 0 | 0 | 2704.961 | 0
2018-02-15 15:00 | 0 | 0 | 2614.5957 | 0
2018-02-15 16:00 | 0 | 0 | 2605.7712 | 0
2018-02-15 17:00 | 0 | 0 | 2692.7976 | 0
2018-02-15 18:00 | 0 | 0 | 2908.6958 | 0
2018-02-15 19:00 | 0 | 0 | 3030.8276 | 0
2018-02-15 20:00 | 0 | 0 | 2882.7612 | 0
2018-02-15 21:00 | 0 | 0 | 3189.996 | 0
2018-02-15 22:00 | 0 | 0 | 2988.0703 | 0
2018-02-15 23:00 | 0 | 0 | 3009.4607 | 0
2018-02-16 | 0 | 0 | 2953.0151 | 0
2018-02-16 01:00 | 0 | 0 | 3042.874 | 0
2018-02-16 02:00 | 0 | 0 | 2688.5635 | 0
2018-02-16 03:00 | 0 | 0 | 2974.1533 | 0
2018-02-16 04:00 | 0 | 0 | 2674.414 | 0
2018-02-16 05:00 | 0 | 0 | 2930.0522 | 0
2018-02-16 06:00 | 0 | 0 | 2861.0972 | 9371.0323
2018-02-16 07:00 | 0 | 0 | 3198.5762 | 9379.8333
2018-02-16 08:00 | 0 | 0 | 2913.6655 | 9401.1958
2018-02-16 09:00 | 0 | 0 | 2646.9595 | 9186.3415
2018-02-16 10:00 | 0 | 0 | 2950.1804 | 8940.3873
2018-02-16 11:00 | 0 | 0 | 2885.1157 | 7978.903
2018-02-16 12:00 | 0 | 0 | 2798.7593 | 7301.619
2018-02-16 13:00 | 0 | 0 | 2512.7766 | 6938.7571
2018-02-16 14:00 | 0 | 0 | 2794.6238 | 6594.3082
2018-02-16 15:00 | 0 | 0 | 2745.4248 | 6234.6901
2018-02-16 16:00 | 0 | 0 | 2761.4128 | 5900.3861
2018-02-16 17:00 | 0 | 0 | 2586.205 | 0
2018-02-16 18:00 | 0 | 0 | 2844.6936 | 0
2018-02-16 19:00 | 0 | 0 | 1863.5413 | 0
2018-02-16 20:00 | 0 | 0 | 2014.2391 | 0
2018-02-16 21:00 | 0 | 0 | 1838.2087 | 0
2018-02-16 22:00 | 0 | 0 | 2031.4753 | 0
2018-02-16 23:00 | 0 | 0 | 2166.9514 | 0
2018-02-17 | 0 | 0 | 1757.9645 | 0
2018-02-17 01:00 | 0 | 0 | 1885.2108 | 0
2018-02-17 02:00 | 0 | 0 | 2124.4392 | 0
2018-02-17 03:00 | 0 | 0 | 2003.8373 | 8252.9206
2018-02-17 04:00 | 0 | 0 | 2019.6697 | 8501.6681
2018-02-17 05:00 | 0 | 0 | 1969.2063 | 8933.9503
2018-02-17 06:00 | 0 | 0 | 1801.542 | 9078.2117
2018-02-17 07:00 | 0 | 0 | 1927.4833 | 9115.0062
2018-02-17 08:00 | 0 | 0 | 1817.3296 | 9177.9202
2018-02-17 09:00 | 0 | 0 | 2014.134 | 9086.7624
2018-02-17 10:00 | 0 | 0 | 1821.1008 | 8808.3356
2018-02-17 11:00 | 0 | 0 | 1895.5642 | 0
2018-02-17 12:00 | 0 | 0 | 1729.55 | 0
2018-02-17 13:00 | 0 | 0 | 1862.3953 | 0
2018-02-17 14:00 | 0 | 0 | 1901.1554 | 0
2018-02-17 15:00 | 0 | 0 | 1787.6719 | 0
2018-02-17 16:00 | 0 | 0 | 1850.6798 | 0
2018-02-17 17:00 | 0 | 0 | 1867.2285 | 0
2018-02-17 18:00 | 0 | 0 | 2085.1157 | 0
2018-02-17 19:00 | 0 | 0 | 1976.4218 | 0
2018-02-17 20:00 | 0 | 0 | 1983.8335 | 0
2018-02-17 21:00 | 0 | 0 | 1946.0566 | 0
2018-02-17 22:00 | 0 | 0 | 1886.4928 | 0
2018-02-17 23:00 | 0 | 0 | 1846.8342 | 0
2018-02-18 | 0 | 0 | 2247.1636 | 0
2018-02-18 01:00 | 0 | 0 | 2006.4929 | 0
2018-02-18 02:00 | 0 | 0 | 1821.5176 | 0
2018-02-18 03:00 | 0 | 0 | 2013.9799 | 0
2018-02-18 04:00 | 0 | 0 | 1912.9543 | 0
2018-02-18 05:00 | 0 | 0 | 1806.1537 | 0
2018-02-18 06:00 | 0 | 0 | 1726.376 | 0
2018-02-18 07:00 | 0 | 0 | 2015.721 | 0
2018-02-18 08:00 | 0 | 0 | 1847.3547 | 0
2018-02-18 09:00 | 0 | 0 | 1934.1958 | 0
2018-02-18 10:00 | 0 | 0 | 1826.6963 | 0
2018-02-18 11:00 | 0 | 0 | 2057.7263 | 0
2018-02-18 12:00 | 0 | 0 | 1829.7357 | 0
2018-02-18 13:00 | 0 | 0 | 1828.3623 | 0
2018-02-18 14:00 | 0 | 0 | 1853.5776 | 0
2018-02-18 15:00 | 0 | 0 | 1760.1042 | 0
2018-02-18 16:00 | 0 | 0 | 1801.512 | 0
2018-02-18 17:00 | 0 | 0 | 1741.0442 | 0
2018-02-18 18:00 | 0 | 0 | 1845.2146 | 0
2018-02-18 19:00 | 0 | 0 | 1959.9456 | 0
2018-02-18 20:00 | 0 | 0 | 2027.0085 | 0
2018-02-18 21:00 | 0 | 0 | 1957.1565 | 0
2018-02-18 22:00 | 0 | 0 | 1783.1393 | 0
2018-02-18 23:00 | 0 | 0 | 1867.9979 | 0
2018-02-19 | 0 | 0 | 1968.3021 | 0
2018-02-19 01:00 | 0 | 0 | 2030.7756 | 0
2018-02-19 02:00 | 0 | 0 | 2049.1663 | 0
2018-02-19 03:00 | 0 | 0 | 2218.702 | 0
2018-02-19 04:00 | 0 | 0 | 1685.6567 | 0
2018-02-19 05:00 | 0 | 0 | 1830.7838 | 0
2018-02-19 06:00 | 0 | 437.4835 | 1959.6848 | 0
2018-02-19 07:00 | 0 | 890.9167 | 2172.7812 | 0
2018-02-19 08:00 | 0 | 959.5477 | 1858.5225 | 0
2018-02-19 09:00 | 0 | 972.8656 | 1747.647 | 0
2018-02-19 10:00 | 0 | 993.4066 | 2006.3362 | 0
2018-02-19 11:00 | 0 | 873.1707 | 1967.2556 | 0
2018-02-19 12:00 | 0 | 815.981 | 1931.0403 | 0
2018-02-19 13:00 | 0 | 826.9023 | 1646.5332 | 0
2018-02-19 14:00 | 0 | 913.2611 | 1826.878 | 0
2018-02-19 15:00 | 0 | 909.8583 | 1835.2366 | 0
2018-02-19 16:00 | 0 | 945.0637 | 1782.5879 | 0
2018-02-19 17:00 | 0 | 850.209 | 2011.2266 | 0
2018-02-19 18:00 | 0 | 916.5532 | 1894.7974 | 0
2018-02-19 19:00 | 0 | 975.8062 | 1952.6893 | 0
2018-02-19 20:00 | 0 | 955.9301 | 1876.1119 | 0
2018-02-19 21:00 | 0 | 1017.0612 | 2119.3472 | 0
2018-02-19 22:00 | 0 | 1003.9774 | 1875.7604 | 6608.1012
2018-02-19 23:00 | 0 | 987.6057 | 1872.5334 | 7149.9511
2018-02-20 | 0 | 994.2054 | 2113.521 | 7708.4817
2018-02-20 01:00 | 0 | 1026.0635 | 2021.5127 | 8298.1912
2018-02-20 02:00 | 0 | 1035.1066 | 1818.9543 | 8880.9247
2018-02-20 03:00 | 0 | 988.2684 | 2080.2063 | 9387.9824
2018-02-20 04:00 | 0 | 887.0021 | 1844.2668 | 9730.0865
2018-02-20 05:00 | 0 | 997.5701 | 1813.3271 | 10029.9871
2018-02-20 06:00 | 0 | 870.2744 | 1732.9868 | 10223.059
2018-02-20 07:00 | 0 | 997.9605 | 1797.0354 | 10554.5464
2018-02-20 08:00 | 0 | 980.8296 | 1802.439 | 10818.6433
2018-02-20 09:00 | 0 | 981.3127 | 1841.2887 | 10891.7011
2018-02-20 10:00 | 0 | 987.0067 | 1976.4905 | 0
2018-02-20 11:00 | 0 | 992.2443 | 1961.3159 | 0
2018-02-20 12:00 | 0 | 890.4326 | 1905.9016 | 0
2018-02-20 13:00 | 0 | 1029.2346 | 1713.2473 | 0
2018-02-20 14:00 | 0 | 952.6914 | 1924.5771 | 0
2018-02-20 15:00 | 0 | 922.3542 | 1829.2046 | 0
2018-02-20 16:00 | 0 | 872.7717 | 1763.5813 | 0
2018-02-20 17:00 | 0 | 879.8403 | 1831.9136 | 0
2018-02-20 18:00 | 0 | 945.1522 | 2064.1328 | 0
2018-02-20 19:00 | 0 | 952.8635 | 1863.1042 | 0
2018-02-20 20:00 | 0 | 880.2781 | 1917.3936 | 0
2018-02-20 21:00 | 0 | 967.4947 | 2046.2971 | 0
2018-02-20 22:00 | 0 | 890.4376 | 1936.5931 | 6194.5753
2018-02-20 23:00 | 0 | 1037.2328 | 1806.9326 | 6806.6197
2018-02-21 | 0 | 900.6675 | 1905.3317 | 7243.7406
2018-02-21 01:00 | 0 | 906.8237 | 1934.8617 | 7945.8395
2018-02-21 02:00 | 0 | 960.1177 | 2041.5474 | 8679.2344
2018-02-21 03:00 | 0 | 910.9741 | 1867.2118 | 9221.4532
2018-02-21 04:00 | 0 | 976.9199 | 1465.1528 | 9578.6512
2018-02-21 05:00 | 0 | 966.9782 | 0 | 9928.9557
2018-02-21 06:00 | 0 | 850.5532 | 0 | 10054.6424
2018-02-21 07:00 | 0 | 925.3167 | 0 | 9946.1187
2018-02-21 08:00 | 0 | 907.5975 | 0 | 0
2018-02-21 09:00 | 0 | 1002.7867 | 0 | 0
2018-02-21 10:00 | 0 | 1012.0245 | 0 | 0
2018-02-21 11:00 | 0 | 1058.9183 | 0 | 0
2018-02-21 12:00 | 0 | 912.2725 | 0 | 0
2018-02-21 13:00 | 0 | 825.4261 | 0 | 0
2018-02-21 14:00 | 0 | 950.8215 | 0 | 0
2018-02-21 15:00 | 0 | 920.5201 | 0 | 0
2018-02-21 16:00 | 0 | 796.437 | 0 | 0
2018-02-21 17:00 | 0 | 1010.6218 | 0 | 0
2018-02-21 18:00 | 0 | 1006.6663 | 0 | 4978.8016
2018-02-21 19:00 | 0 | 874.9864 | 0 | 4927.9354
2018-02-21 20:00 | 0 | 873.5637 | 0 | 5033.4698
2018-02-21 21:00 | 0 | 1033.7268 | 0 | 5350.381
2018-02-21 22:00 | 0 | 991.0196 | 0 | 6161.1542
2018-02-21 23:00 | 0 | 961.9291 | 0 | 6746.0399
2018-02-22 | 0 | 1222.9114 | 0 | 7291.2072
2018-02-22 01:00 | 0 | 934.4136 | 0 | 8009.5884
2018-02-22 02:00 | 0 | 1107.8491 | 0 | 8705.1022
2018-02-22 03:00 | 0 | 1005.1085 | 0 | 9195.6495
2018-02-22 04:00 | 0 | 976.5041 | 0 | 9426.6331
2018-02-22 05:00 | 0 | 1068.772 | 0 | 9758.9782
2018-02-22 06:00 | 0 | 989.335 | 0 | 0
2018-02-22 07:00 | 0 | 951.0042 | 0 | 0
2018-02-22 08:00 | 0 | 865.4118 | 0 | 0
2018-02-22 09:00 | 0 | 857.927 | 0 | 0
2018-02-22 10:00 | 0 | 927.6884 | 0 | 0
2018-02-22 11:00 | 0 | 1074.7692 | 0 | 0
2018-02-22 12:00 | 0 | 955.238 | 0 | 0
2018-02-22 13:00 | 0 | 884.3329 | 0 | 0
2018-02-22 14:00 | 0 | 958.5885 | 0 | 0
2018-02-22 15:00 | 0 | 986.442 | 0 | 0
2018-02-22 16:00 | 0 | 911.0026 | 0 | 0
2018-02-22 17:00 | 0 | 909.3213 | 0 | 0
2018-02-22 18:00 | 0 | 1033.0244 | 0 | 0
2018-02-22 19:00 | 0 | 934.636 | 0 | 0
2018-02-22 20:00 | 0 | 949.6921 | 0 | 0
2018-02-22 21:00 | 0 | 1089.7964 | 0 | 0
2018-02-22 22:00 | 0 | 941.3191 | 0 | 0
2018-02-22 23:00 | 0 | 966.1912 | 0 | 0
2018-02-23 | 0 | 974.6283 | 0 | 0
2018-02-23 01:00 | 0 | 989.5386 | 0 | 0
2018-02-23 02:00 | 0 | 925.0616 | 0 | 0
2018-02-23 03:00 | 0 | 921.9946 | 0 | 0
2018-02-23 04:00 | 0 | 1096.3413 | 0 | 0
2018-02-23 05:00 | 0 | 967.3099 | 0 | 0
2018-02-23 06:00 | 0 | 985.9893 | 0 | 0
2018-02-23 07:00 | 0 | 964.1405 | 0 | 0
2018-02-23 08:00 | 0 | 924.2291 | 0 | 0
2018-02-23 09:00 | 0 | 942.1108 | 0 | 0
2018-02-23 10:00 | 0 | 1075.0703 | 0 | 0
2018-02-23 11:00 | 0 | 1155.7926 | 0 | 0
2018-02-23 12:00 | 0 | 986.8019 | 0 | 0
2018-02-23 13:00 | 0 | 896.0994 | 0 | 0
2018-02-23 14:00 | 0 | 903.1431 | 0 | 0
2018-02-23 15:00 | 0 | 876.5595 | 0 | 0
2018-02-23 16:00 | 0 | 766.4755 | 0 | 0
2018-02-23 17:00 | 0 | 1180.9397 | 0 | 0
2018-02-23 18:00 | 0 | 948.5398 | 0 | 0
2018-02-23 19:00 | 0 | 914.4056 | 0 | 0
2018-02-23 20:00 | 0 | 1007.3916 | 0 | 0
2018-02-23 21:00 | 0 | 886.8124 | 0 | 0
2018-02-23 22:00 | 0 | 1006.4694 | 0 | 0
2018-02-23 23:00 | 0 | 1053.9688 | 0 | 0
2018-02-24 | 0 | 1093.6396 | 0 | 0
2018-02-24 01:00 | 0 | 1010.4191 | 0 | 0
2018-02-24 02:00 | 0 | 1121.3593 | 0 | 0
2018-02-24 03:00 | 0 | 919.808 | 0 | 9442.4687
2018-02-24 04:00 | 0 | 827.9818 | 0 | 9748.8517
2018-02-24 05:00 | 0 | 962.6768 | 0 | 10431.0678
2018-02-24 06:00 | 0 | 866.7023 | 0 | 10846.349
2018-02-24 07:00 | 0 | 878.3725 | 0 | 10944.2424
2018-02-24 08:00 | 0 | 883.112 | 0 | 11025.1022
2018-02-24 09:00 | 0 | 1014.5038 | 0 | 10852.0331
2018-02-24 10:00 | 0 | 955.5591 | 0 | 10847.9767
2018-02-24 11:00 | 0 | 956.8704 | 0 | 9009.8264
2018-02-24 12:00 | 0 | 749.6277 | 0 | 8100.172
2018-02-24 13:00 | 0 | 913.8203 | 0 | 7419.9039
2018-02-24 14:00 | 0 | 909.8448 | 0 | 6766.9259
2018-02-24 15:00 | 0 | 906.7006 | 0 | 6230.8412
2018-02-24 16:00 | 0 | 1019.35 | 0 | 0
2018-02-24 17:00 | 0 | 1050.4292 | 0 | 0
2018-02-24 18:00 | 0 | 978.3192 | 0 | 0
2018-02-24 19:00 | 0 | 1048.4749 | 0 | 0
2018-02-24 20:00 | 0 | 904.9854 | 0 | 0
2018-02-24 21:00 | 0 | 876.6815 | 0 | 0
2018-02-24 22:00 | 0 | 1021.8673 | 0 | 0
2018-02-24 23:00 | 0 | 964.6266 | 0 | 0
2018-02-25 | 0 | 902.9915 | 0 | 0
2018-02-25 01:00 | 0 | 931.1762 | 0 | 0
2018-02-25 02:00 | 0 | 844.9944 | 0 | 0
2018-02-25 03:00 | 0 | 859.2002 | 0 | 0
2018-02-25 04:00 | 0 | 840.4061 | 0 | 0
2018-02-25 05:00 | 0 | 972.2451 | 0 | 0
2018-02-25 06:00 | 0 | 987.257 | 0 | 0
2018-02-25 07:00 | 0 | 902.6517 | 0 | 0
2018-02-25 08:00 | 0 | 1044.3221 | 0 | 0
2018-02-25 09:00 | 0 | 960.8551 | 0 | 0
2018-02-25 10:00 | 0 | 917.4042 | 0 | 0
2018-02-25 11:00 | 0 | 919.2628 | 0 | 0
2018-02-25 12:00 | 0 | 978.4902 | 0 | 0
2018-02-25 13:00 | 0 | 891.3636 | 0 | 0
2018-02-25 14:00 | 0 | 996.9358 | 0 | 0
2018-02-25 15:00 | 0 | 841.8769 | 0 | 0
2018-02-25 16:00 | 0 | 997.7044 | 0 | 0
2018-02-25 17:00 | 0 | 1165.6382 | 0 | 5398.4669
2018-02-25 18:00 | 0 | 961.6751 | 0 | 5201.0091
2018-02-25 19:00 | 0 | 939.0871 | 0 | 5198.7772
2018-02-25 20:00 | 0 | 1163.3851 | 0 | 5230.7968
2018-02-25 21:00 | 0 | 867.7554 | 0 | 5251.0245
2018-02-25 22:00 | 0 | 982.5864 | 0 | 5925.0673
2018-02-25 23:00 | 0 | 862.5739 | 0 | 6636.7287
2018-02-26 | 0 | 953.8287 | 0 | 7050.0627
2018-02-26 01:00 | 0 | 1013.832 | 0 | 7559.5085
2018-02-26 02:00 | 0 | 1025.3993 | 0 | 8070.712
2018-02-26 03:00 | 0 | 923.4263 | 0 | 8501.7152
2018-02-26 04:00 | 0 | 1043.8793 | 0 | 8878.2075
2018-02-26 05:00 | 0 | 860.9447 | 0 | 0
2018-02-26 06:00 | 0 | 939.5974 | 0 | 0
2018-02-26 07:00 | 0 | 1042.1078 | 0 | 0
2018-02-26 08:00 | 0 | 1001.9494 | 0 | 0
2018-02-26 09:00 | 0 | 877.3249 | 0 | 0
2018-02-26 10:00 | 0 | 936.6938 | 0 | 0
2018-02-26 11:00 | 0 | 821.6693 | 0 | 0
2018-02-26 12:00 | 0 | 874.6783 | 0 | 0
2018-02-26 13:00 | 0 | 874.5025 | 0 | 0
2018-02-26 14:00 | 0 | 820.8418 | 0 | 0
2018-02-26 15:00 | 0 | 955.0588 | 0 | 0
2018-02-26 16:00 | 0 | 1118.2963 | 0 | 0
2018-02-26 17:00 | 0 | 955.207 | 0 | 0
2018-02-26 18:00 | 0 | 1005.9766 | 0 | 0
2018-02-26 19:00 | 0 | 808.6628 | 0 | 0
2018-02-26 20:00 | 0 | 950.8288 | 0 | 0
2018-02-26 21:00 | 0 | 1019.2199 | 0 | 0
2018-02-26 22:00 | 0 | 984.4277 | 0 | 0
2018-02-26 23:00 | 0 | 1034.802 | 0 | 0
2018-02-27 | 0 | 1061.5667 | 0 | 0
2018-02-27 01:00 | 0 | 1042.2098 | 0 | 0
2018-02-27 02:00 | 0 | 861.3361 | 0 | 0
2018-02-27 03:00 | 0 | 0 | 0 | 0
2018-02-27 04:00 | 0 | 0 | 0 | 0
2018-02-27 05:00 | 0 | 0 | 0 | 0
2018-02-27 06:00 | 0 | 0 | 0 | 0
2018-02-27 07:00 | 0 | 0 | 0 | 0
2018-02-27 08:00 | 0 | 0 | 0 | 0
2018-02-27 09:00 | 0 | 0 | 0 | 0
2018-02-27 10:00 | 0 | 0 | 0 | 0
2018-02-27 11:00 | 0 | 0 | 0 | 0
2018-02-27 12:00 | 0 | 0 | 0 | 0
2018-02-27 13:00 | 0 | 0 | 0 | 0
2018-02-27 14:00 | 0 | 0 | 0 | 0
2018-02-27 15:00 | 0 | 0 | 0 | 0
2018-02-27 16:00 | 0 | 0 | 0 | 0
2018-02-27 17:00 | 0 | 0 | 0 | 0
2018-02-27 18:00 | 0 | 0 | 0 | 0
2018-02-27 19:00 | 0 | 0 | 0 | 0
2018-02-27 20:00 | 0 | 0 | 0 | 0
2018-02-27 21:00 | 0 | 0 | 0 | 0
2018-02-27 22:00 | 0 | 0 | 0 | 0
2018-02-27 23:00 | 0 | 0 | 0 | 0
2018-02-28 | 0 | 0 | 0 | 0
2018-02-28 01:00 | 0 | 0 | 0 | 0
2018-02-28 02:00 | 0 | 0 | 0 | 0
2018-02-28 03:00 | 0 | 0 | 0 | 0
2018-02-28 04:00 | 0 | 0 | 0 | 0
2018-02-28 05:00 | 0 | 0 | 0 | 0
2018-02-28 06:00 | 0 | 0 | 0 | 0
2018-02-28 07:00 | 0 | 0 | 0 | 0
2018-02-28 08:00 | 0 | 0 | 0 | 0
2018-02-28 09:00 | 0 | 0 | 0 | 0
2018-02-28 10:00 | 0 | 0 | 0 | 0
2018-02-28 11:00 | 0 | 0 | 0 | 0
2018-02-28 12:00 | 0 | 0 | 0 | 0
2018-02-28 13:00 | 0 | 0 | 0 | 0
2018-02-28 14:00 | 0 | 0 | 0 | 0
2018-02-28 15:00 | 0 | 0 | 0 | 0
2018-02-28 16:00 | 0 | 0 | 0 | 0
2018-02-28 17:00 | 0 | 0 | 0 | 0
2018-02-28 18:00 | 0 | 0 | 0 | 0
2018-02-28 19:00 | 0 | 0 | 0 | 0
2018-02-28 20:00 | 0 | 0 | 0 | 0
2018-02-28 21:00 | 0 | 0 | 0 | 0
2018-02-28 22:00 | 0 | 0 | 0 | 0
2018-02-28 23:00 | 0 | 0 | 0 | 0
2018-03-01 | 0 | 0 | 0 | 0
2018-03-01 01:00 | 0 | 0 | 0 | 0
2018-03-01 02:00 | 0 | 0 | 700.4878 | 0
2018-03-01 03:00 | 0 | 0 | 972.0847 | 0
2018-03-01 04:00 | 0 | 0 | 879.7763 | 0
2018-03-01 05:00 | 0 | 0 | 870.9481 | 0
2018-03-01 06:00 | 0 | 0 | 937.3574 | 0
2018-03-01 07:00 | 0 | 0 | 985.1136 | 0
2018-03-01 08:00 | 0 | 0 | 802.6333 | 0
2018-03-01 09:00 | 0 | 0 | 900.5399 | 0
2018-03-01 10:00 | 0 | 0 | 889.6859 | 0
2018-03-01 11:00 | 0 | 0 | 1024.1609 | 0
2018-03-01 12:00 | 0 | 0 | 972.4411 | 0
2018-03-01 13:00 | 0 | 0 | 965.4584 | 0
2018-03-01 14:00 | 0 | 0 | 848.2563 | 0
2018-03-01 15:00 | 0 | 0 | 903.4833 | 0
2018-03-01 16:00 | 0 | 0 | 939.3898 | 0
2018-03-01 17:00 | 0 | 0 | 904.8829 | 0
2018-03-01 18:00 | 0 | 0 | 957.1856 | 0
2018-03-01 19:00 | 0 | 0 | 1076.7322 | 0
2018-03-01 20:00 | 0 | 0 | 977.508 | 0
2018-03-01 21:00 | 0 | 0 | 1033.0187 | 0
2018-03-01 22:00 | 0 | 0 | 1068.8157 | 0
2018-03-01 23:00 | 0 | 0 | 916.1451 | 0
2018-03-02 | 0 | 0 | 1065.9673 | 0
2018-03-02 01:00 | 0 | 0 | 837.9808 | 0
2018-03-02 02:00 | 0 | 0 | 870.1345 | 0
2018-03-02 03:00 | 0 | 0 | 1033.8502 | 0
2018-03-02 04:00 | 0 | 0 | 893.8964 | 0
2018-03-02 05:00 | 0 | 0 | 1094.9408 | 9267.2305
2018-03-02 06:00 | 0 | 0 | 1040.5786 | 9325.3231
2018-03-02 07:00 | 0 | 0 | 1136.6183 | 9230.4083
2018-03-02 08:00 | 0 | 0 | 908.551 | 9244.0767
2018-03-02 09:00 | 0 | 0 | 936.6205 | 9116.468
2018-03-02 10:00 | 0 | 0 | 908.2251 | 8664.8129
2018-03-02 11:00 | 0 | 0 | 912.5341 | 7937.4525
2018-03-02 12:00 | 0 | 0 | 1088.6027 | 7380.9341
2018-03-02 13:00 | 0 | 0 | 1043.3389 | 6941.5849
2018-03-02 14:00 | 0 | 0 | 774.76 | 6526.2494
2018-03-02 15:00 | 0 | 0 | 967.0325 | 6021.512
2018-03-02 16:00 | 0 | 0 | 1027.1238 | 5670.1022
2018-03-02 17:00 | 0 | 0 | 825.9416 | 5306.2249
2018-03-02 18:00 | 0 | 0 | 919.6705 | 0
2018-03-02 19:00 | 0 | 0 | 948.6475 | 0
2018-03-02 20:00 | 0 | 0 | 939.9584 | 0
2018-03-02 21:00 | 0 | 0 | 935.4509 | 0
2018-03-02 22:00 | 0 | 0 | 924.5686 | 0
2018-03-02 23:00 | 0 | 0 | 985.4183 | 0
2018-03-03 | 0 | 0 | 981.7727 | 0
2018-03-03 01:00 | 0 | 0 | 1147.2535 | 0
2018-03-03 02:00 | 0 | 0 | 1092.9233 | 8341.4227
2018-03-03 03:00 | 0 | 0 | 1037.8318 | 8659.7409
2018-03-03 04:00 | 0 | 0 | 1157.3315 | 8885.8208
2018-03-03 05:00 | 0 | 0 | 1144.3326 | 9226.71
2018-03-03 06:00 | 0 | 0 | 1126.5979 | 9339.8311
2018-03-03 07:00 | 0 | 0 | 1141.229 | 9238.8476
2018-03-03 08:00 | 0 | 0 | 1070.4474 | 9217.9226
2018-03-03 09:00 | 0 | 0 | 1018.2064 | 8979.0929
2018-03-03 10:00 | 0 | 0 | 1120.3418 | 8604.7118
2018-03-03 11:00 | 0 | 0 | 1117.3713 | 8049.8035
2018-03-03 12:00 | 0 | 0 | 1127.8132 | 7384.2104
2018-03-03 13:00 | 0 | 0 | 1091.739 | 6953.2519
2018-03-03 14:00 | 0 | 0 | 1106.5952 | 0
2018-03-03 15:00 | 0 | 0 | 1174.9119 | 0
2018-03-03 16:00 | 0 | 0 | 1134.3591 | 0
2018-03-03 17:00 | 0 | 0 | 1109.2742 | 0
2018-03-03 18:00 | 0 | 0 | 1119.7936 | 0
2018-03-03 19:00 | 0 | 0 | 1123.8564 | 0
2018-03-03 20:00 | 0 | 0 | 1102.0255 | 0
2018-03-03 21:00 | 0 | 0 | 1133.6346 | 0
2018-03-03 22:00 | 0 | 0 | 1163.293 | 0
2018-03-03 23:00 | 0 | 0 | 1179.8329 | 0
2018-03-04 | 0 | 1203.3759 | 1225.6093 | 0
2018-03-04 01:00 | 0 | 1175.1345 | 1124.6915 | 0
2018-03-04 02:00 | 0 | 1117.9395 | 1171.401 | 0
2018-03-04 03:00 | 0 | 1145.1691 | 1210.1787 | 0
2018-03-04 04:00 | 0 | 1152.0809 | 1207.5936 | 0
2018-03-04 05:00 | 0 | 1161.2969 | 1093.9542 | 0
2018-03-04 06:00 | 0 | 1162.8286 | 1147.1445 | 0
2018-03-04 07:00 | 0 | 1131.821 | 1125.1367 | 0
2018-03-04 08:00 | 0 | 1060.6484 | 1094.9802 | 0
2018-03-04 09:00 | 0 | 1076.2979 | 1102.2095 | 0
2018-03-04 10:00 | 0 | 1098.364 | 1072.7568 | 0
2018-03-04 11:00 | 0 | 1127.6608 | 1009.4545 | 0
2018-03-04 12:00 | 0 | 1143.1875 | 1178.767 | 0
2018-03-04 13:00 | 0 | 1092.072 | 1117.495 | 0
2018-03-04 14:00 | 0 | 1110.9329 | 1079.2173 | 0
2018-03-04 15:00 | 0 | 1058.5884 | 1107.637 | 0
2018-03-04 16:00 | 0 | 1136.3223 | 1159.9229 | 0
2018-03-04 17:00 | 0 | 1166.9755 | 1104.4603 | 0
2018-03-04 18:00 | 0 | 1106.8481 | 1120.8789 | 0
2018-03-04 19:00 | 0 | 1171.3092 | 1145.8885 | 4921.5349
2018-03-04 20:00 | 0 | 1127.8512 | 1170.3159 | 4922.2142
2018-03-04 21:00 | 0 | 1150.3689 | 1096.4838 | 5043.2495
2018-03-04 22:00 | 0 | 1207.2129 | 1146.4583 | 5688.8084
2018-03-04 23:00 | 0 | 1138.1128 | 1168.2466 | 6281.8587
2018-03-05 | 0 | 1181.557 | 1109.3032 | 6890.6783
2018-03-05 01:00 | 0 | 1125.7717 | 1078.6357 | 7567.8502
2018-03-05 02:00 | 0 | 1143.1843 | 1163.939 | 8268.6215
2018-03-05 03:00 | 0 | 1150.229 | 1173.2413 | 8856.9082
2018-03-05 04:00 | 0 | 1115.032 | 1147.3191 | 0
2018-03-05 05:00 | 0 | 1184.9496 | 1140.3667 | 0
2018-03-05 06:00 | 0 | 1225.2742 | 1142.8938 | 0
2018-03-05 07:00 | 0 | 1150.7539 | 1137.6832 | 0
2018-03-05 08:00 | 0 | 1106.4033 | 1127.8909 | 0
2018-03-05 09:00 | 0 | 1117.1212 | 1066.3069 | 0
2018-03-05 10:00 | 0 | 1160.5529 | 1115.9039 | 0
2018-03-05 11:00 | 0 | 1079.218 | 1085.4545 | 0
2018-03-05 12:00 | 0 | 1170.4816 | 1173.462 | 0
2018-03-05 13:00 | 0 | 1144.5215 | 1134.8074 | 0
2018-03-05 14:00 | 0 | 1114.7593 | 1136.2964 | 0
2018-03-05 15:00 | 0 | 1159.688 | 1146.8639 | 0
2018-03-05 16:00 | 0 | 1153.4783 | 1077.4026 | 0
2018-03-05 17:00 | 0 | 1141.9087 | 1167.139 | 0
2018-03-05 18:00 | 0 | 1068.9492 | 1113.7855 | 0
2018-03-05 19:00 | 0 | 1122.8503 | 1180.8904 | 0
2018-03-05 20:00 | 0 | 1168.8071 | 1169.6743 | 0
2018-03-05 21:00 | 0 | 1060.2931 | 1139.7283 | 0
2018-03-05 22:00 | 0 | 1214.7089 | 1190.3828 | 0
2018-03-05 23:00 | 0 | 1119.5591 | 1203.3943 | 0
2018-03-06 | 0 | 1162.1671 | 1170.5376 | 0
2018-03-06 01:00 | 0 | 1103.719 | 1142.625 | 0
2018-03-06 02:00 | 0 | 1191.4349 | 1179.1919 | 0
2018-03-06 03:00 | 0 | 1209.5737 | 1179.2458 | 0
2018-03-06 04:00 | 0 | 1122.0549 | 1092.2484 | 0
2018-03-06 05:00 | 0 | 1115.7301 | 1123.6848 | 0
2018-03-06 06:00 | 0 | 1194.5231 | 1143.9437 | 0
2018-03-06 07:00 | 0 | 1178.415 | 1080.3456 | 0
2018-03-06 08:00 | 0 | 1022.9576 | 1168.3518 | 0
2018-03-06 09:00 | 0 | 1100.4281 | 1020.9796 | 0
2018-03-06 10:00 | 0 | 1111.264 | 1092.9264 | 0
2018-03-06 11:00 | 0 | 1146.4199 | 1088.0028 | 0
2018-03-06 12:00 | 0 | 1158.8395 | 1169.5116 | 0
2018-03-06 13:00 | 0 | 1141.6653 | 1142.3486 | 0
2018-03-06 14:00 | 0 | 1088.8613 | 1106.9868 | 0
2018-03-06 15:00 | 0 | 1170.4343 | 1146.5148 | 0
2018-03-06 16:00 | 0 | 1142.8834 | 1158.8132 | 0
2018-03-06 17:00 | 0 | 1149.2784 | 1146.8362 | 0
2018-03-06 18:00 | 0 | 1131.2378 | 1050.6198 | 0
2018-03-06 19:00 | 0 | 1190.3225 | 1157.0471 | 0
2018-03-06 20:00 | 0 | 1120.1486 | 1161.322 | 0
2018-03-06 21:00 | 0 | 1115.0684 | 1201.7455 | 0
2018-03-06 22:00 | 0 | 1119.248 | 1141.8153 | 0
2018-03-06 23:00 | 0 | 1200.128 | 1190.0576 | 0
2018-03-07 | 0 | 1182.1499 | 1190.858 | 0
2018-03-07 01:00 | 0 | 1199.1938 | 1189.92 | 0
2018-03-07 02:00 | 0 | 1139.8323 | 1099.0853 | 0
2018-03-07 03:00 | 0 | 1123.6399 | 1197.3625 | 0
2018-03-07 04:00 | 0 | 1148.2488 | 1155.9912 | 0
2018-03-07 05:00 | 0 | 1195.0596 | 1185.837 | 0
2018-03-07 06:00 | 0 | 1196.4683 | 1264.8596 | 0
2018-03-07 07:00 | 0 | 1061.339 | 1105.5912 | 0
2018-03-07 08:00 | 0 | 1044.3419 | 1050.7286 | 0
2018-03-07 09:00 | 0 | 1057.0818 | 1071.0753 | 0
2018-03-07 10:00 | 0 | 1167.4366 | 1149.1394 | 0
2018-03-07 11:00 | 0 | 1049.1774 | 1110.7554 | 0
2018-03-07 12:00 | 0 | 1151.7229 | 1135.0912 | 0
2018-03-07 13:00 | 0 | 1099.9617 | 1090.005 | 0
2018-03-07 14:00 | 0 | 1140.0804 | 1095.9302 | 0
2018-03-07 15:00 | 0 | 1164.9182 | 1174.5348 | 0
2018-03-07 16:00 | 0 | 1172.5945 | 1142.6714 | 0
2018-03-07 17:00 | 0 | 1105.6847 | 1128.9006 | 0
2018-03-07 18:00 | 0 | 1097.624 | 1068.6991 | 0
2018-03-07 19:00 | 0 | 1141.7789 | 1176.1575 | 0
2018-03-07 20:00 | 0 | 1141.9171 | 1165.7284 | 0
2018-03-07 21:00 | 0 | 1161.3143 | 1121.7413 | 0
2018-03-07 22:00 | 0 | 1159.7205 | 1218.857 | 0
2018-03-07 23:00 | 0 | 1192.3884 | 1212.1395 | 0
2018-03-08 | 0 | 1204.4663 | 1199.3948 | 0
2018-03-08 01:00 | 0 | 1149.3597 | 1173.9376 | 0
2018-03-08 02:00 | 0 | 1124.2139 | 1072.6296 | 0
2018-03-08 03:00 | 0 | 1200.7249 | 1184.929 | 0
2018-03-08 04:00 | 0 | 1082.3713 | 1118.1497 | 0
2018-03-08 05:00 | 0 | 1111.1182 | 1184.0504 | 0
2018-03-08 06:00 | 0 | 1191.6991 | 1208.763 | 0
2018-03-08 07:00 | 0 | 1146.314 | 1189.8835 | 0
2018-03-08 08:00 | 0 | 1086.2745 | 1101.4419 | 0
2018-03-08 09:00 | 0 | 1047.5745 | 1081.5039 | 0
2018-03-08 10:00 | 0 | 1131.9447 | 1155.3846 | 0
2018-03-08 11:00 | 0 | 1050.6722 | 1102.5732 | 0
2018-03-08 12:00 | 0 | 1144.5416 | 1148.6847 | 0
2018-03-08 13:00 | 0 | 1137.3708 | 1125.11 | 0
2018-03-08 14:00 | 0 | 1095.9302 | 1130.3766 | 0
2018-03-08 15:00 | 0 | 1129.6292 | 1147.3911 | 0
2018-03-08 16:00 | 0 | 1151.9939 | 1131.7595 | 0
2018-03-08 17:00 | 0 | 1131.6768 | 1148.684 | 0
2018-03-08 18:00 | 0 | 1151.7878 | 1116.8112 | 0
2018-03-08 19:00 | 0 | 1148.44 | 1156.5659 | 0
2018-03-08 20:00 | 0 | 1157.7085 | 1140.2712 | 0
2018-03-08 21:00 | 0 | 1197.0222 | 1089.956 | 0
2018-03-08 22:00 | 0 | 1131.1565 | 854.4456 | 0
2018-03-08 23:00 | 0 | 1138.1012 | 0 | 0
2018-03-09 | 0 | 1186.1566 | 0 | 0
2018-03-09 01:00 | 0 | 1181.4768 | 0 | 0
2018-03-09 02:00 | 0 | 1182.4618 | 0 | 0
2018-03-09 03:00 | 0 | 1150.5522 | 0 | 0
2018-03-09 04:00 | 0 | 1143.9113 | 0 | 0
2018-03-09 05:00 | 0 | 1121.9827 | 0 | 0
2018-03-09 06:00 | 0 | 1199.6367 | 0 | 0
2018-03-09 07:00 | 0 | 1158.9017 | 0 | 0
2018-03-09 08:00 | 0 | 1068.5519 | 0 | 0
2018-03-09 09:00 | 0 | 1081.7277 | 0 | 0
2018-03-09 10:00 | 0 | 1159.315 | 0 | 0
2018-03-09 11:00 | 0 | 1050.0353 | 0 | 0
2018-03-09 12:00 | 0 | 1186.4548 | 0 | 0
2018-03-09 13:00 | 0 | 1133.0002 | 0 | 0
2018-03-09 14:00 | 0 | 1111.9858 | 0 | 0
2018-03-09 15:00 | 0 | 1091.2383 | 0 | 0
2018-03-09 16:00 | 0 | 1136.533 | 0 | 0
2018-03-09 17:00 | 0 | 1119.169 | 0 | 0
2018-03-09 18:00 | 0 | 1133.9526 | 0 | 0
2018-03-09 19:00 | 0 | 1133.777 | 0 | 0
2018-03-09 20:00 | 0 | 1196.3857 | 0 | 0
2018-03-09 21:00 | 0 | 1136.4006 | 0 | 0
2018-03-09 22:00 | 0 | 1101.8403 | 0 | 0
2018-03-09 23:00 | 0 | 1193.2246 | 0 | 0
2018-03-10 | 0 | 1099.2312 | 0 | 0
2018-03-10 01:00 | 0 | 1197.8496 | 841.6151 | 0
2018-03-10 02:00 | 0 | 1140.1517 | 1184.2036 | 0
2018-03-10 03:00 | 0 | 1164.7195 | 1165.1556 | 0
2018-03-10 04:00 | 0 | 1136.0505 | 1159.2527 | 0
2018-03-10 05:00 | 0 | 1115.3407 | 1134.7294 | 0
2018-03-10 06:00 | 0 | 1228.7432 | 1157.1296 | 0
2018-03-10 07:00 | 0 | 1101.0062 | 1175.5991 | 0
2018-03-10 08:00 | 0 | 1103.9504 | 1096.3534 | 0
2018-03-10 09:00 | 0 | 1061.6003 | 1065.8552 | 0
2018-03-10 10:00 | 0 | 1091.5815 | 1064.3768 | 0
2018-03-10 11:00 | 0 | 1164.5647 | 1037.2574 | 0
2018-03-10 12:00 | 0 | 1140.5618 | 1131.8866 | 0
2018-03-10 13:00 | 0 | 1084.0109 | 1096.3601 | 0
2018-03-10 14:00 | 0 | 1129.5472 | 1082.9966 | 0
2018-03-10 15:00 | 0 | 1173.9763 | 1185.1018 | 0
2018-03-10 16:00 | 0 | 1153.8915 | 1133.8507 | 0
2018-03-10 17:00 | 0 | 1171.5051 | 1161.0796 | 0
2018-03-10 18:00 | 0 | 1149.0475 | 1097.7527 | 0
2018-03-10 19:00 | 0 | 1171.8 | 1183.329 | 0
2018-03-10 20:00 | 0 | 1130.5679 | 1111.4565 | 0
2018-03-10 21:00 | 0 | 1071.8313 | 1114.964 | 0
2018-03-10 22:00 | 0 | 1114.7747 | 1148.7485 | 0
2018-03-10 23:00 | 0 | 1149.887 | 1106.1926 | 6114.1976
2018-03-11 | 0 | 1181.6925 | 1183.0732 | 6718.3149
2018-03-11 01:00 | 0 | 1136.2698 | 1173.9683 | 7233.8175
2018-03-11 02:00 | 0 | 1125.7551 | 1146.3875 | 7804.2388
2018-03-11 03:00 | 0 | 1194.4207 | 1168.6885 | 8177.4187
2018-03-11 04:00 | 0 | 1098.7637 | 1095.4636 | 8494.0854
2018-03-11 05:00 | 0 | 1127.1775 | 1126.9011 | 8541.3639
2018-03-11 06:00 | 0 | 1130.188 | 1202.7241 | 8460.3382
2018-03-11 07:00 | 0 | 1152.5364 | 1159.3827 | 8362.3166
2018-03-11 08:00 | 0 | 1106.4653 | 1141.4949 | 8212.4697
2018-03-11 09:00 | 0 | 1072.6794 | 1067.4521 | 7986.4034
2018-03-11 10:00 | 0 | 1160.5181 | 1153.2607 | 0
2018-03-11 11:00 | 0 | 1085.4788 | 1106.9009 | 0
2018-03-11 12:00 | 0 | 1158.112 | 1143.0558 | 0
2018-03-11 13:00 | 0 | 1103.544 | 1107.1963 | 0
2018-03-11 14:00 | 0 | 1080.0962 | 1143.6267 | 0
2018-03-11 15:00 | 0 | 1147.5437 | 1111.8179 | 0
2018-03-11 16:00 | 0 | 1153.5886 | 1149.1002 | 0
2018-03-11 17:00 | 0 | 1134.259 | 1061.3315 | 5047.8782
2018-03-11 18:00 | 0 | 1125.1948 | 1124.7081 | 5138.4602
2018-03-11 19:00 | 0 | 1186.4996 | 1158.5066 | 5304.1436
2018-03-11 20:00 | 0 | 1107.6467 | 1130.1831 | 5439.9164
2018-03-11 21:00 | 0 | 1145.4009 | 1159.0558 | 5429.6616
2018-03-11 22:00 | 0 | 1137.8579 | 1193.3302 | 5802.3325
2018-03-11 23:00 | 0 | 1190.1403 | 1206.7023 | 6252.6061
2018-03-12 | 0 | 1247.8029 | 1178.4604 | 6765.1616
2018-03-12 01:00 | 0 | 1185.0204 | 1169.8057 | 7353.8558
2018-03-12 02:00 | 535.7646 | 1144.1104 | 1199.5265 | 7733.8725
2018-03-12 03:00 | 893.007 | 525.0105 | 1171.8491 | 7955.2685
2018-03-12 04:00 | 868.4959 | 0 | 1136.7732 | 8234.9719
2018-03-12 05:00 | 882.1924 | 0 | 1151.0095 | 8333.0328
2018-03-12 06:00 | 882.1062 | 0 | 1047.0105 | 8194.3509
2018-03-12 07:00 | 951.215 | 0 | 1165.3193 | 8109.9487
2018-03-12 08:00 | 943.2202 | 0 | 1050.8962 | 7946.9675
2018-03-12 09:00 | 1006.0943 | 0 | 1110.9535 | 7793.5245
2018-03-12 10:00 | 899.07 | 0 | 1056.3511 | 7302.1476
2018-03-12 11:00 | 1031.5942 | 0 | 1126.5448 | 6941.3625
2018-03-12 12:00 | 987.1679 | 0 | 1136.7183 | 6671.7666
2018-03-12 13:00 | 872.0248 | 0 | 1052.1565 | 6398.3344
2018-03-12 14:00 | 906.2975 | 0 | 1123.3173 | 0
2018-03-12 15:00 | 977.955 | 0 | 1117.141 | 0
2018-03-12 16:00 | 966.1997 | 0 | 1107.2827 | 0
2018-03-12 17:00 | 1022.5281 | 0 | 1127.7848 | 0
2018-03-12 18:00 | 851.2631 | 0 | 1114.6946 | 0
2018-03-12 19:00 | 948.6238 | 0 | 1138.106 | 0
2018-03-12 20:00 | 932.1132 | 0 | 1173.9624 | 0
2018-03-12 21:00 | 1117.9058 | 0 | 1129.4197 | 0
2018-03-12 22:00 | 875.9885 | 0 | 1153.0466 | 0
2018-03-12 23:00 | 995.0732 | 0 | 1194.7786 | 0
2018-03-13 | 1163.5331 | 0 | 1217.1394 | 0
2018-03-13 01:00 | 906.4743 | 0 | 1118.2881 | 0
2018-03-13 02:00 | 941.9094 | 0 | 1161.0836 | 0
2018-03-13 03:00 | 840.2177 | 0 | 1146.9266 | 0
2018-03-13 04:00 | 952.5793 | 0 | 1122.9893 | 0
2018-03-13 05:00 | 881.14 | 0 | 1129.6792 | 0
2018-03-13 06:00 | 939.0469 | 0 | 1183.941 | 0
2018-03-13 07:00 | 919.3177 | 0 | 1122.2329 | 0
2018-03-13 08:00 | 750.1095 | 0 | 1075.0852 | 0
2018-03-13 09:00 | 889.0256 | 0 | 1081.6404 | 0
2018-03-13 10:00 | 793.5375 | 0 | 1125.3555 | 0
2018-03-13 11:00 | 921.0851 | 0 | 1123.9291 | 0
2018-03-13 12:00 | 882.402 | 0 | 1196.3108 | 0
2018-03-13 13:00 | 1091.4172 | 0 | 1083.7365 | 0
2018-03-13 14:00 | 1014.9095 | 0 | 1094.4277 | 0
2018-03-13 15:00 | 870.391 | 0 | 1090.9424 | 0
2018-03-13 16:00 | 709.3353 | 0 | 1108.0035 | 0
2018-03-13 17:00 | 978.7959 | 0 | 1177.6735 | 0
2018-03-13 18:00 | 837.4503 | 0 | 1130.816 | 0
2018-03-13 19:00 | 1013.1237 | 0 | 1165.3496 | 0
2018-03-13 20:00 | 857.9648 | 0 | 1102.4368 | 0
2018-03-13 21:00 | 805.1623 | 0 | 1087.532 | 0
2018-03-13 22:00 | 969.9553 | 0 | 1180.2102 | 0
2018-03-13 23:00 | 984.5867 | 0 | 1127.4108 | 0
2018-03-14 | 947.14 | 0 | 1200.104 | 0
2018-03-14 01:00 | 939.9696 | 0 | 1173.2218 | 0
2018-03-14 02:00 | 887.9308 | 0 | 1166.384 | 0
2018-03-14 03:00 | 901.0917 | 0 | 1161.1348 | 0
2018-03-14 04:00 | 858.0873 | 0 | 1220.8037 | 0
2018-03-14 05:00 | 953.9442 | 0 | 1143.4612 | 0
2018-03-14 06:00 | 942.7387 | 0 | 1174.7435 | 0
2018-03-14 07:00 | 947.8771 | 0 | 2013.6511 | 0
2018-03-14 08:00 | 911.5115 | 0 | 2255.398 | 0
2018-03-14 09:00 | 808.1112 | 0 | 2154.3525 | 0
2018-03-14 10:00 | 751.7855 | 0 | 2265.9175 | 0
2018-03-14 11:00 | 812.6384 | 0 | 2177.1128 | 0
2018-03-14 12:00 | 881.0997 | 0 | 2326.6565 | 0
2018-03-14 13:00 | 1044.844 | 0 | 2280.2903 | 0
2018-03-14 14:00 | 889.009 | 0 | 2225.8074 | 0
2018-03-14 15:00 | 951.8834 | 0 | 2260.7676 | 0
2018-03-14 16:00 | 1185.0472 | 0 | 2276.4644 | 0
2018-03-14 17:00 | 772.7233 | 0 | 2241.621 | 0
2018-03-14 18:00 | 1055.4668 | 0 | 2246.2825 | 0
2018-03-14 19:00 | 1017.6766 | 0 | 2375.3252 | 0
2018-03-14 20:00 | 885.4193 | 0 | 2318.1963 | 0
2018-03-14 21:00 | 982.147 | 0 | 2237.6646 | 0
2018-03-14 22:00 | 1042.3114 | 0 | 2284.3848 | 0
2018-03-14 23:00 | 1025.2957 | 0 | 2341.7756 | 0
2018-03-15 | 989.4227 | 0 | 2344.7747 | 0
2018-03-15 01:00 | 921.7967 | 0 | 2292.3494 | 0
2018-03-15 02:00 | 837.1138 | 0 | 2222.267 | 0
2018-03-15 03:00 | 817.5702 | 0 | 2210.0298 | 0
2018-03-15 04:00 | 937.9423 | 0 | 2393.5454 | 0
2018-03-15 05:00 | 1067.439 | 0 | 2239.8916 | 0
2018-03-15 06:00 | 927.8857 | 0 | 2295.3564 | 0
2018-03-15 07:00 | 904.3279 | 0 | 2286.2405 | 0
2018-03-15 08:00 | 996.5684 | 0 | 2085.598 | 0
2018-03-15 09:00 | 877.8787 | 0 | 2167.4722 | 0
2018-03-15 10:00 | 847.9991 | 0 | 2140.137 | 0
2018-03-15 11:00 | 1029.6821 | 0 | 2187.3213 | 0
2018-03-15 12:00 | 1006.386 | 0 | 2252.1743 | 0
2018-03-15 13:00 | 1003.8177 | 0 | 2217.959 | 0
2018-03-15 14:00 | 879.1336 | 0 | 2178.327 | 0
2018-03-15 15:00 | 948.0701 | 0 | 2227.6475 | 0
2018-03-15 16:00 | 941.5226 | 0 | 2277.5327 | 0
2018-03-15 17:00 | 928.9478 | 0 | 2341.632 | 0
2018-03-15 18:00 | 904.9428 | 0 | 2155.6772 | 0
2018-03-15 19:00 | 919.3861 | 0 | 2289.9365 | 0
2018-03-15 20:00 | 1074.3678 | 0 | 2346.4634 | 0
2018-03-15 21:00 | 855.6036 | 0 | 2286.894 | 0
2018-03-15 22:00 | 1001.5951 | 0 | 2329.6997 | 0
2018-03-15 23:00 | 864.0793 | 0 | 2252.4556 | 0
2018-03-16 | 1106.3992 | 0 | 2304.8784 | 0
2018-03-16 01:00 | 964.9515 | 0 | 2435.9324 | 0
2018-03-16 02:00 | 858.5723 | 0 | 2221.5505 | 0
2018-03-16 03:00 | 980.3658 | 0 | 2246.7217 | 0
2018-03-16 04:00 | 1020.5771 | 0 | 2304.5403 | 0
2018-03-16 05:00 | 863.4479 | 0 | 2346.1104 | 0
2018-03-16 06:00 | 944.5414 | 0 | 2276.8633 | 0
2018-03-16 07:00 | 883.5574 | 0 | 2229.626 | 0
2018-03-16 08:00 | 933.7817 | 0 | 2112.8838 | 0
2018-03-16 09:00 | 892.1339 | 0 | 2107.8792 | 0
2018-03-16 10:00 | 928.4304 | 0 | 2253.187 | 0
2018-03-16 11:00 | 888.3466 | 0 | 2289.6987 | 0
2018-03-16 12:00 | 1093.0399 | 0 | 2308.3298 | 0
2018-03-16 13:00 | 858.6438 | 0 | 2268.448 | 0
2018-03-16 14:00 | 964.7401 | 0 | 2222.2424 | 0
2018-03-16 15:00 | 883.1385 | 0 | 2229.521 | 0
2018-03-16 16:00 | 949.6898 | 0 | 2281.2148 | 0
2018-03-16 17:00 | 846.2275 | 0 | 2220.4504 | 0
2018-03-16 18:00 | 970.3323 | 0 | 2259.0571 | 0
2018-03-16 19:00 | 1023.9841 | 0 | 2301.313 | 0
2018-03-16 20:00 | 926.6993 | 0 | 2309.4878 | 0
2018-03-16 21:00 | 942.0752 | 0 | 2274.6467 | 0
2018-03-16 22:00 | 944.9841 | 0 | 2311.1191 | 0
2018-03-16 23:00 | 1034.7931 | 0 | 2339.402 | 0
2018-03-17 | 951.2188 | 0 | 2392.2607 | 0
2018-03-17 01:00 | 948.5357 | 0 | 2265.7095 | 0
2018-03-17 02:00 | 980.5586 | 0 | 2201.474 | 0
2018-03-17 03:00 | 862.062 | 0 | 2301.552 | 0
2018-03-17 04:00 | 1014.7546 | 0 | 2266.2356 | 0
2018-03-17 05:00 | 925.2282 | 0 | 2242.7256 | 0
2018-03-17 06:00 | 969.8077 | 0 | 2339.913 | 0
2018-03-17 07:00 | 965.1268 | 0 | 2325.4697 | 0
2018-03-17 08:00 | 1027.9955 | 0 | 2072.7925 | 0
2018-03-17 09:00 | 902.6638 | 0 | 2063.7146 | 0
2018-03-17 10:00 | 778.1906 | 0 | 2278.776 | 0
2018-03-17 11:00 | 947.6423 | 0 | 2221.0952 | 0
2018-03-17 12:00 | 786.0316 | 0 | 2266.182 | 0
2018-03-17 13:00 | 939.1896 | 0 | 2209.7856 | 0
2018-03-17 14:00 | 865.7971 | 0 | 2304.8018 | 0
2018-03-17 15:00 | 1004.3103 | 0 | 2264.733 | 0
2018-03-17 16:00 | 936.6548 | 0 | 2261.83 | 0
2018-03-17 17:00 | 894.4258 | 0 | 2245.7715 | 0
2018-03-17 18:00 | 890.3456 | 0 | 2219.875 | 0
2018-03-17 19:00 | 1022.6342 | 0 | 2291.5737 | 4940.7427
2018-03-17 20:00 | 988.0964 | 0 | 2297.6648 | 5252.7708
2018-03-17 21:00 | 1070.2046 | 0 | 1361.6921 | 5709.4398
2018-03-17 22:00 | 798.5892 | 0 | 1138.1925 | 6341.3694
2018-03-17 23:00 | 965.0032 | 0 | 1158.4634 | 6837.7362
2018-03-18 | 923.1859 | 0 | 1217.2661 | 7493.1746
2018-03-18 01:00 | 937.647 | 0 | 1132.72 | 8285.6189
2018-03-18 02:00 | 1035.7057 | 0 | 1179.2944 | 8718.1691
2018-03-18 03:00 | 974.4093 | 0 | 1228.9105 | 0
2018-03-18 04:00 | 910.321 | 0 | 1045.3861 | 0
2018-03-18 05:00 | 881.2822 | 0 | 1167.2742 | 0
2018-03-18 06:00 | 936.9003 | 0 | 1235.0044 | 0
2018-03-18 07:00 | 842.7582 | 0 | 1119.6664 | 0
2018-03-18 08:00 | 832.8379 | 0 | 1066.1594 | 0
2018-03-18 09:00 | 838.7883 | 0 | 1050.973 | 0
2018-03-18 10:00 | 851.3062 | 0 | 1147.7872 | 0
2018-03-18 11:00 | 1079.37 | 0 | 1055.5979 | 0
2018-03-18 12:00 | 1035.1726 | 0 | 1143.7701 | 0
2018-03-18 13:00 | 816.5015 | 0 | 1114.4254 | 0
2018-03-18 14:00 | 798.5303 | 0 | 1156.101 | 5804.7017
2018-03-18 15:00 | 847.6164 | 0 | 1173.3003 | 5355.4776
2018-03-18 16:00 | 771.0984 | 0 | 1069.3649 | 4966.0947
2018-03-18 17:00 | 1013.4389 | 0 | 1171.9231 | 4678.3503
2018-03-18 18:00 | 892.6666 | 0 | 1096.5116 | 4640.1548
2018-03-18 19:00 | 878.4035 | 0 | 1159.6208 | 4678.5352
2018-03-18 20:00 | 905.0129 | 0 | 1223.1608 | 4804.5296
2018-03-18 21:00 | 1027.8014 | 0 | 1160.2761 | 5109.6126
2018-03-18 22:00 | 1034.4065 | 0 | 1098.7102 | 5853.7447
2018-03-18 23:00 | 806.6447 | 0 | 1190.7367 | 6431.6769
2018-03-19 | 789.5294 | 0 | 1096.6841 | 7008.344
2018-03-19 01:00 | 953.523 | 0 | 1132.0837 | 7596.5658
2018-03-19 02:00 | 841.5889 | 0 | 1112.932 | 8043.816
2018-03-19 03:00 | 903.319 | 0 | 1115.9031 | 8364.0217
2018-03-19 04:00 | 933.6268 | 0 | 1181.4971 | 8688.3453
2018-03-19 05:00 | 1122.627 | 0 | 1098.1448 | 8929.2181
2018-03-19 06:00 | 1021.8038 | 0 | 1094.134 | 8993.1183
2018-03-19 07:00 | 955.5872 | 0 | 1136.7269 | 9045.9425
2018-03-19 08:00 | 967.4636 | 0 | 1087.0238 | 8864.6199
2018-03-19 09:00 | 830.763 | 0 | 1075.7141 | 8810.8564
2018-03-19 10:00 | 759.5584 | 0 | 1139.1874 | 8208.184
2018-03-19 11:00 | 849.3195 | 0 | 1070.9469 | 0
2018-03-19 12:00 | 915.4097 | 0 | 1141.6398 | 0
2018-03-19 13:00 | 852.2784 | 0 | 1115.9254 | 0
2018-03-19 14:00 | 855.7361 | 0 | 1112.3975 | 0
2018-03-19 15:00 | 889.6273 | 0 | 1134.4521 | 0
2018-03-19 16:00 | 1120.9824 | 0 | 1095.3073 | 0
2018-03-19 17:00 | 869.404 | 0 | 1144.4639 | 0
2018-03-19 18:00 | 917.4423 | 0 | 1141.4807 | 0
2018-03-19 19:00 | 1008.871 | 0 | 1151.0533 | 0
2018-03-19 20:00 | 937.5975 | 0 | 1117.3481 | 0
2018-03-19 21:00 | 860.6612 | 0 | 1108.9191 | 0
2018-03-19 22:00 | 924.9847 | 0 | 1136.2609 | 0
2018-03-19 23:00 | 958.1148 | 0 | 1199.3505 | 0
2018-03-20 | 241.3238 | 0 | 1195.6355 | 0
2018-03-20 01:00 | 0 | 0 | 1205.7865 | 0
2018-03-20 02:00 | 0 | 0 | 1089.0491 | 0
2018-03-20 03:00 | 0 | 0 | 1163.1738 | 0
2018-03-20 04:00 | 0 | 0 | 1137.74 | 0
2018-03-20 05:00 | 0 | 0 | 1138.9519 | 0
2018-03-20 06:00 | 0 | 0 | 1125.7788 | 0
2018-03-20 07:00 | 0 | 0 | 1155.337 | 0
2018-03-20 08:00 | 0 | 0 | 1107.3472 | 0
2018-03-20 09:00 | 0 | 0 | 1085.8457 | 0
2018-03-20 10:00 | 0 | 0 | 1112.5511 | 0
2018-03-20 11:00 | 0 | 0 | 1052.4109 | 0
2018-03-20 12:00 | 0 | 0 | 1171.2987 | 0
2018-03-20 13:00 | 0 | 0 | 1098.3568 | 0
2018-03-20 14:00 | 0 | 0 | 1067.8085 | 0
2018-03-20 15:00 | 0 | 0 | 1160.1155 | 0
2018-03-20 16:00 | 0 | 0 | 1172.8453 | 0
2018-03-20 17:00 | 0 | 0 | 1163.3914 | 0
2018-03-20 18:00 | 0 | 0 | 1190.0323 | 0
2018-03-20 19:00 | 0 | 0 | 1177.7125 | 0
2018-03-20 20:00 | 0 | 0 | 1140.9226 | 0
2018-03-20 21:00 | 0 | 0 | 1182.927 | 0
2018-03-20 22:00 | 0 | 0 | 1168.6702 | 0
2018-03-20 23:00 | 0 | 0 | 1110.9531 | 0
2018-03-21 | 0 | 0 | 1165.949 | 0
2018-03-21 01:00 | 0 | 0 | 1196.7461 | 0
2018-03-21 02:00 | 0 | 0 | 1088.128 | 0
2018-03-21 03:00 | 0 | 0 | 1101.5964 | 0
2018-03-21 04:00 | 0 | 0 | 1157.4487 | 0
2018-03-21 05:00 | 0 | 0 | 1142.4158 | 0
2018-03-21 06:00 | 0 | 0 | 1137.5817 | 0
2018-03-21 07:00 | 0 | 0 | 1115.7158 | 0
2018-03-21 08:00 | 0 | 0 | 1030.4746 | 0
2018-03-21 09:00 | 0 | 0 | 1120.2556 | 0
2018-03-21 10:00 | 0 | 0 | 1043.5447 | 0
2018-03-21 11:00 | 0 | 0 | 1077.5417 | 0
2018-03-21 12:00 | 0 | 0 | 1188.6659 | 0
2018-03-21 13:00 | 0 | 0 | 1165.8357 | 0
2018-03-21 14:00 | 0 | 0 | 1136.1437 | 0
2018-03-21 15:00 | 0 | 0 | 1139.9998 | 0
2018-03-21 16:00 | 0 | 0 | 1131.553 | 0
2018-03-21 17:00 | 0 | 0 | 1128.096 | 0
2018-03-21 18:00 | 0 | 0 | 1099.3171 | 0
2018-03-21 19:00 | 0 | 0 | 1174.0212 | 0
2018-03-21 20:00 | 0 | 0 | 1131.6807 | 0
2018-03-21 21:00 | 0 | 0 | 1131.7745 | 0
2018-03-21 22:00 | 0 | 0 | 1109.369 | 0
2018-03-21 23:00 | 0 | 0 | 1148.2817 | 0
2018-03-22 | 0 | 0 | 1176.8424 | 0
2018-03-22 01:00 | 0 | 0 | 1132.9995 | 0
2018-03-22 02:00 | 0 | 0 | 1112.666 | 0
2018-03-22 03:00 | 0 | 0 | 1112.3341 | 0
2018-03-22 04:00 | 0 | 0 | 1116.5396 | 0
2018-03-22 05:00 | 0 | 0 | 1181.8948 | 0
2018-03-22 06:00 | 0 | 0 | 1136.4692 | 0
2018-03-22 07:00 | 0 | 0 | 1134.3278 | 0
2018-03-22 08:00 | 0 | 0 | 1035.594 | 0
2018-03-22 09:00 | 0 | 0 | 1031.1919 | 0
2018-03-22 10:00 | 0 | 0 | 1098.088 | 0
2018-03-22 11:00 | 0 | 0 | 1059.4253 | 0
2018-03-22 12:00 | 0 | 0 | 1131.4976 | 0
2018-03-22 13:00 | 0 | 0 | 1087.8794 | 0
2018-03-22 14:00 | 0 | 0 | 1154.2405 | 0
2018-03-22 15:00 | 0 | 0 | 1164.6937 | 0
2018-03-22 16:00 | 0 | 0 | 1154.2789 | 0
2018-03-22 17:00 | 0 | 0 | 1168.8489 | 5036.7734
2018-03-22 18:00 | 0 | 0 | 1162.2573 | 4936.1277
2018-03-22 19:00 | 0 | 0 | 1164.388 | 5063.821
2018-03-22 20:00 | 0 | 0 | 1200.3599 | 5301.6272
2018-03-22 21:00 | 0 | 0 | 0 | 5827.9852
2018-03-22 22:00 | 0 | 0 | 0 | 6620.815
2018-03-22 23:00 | 0 | 0 | 0 | 7325.6659
2018-03-23 | 0 | 0 | 0 | 7701.2362
2018-03-23 01:00 | 0 | 0 | 0 | 7939.7452
2018-03-23 02:00 | 0 | 0 | 0 | 8256.8248
2018-03-23 03:00 | 0 | 0 | 0 | 8415.7851
2018-03-23 04:00 | 0 | 0 | 0 | 0
2018-03-23 05:00 | 0 | 0 | 0 | 0
2018-03-23 06:00 | 0 | 0 | 0 | 0
2018-03-23 07:00 | 0 | 0 | 0 | 0
2018-03-23 08:00 | 0 | 0 | 0 | 0
2018-03-23 09:00 | 0 | 0 | 0 | 0
2018-03-23 10:00 | 0 | 0 | 0 | 0
2018-03-23 11:00 | 0 | 0 | 0 | 0
2018-03-23 12:00 | 0 | 270.472 | 0 | 0
2018-03-23 13:00 | 0 | 1115.415 | 0 | 0
2018-03-23 14:00 | 0 | 1104.3865 | 0 | 0
2018-03-23 15:00 | 0 | 1152.4407 | 0 | 0
2018-03-23 16:00 | 0 | 1158.6033 | 0 | 0
2018-03-23 17:00 | 0 | 1158.1965 | 0 | 0
2018-03-23 18:00 | 0 | 1151.6682 | 0 | 0
2018-03-23 19:00 | 0 | 1164.5624 | 0 | 0
2018-03-23 20:00 | 0 | 1167.5505 | 0 | 0
2018-03-23 21:00 | 0 | 1149.9977 | 0 | 0
2018-03-23 22:00 | 0 | 1162.7864 | 0 | 0
2018-03-23 23:00 | 0 | 1172.3369 | 0 | 0
2018-03-24 | 0 | 1146.9103 | 0 | 0
2018-03-24 01:00 | 0 | 1156.6396 | 0 | 0
2018-03-24 02:00 | 0 | 1201.8778 | 0 | 0
2018-03-24 03:00 | 0 | 1171.1555 | 0 | 0
2018-03-24 04:00 | 0 | 1143.5897 | 0 | 0
2018-03-24 05:00 | 0 | 1135.3701 | 0 | 0
2018-03-24 06:00 | 0 | 1173.8855 | 0 | 0
2018-03-24 07:00 | 0 | 1173.8783 | 0 | 0
2018-03-24 08:00 | 0 | 1080.1522 | 0 | 0
2018-03-24 09:00 | 0 | 1079.6915 | 0 | 0
2018-03-24 10:00 | 0 | 995.6982 | 0 | 0
2018-03-24 11:00 | 0 | 1077.0494 | 0 | 0
2018-03-24 12:00 | 0 | 1144.2334 | 0 | 0
2018-03-24 13:00 | 0 | 1076.3445 | 0 | 0
2018-03-24 14:00 | 0 | 1094.2937 | 0 | 0
2018-03-24 15:00 | 0 | 1084.4402 | 0 | 0
2018-03-24 16:00 | 0 | 1162.2018 | 0 | 0
2018-03-24 17:00 | 0 | 1081.5215 | 0 | 0
2018-03-24 18:00 | 0 | 1112.9164 | 0 | 0
2018-03-24 19:00 | 0 | 1115.7405 | 0 | 0
2018-03-24 20:00 | 0 | 1174.9612 | 0 | 0
2018-03-24 21:00 | 0 | 1117.979 | 0 | 0
2018-03-24 22:00 | 0 | 1107.2554 | 0 | 0
2018-03-24 23:00 | 0 | 1195.899 | 0 | 0
2018-03-25 | 0 | 1117.1772 | 0 | 0
2018-03-25 01:00 | 0 | 1133.3162 | 0 | 0
2018-03-25 02:00 | 0 | 1119.3826 | 0 | 0
2018-03-25 03:00 | 0 | 1137.0016 | 0 | 0
2018-03-25 04:00 | 0 | 1141.6664 | 0 | 0
2018-03-25 05:00 | 0 | 1185.1666 | 0 | 0
2018-03-25 06:00 | 0 | 1168.7703 | 0 | 0
2018-03-25 07:00 | 0 | 1109.1229 | 0 | 0
2018-03-25 08:00 | 0 | 1150.8484 | 0 | 0
2018-03-25 09:00 | 0 | 1106.103 | 0 | 0
2018-03-25 10:00 | 0 | 1070.0535 | 0 | 0
2018-03-25 11:00 | 0 | 1158.0007 | 0 | 0
2018-03-25 12:00 | 0 | 1165.6548 | 0 | 0
2018-03-25 13:00 | 0 | 1114.6077 | 0 | 0
2018-03-25 14:00 | 0 | 1100.3821 | 0 | 0
2018-03-25 15:00 | 0 | 1182.5741 | 0 | 0
2018-03-25 16:00 | 0 | 1182.7859 | 0 | 0
2018-03-25 17:00 | 0 | 1066.6919 | 0 | 0
2018-03-25 18:00 | 0 | 1078.5067 | 0 | 0
2018-03-25 19:00 | 0 | 1154.9805 | 0 | 5217.7772
2018-03-25 20:00 | 0 | 1144.888 | 0 | 5429.803
2018-03-25 21:00 | 0 | 1153.9995 | 0 | 5659.7055
2018-03-25 22:00 | 0 | 1088.9553 | 0 | 6350.1647
2018-03-25 23:00 | 0 | 1216.8855 | 0 | 6935.5369
2018-03-26 | 0 | 1168.0339 | 0 | 7445.3152
2018-03-26 01:00 | 0 | 1171.2539 | 0 | 8008.2883
2018-03-26 02:00 | 0 | 1096.2173 | 0 | 8442.4142
2018-03-26 03:00 | 0 | 1218.2787 | 0 | 8776.0008
2018-03-26 04:00 | 0 | 1090.2524 | 0 | 9001.6521
2018-03-26 05:00 | 0 | 1119.4623 | 0 | 9167.3812
2018-03-26 06:00 | 0 | 1182.6185 | 0 | 9241.182
2018-03-26 07:00 | 0 | 1162.7505 | 0 | 9207.4254
2018-03-26 08:00 | 0 | 1072.0798 | 0 | 8982.4194
2018-03-26 09:00 | 0 | 1094.5166 | 0 | 8720.3279
2018-03-26 10:00 | 0 | 1085.6335 | 0 | 7873.6496
2018-03-26 11:00 | 0 | 1107.6206 | 0 | 7293.6073
2018-03-26 12:00 | 0 | 1134.8188 | 0 | 6825.3765
2018-03-26 13:00 | 0 | 1150.8802 | 0 | 6379.6775
2018-03-26 14:00 | 0 | 1111.0438 | 0 | 5886.5712
2018-03-26 15:00 | 0 | 1132.1672 | 0 | 5434.9495
2018-03-26 16:00 | 0 | 1118.0308 | 0 | 5092.4235
2018-03-26 17:00 | 0 | 1113.7194 | 0 | 4898.934
2018-03-26 18:00 | 0 | 1143.698 | 0 | 4911.5661
2018-03-26 19:00 | 0 | 1198.487 | 0 | 0
2018-03-26 20:00 | 0 | 1151.8364 | 0 | 0
2018-03-26 21:00 | 0 | 1175.779 | 0 | 0
2018-03-26 22:00 | 0 | 1166.6135 | 0 | 0
2018-03-26 23:00 | 0 | 1167.1816 | 0 | 0
2018-03-27 | 0 | 1201.5701 | 0 | 0
2018-03-27 01:00 | 0 | 1149.1407 | 0 | 0
2018-03-27 02:00 | 0 | 1120.7463 | 0 | 0
2018-03-27 03:00 | 0 | 1185.5052 | 0 | 0
2018-03-27 04:00 | 0 | 1179.9451 | 0 | 0
2018-03-27 05:00 | 0 | 1094.7787 | 0 | 0
2018-03-27 06:00 | 0 | 1110.8638 | 0 | 0
2018-03-27 07:00 | 0 | 1106.8878 | 0 | 0
2018-03-27 08:00 | 0 | 1085.2725 | 0 | 0
2018-03-27 09:00 | 0 | 1068.1799 | 0 | 0
2018-03-27 10:00 | 0 | 1137.824 | 0 | 0
2018-03-27 11:00 | 0 | 1149.9302 | 0 | 0
2018-03-27 12:00 | 0 | 1090.2318 | 0 | 0
2018-03-27 13:00 | 0 | 1110.0066 | 0 | 0
2018-03-27 14:00 | 0 | 1112.5044 | 0 | 6058.6897
2018-03-27 15:00 | 0 | 1113.1967 | 0 | 5735.4797
2018-03-27 16:00 | 0 | 1155.6641 | 0 | 5526.7652
2018-03-27 17:00 | 0 | 1162.651 | 0 | 5416.2587
2018-03-27 18:00 | 0 | 1041.2708 | 0 | 5434.7467
2018-03-27 19:00 | 0 | 1154.2058 | 0 | 5537.8051
2018-03-27 20:00 | 0 | 1169.8304 | 0 | 5650.4844
2018-03-27 21:00 | 0 | 1150.6388 | 0 | 5617.8326
2018-03-27 22:00 | 0 | 1121.5673 | 0 | 5821.194
2018-03-27 23:00 | 0 | 1126.3977 | 0 | 6274.5771
2018-03-28 | 0 | 1192.2438 | 0 | 6818.2075
2018-03-28 01:00 | 0 | 1137.1757 | 0 | 7354.7015
2018-03-28 02:00 | 0 | 1139.9537 | 0 | 0
2018-03-28 03:00 | 0 | 1139.012 | 0 | 0
2018-03-28 04:00 | 0 | 1123.019 | 0 | 0
2018-03-28 05:00 | 0 | 1131.512 | 0 | 0
2018-03-28 06:00 | 0 | 1158.2544 | 0 | 0
2018-03-28 07:00 | 0 | 1139.502 | 0 | 0
2018-03-28 08:00 | 0 | 1044.6614 | 0 | 0
2018-03-28 09:00 | 0 | 1067.861 | 0 | 0
2018-03-28 10:00 | 0 | 1103.3236 | 0 | 0
2018-03-28 11:00 | 0 | 1100.5745 | 0 | 0
2018-03-28 12:00 | 0 | 1181.7766 | 0 | 0
2018-03-28 13:00 | 0 | 1169.8337 | 0 | 0
2018-03-28 14:00 | 0 | 1148.699 | 0 | 0
2018-03-28 15:00 | 0 | 1154.5483 | 0 | 0
2018-03-28 16:00 | 0 | 1152.4349 | 0 | 0
2018-03-28 17:00 | 0 | 1121.9983 | 0 | 0
2018-03-28 18:00 | 0 | 1067.8088 | 0 | 0
2018-03-28 19:00 | 0 | 1111.9517 | 0 | 0
2018-03-28 20:00 | 0 | 1128.3071 | 0 | 0
2018-03-28 21:00 | 0 | 1076.3295 | 0 | 0
2018-03-28 22:00 | 0 | 1124.5095 | 0 | 0
2018-03-28 23:00 | 0 | 1169.8926 | 0 | 0
2018-03-29 | 0 | 1220.4255 | 0 | 0
2018-03-29 01:00 | 0 | 1106.9565 | 0 | 0
2018-03-29 02:00 | 0 | 1131.9731 | 0 | 0
2018-03-29 03:00 | 0 | 1188.1157 | 0 | 0
2018-03-29 04:00 | 0 | 1150.4546 | 0 | 0
2018-03-29 05:00 | 0 | 1144.3517 | 0 | 0
2018-03-29 06:00 | 0 | 1170.6417 | 0 | 0
2018-03-29 07:00 | 0 | 1182.4359 | 0 | 0
2018-03-29 08:00 | 0 | 1106.0256 | 0 | 0
2018-03-29 09:00 | 0 | 1110.0791 | 0 | 0
2018-03-29 10:00 | 0 | 1108.2728 | 0 | 0
2018-03-29 11:00 | 0 | 1031.9991 | 0 | 0
2018-03-29 12:00 | 0 | 1169.7576 | 0 | 0
2018-03-29 13:00 | 0 | 1135.636 | 0 | 0
2018-03-29 14:00 | 0 | 1096.6483 | 0 | 0
2018-03-29 15:00 | 0 | 1146.1614 | 0 | 0
2018-03-29 16:00 | 0 | 1162.0184 | 0 | 0
2018-03-29 17:00 | 0 | 1088.6886 | 0 | 0
2018-03-29 18:00 | 0 | 1130.2739 | 0 | 0
2018-03-29 19:00 | 0 | 1179.8578 | 0 | 0
2018-03-29 20:00 | 0 | 1129.6453 | 0 | 0
2018-03-29 21:00 | 0 | 1095.9775 | 0 | 0
2018-03-29 22:00 | 0 | 1128.5509 | 0 | 0
2018-03-29 23:00 | 0 | 1164.9934 | 0 | 0
2018-03-30 | 0 | 1156.4951 | 0 | 0
2018-03-30 01:00 | 0 | 1188.77 | 0 | 0
2018-03-30 02:00 | 0 | 1201.5527 | 0 | 0
2018-03-30 03:00 | 0 | 1156.5399 | 0 | 0
2018-03-30 04:00 | 0 | 1164.1248 | 0 | 0
2018-03-30 05:00 | 0 | 1151.3539 | 0 | 0
2018-03-30 06:00 | 0 | 1156.2046 | 0 | 0
2018-03-30 07:00 | 0 | 1095.898 | 0 | 0
2018-03-30 08:00 | 0 | 1134.2169 | 0 | 0
2018-03-30 09:00 | 0 | 1126.1643 | 0 | 0
2018-03-30 10:00 | 0 | 1113.5364 | 0 | 0
2018-03-30 11:00 | 0 | 1179.6622 | 0 | 0
2018-03-30 12:00 | 0 | 1138.3696 | 0 | 0
2018-03-30 13:00 | 0 | 1118.8474 | 0 | 0
2018-03-30 14:00 | 0 | 1081.203 | 0 | 0
2018-03-30 15:00 | 0 | 1116.9622 | 0 | 0
2018-03-30 16:00 | 0 | 1153.4122 | 0 | 0
2018-03-30 17:00 | 0 | 1088.8088 | 0 | 0
2018-03-30 18:00 | 0 | 1089.7482 | 0 | 0
2018-03-30 19:00 | 0 | 1168.3254 | 0 | 0
2018-03-30 20:00 | 0 | 1101.8477 | 0 | 0
2018-03-30 21:00 | 0 | 1112.4143 | 0 | 0
2018-03-30 22:00 | 0 | 1208.1964 | 0 | 0
2018-03-30 23:00 | 0 | 1146.9935 | 0 | 0
2018-03-31 | 0 | 1126.1445 | 0 | 0
2018-03-31 01:00 | 0 | 1166.0366 | 0 | 0
2018-03-31 02:00 | 0 | 1163.6166 | 0 | 0
2018-03-31 03:00 | 0 | 1129.8522 | 0 | 7730.6189
2018-03-31 04:00 | 0 | 1169.0314 | 0 | 7897.4778
2018-03-31 05:00 | 0 | 1142.4988 | 0 | 7949.0074
2018-03-31 06:00 | 0 | 1069.9127 | 0 | 7840.9298
2018-03-31 07:00 | 0 | 1150.2134 | 0 | 7804.4226
2018-03-31 08:00 | 0 | 1034.7175 | 0 | 7602.0835
2018-03-31 09:00 | 0 | 1044.3071 | 0 | 7403.8989
2018-03-31 10:00 | 0 | 1166.3951 | 0 | 7001.5674
2018-03-31 11:00 | 0 | 1110.8715 | 0 | 6811.6599
2018-03-31 12:00 | 0 | 1148.2748 | 0 | 6657.0772
2018-03-31 13:00 | 0 | 1112.4434 | 0 | 0
2018-03-31 14:00 | 0 | 1024.6494 | 0 | 0
2018-03-31 15:00 | 0 | 0 | 0 | 0
2018-03-31 16:00 | 0 | 0 | 0 | 0
2018-03-31 17:00 | 0 | 0 | 0 | 0
2018-03-31 18:00 | 0 | 0 | 0 | 0
2018-03-31 19:00 | 0 | 0 | 0 | 0
2018-03-31 20:00 | 0 | 0 | 0 | 0
2018-03-31 21:00 | 0 | 0 | 0 | 0
2018-03-31 22:00 | 0 | 0 | 0 | 0
2018-03-31 23:00 | 0 | 0 | 0 | 0
2018-04-01 | 0 | 0 | 0 | 0
2018-04-01 01:00 | 0 | 0 | 0 | 0
2018-04-01 02:00 | 0 | 0 | 0 | 0
2018-04-01 03:00 | 0 | 0 | 0 | 0
2018-04-01 04:00 | 0 | 0 | 0 | 0
2018-04-01 05:00 | 0 | 0 | 0 | 0
2018-04-01 06:00 | 0 | 0 | 0 | 0
2018-04-01 07:00 | 0 | 0 | 0 | 0
2018-04-01 08:00 | 0 | 0 | 0 | 0
2018-04-01 09:00 | 0 | 0 | 0 | 0
2018-04-01 10:00 | 0 | 0 | 0 | 0
2018-04-01 11:00 | 0 | 0 | 0 | 0
2018-04-01 12:00 | 0 | 0 | 0 | 0
2018-04-01 13:00 | 0 | 0 | 0 | 0
2018-04-01 14:00 | 0 | 0 | 0 | 0
2018-04-01 15:00 | 0 | 0 | 0 | 0
2018-04-01 16:00 | 0 | 0 | 0 | 0
2018-04-01 17:00 | 0 | 0 | 0 | 0
2018-04-01 18:00 | 0 | 0 | 0 | 5625.5222
2018-04-01 19:00 | 0 | 0 | 0 | 5559.4317
2018-04-01 20:00 | 0 | 0 | 0 | 5590.5872
2018-04-01 21:00 | 0 | 0 | 0 | 5639.7082
2018-04-01 22:00 | 0 | 0 | 0 | 5911.4521
2018-04-01 23:00 | 0 | 0 | 0 | 6437.9768
2018-04-02 | 0 | 0 | 0 | 7060.0383
2018-04-02 01:00 | 0 | 0 | 0 | 7543.5166
2018-04-02 02:00 | 0 | 0 | 0 | 7852.9875
2018-04-02 03:00 | 0 | 0 | 0 | 8023.5183
2018-04-02 04:00 | 0 | 0 | 0 | 0
2018-04-02 05:00 | 0 | 0 | 0 | 8257.8903
2018-04-02 06:00 | 0 | 0 | 0 | 8122.7007
2018-04-02 07:00 | 0 | 0 | 0 | 8142.6525
2018-04-02 08:00 | 0 | 0 | 0 | 8034.4057
2018-04-02 09:00 | 0 | 0 | 0 | 7782.5975
2018-04-02 10:00 | 0 | 0 | 0 | 7302.1808
2018-04-02 11:00 | 0 | 0 | 0 | 7091.4973
2018-04-02 12:00 | 0 | 0 | 0 | 6770.6828
2018-04-02 13:00 | 0 | 0 | 0 | 6499.2099
2018-04-02 14:00 | 0 | 0 | 0 | 6194.75
2018-04-02 15:00 | 0 | 0 | 0 | 5827.9727
2018-04-02 16:00 | 0 | 0 | 0 | 5520.327
2018-04-02 17:00 | 0 | 0 | 0 | 5336.6295
2018-04-02 18:00 | 0 | 0 | 0 | 5338.0514
2018-04-02 19:00 | 0 | 0 | 0 | 5417.3474
2018-04-02 20:00 | 0 | 0 | 0 | 5537.4819
2018-04-02 21:00 | 0 | 0 | 0 | 0
2018-04-02 22:00 | 0 | 0 | 0 | 0
2018-04-02 23:00 | 0 | 0 | 0 | 0
2018-04-03 | 0 | 0 | 0 | 0
2018-04-03 01:00 | 0 | 0 | 0 | 0
2018-04-03 02:00 | 0 | 0 | 0 | 0
2018-04-03 03:00 | 0 | 0 | 0 | 0
2018-04-03 04:00 | 0 | 0 | 0 | 0
2018-04-03 05:00 | 0 | 0 | 0 | 0
2018-04-03 06:00 | 0 | 0 | 0 | 0
2018-04-03 07:00 | 0 | 0 | 0 | 0
2018-04-03 08:00 | 0 | 0 | 0 | 0
2018-04-03 09:00 | 0 | 0 | 0 | 0
2018-04-03 10:00 | 0 | 0 | 0 | 0
2018-04-03 11:00 | 0 | 0 | 0 | 0
2018-04-03 12:00 | 0 | 0 | 0 | 0
2018-04-03 13:00 | 0 | 0 | 0 | 6585.5334
2018-04-03 14:00 | 0 | 0 | 0 | 6325.5218
2018-04-03 15:00 | 0 | 0 | 0 | 6062.5898
2018-04-03 16:00 | 0 | 0 | 0 | 5779.7521
2018-04-03 17:00 | 0 | 0 | 0 | 5653.8976
2018-04-03 18:00 | 0 | 0 | 0 | 5689.3733
2018-04-03 19:00 | 0 | 0 | 0 | 5781.9461
2018-04-03 20:00 | 0 | 0 | 0 | 5866.6623
2018-04-03 21:00 | 0 | 0 | 0 | 5859.9068
2018-04-03 22:00 | 0 | 0 | 0 | 6149.9514
2018-04-03 23:00 | 0 | 0 | 0 | 6533.1876
2018-04-04 | 0 | 0 | 0 | 6907.8352
2018-04-04 01:00 | 0 | 0 | 0 | 0
2018-04-04 02:00 | 0 | 0 | 0 | 0
2018-04-04 03:00 | 0 | 0 | 0 | 0
2018-04-04 04:00 | 0 | 0 | 0 | 0
2018-04-04 05:00 | 0 | 0 | 0 | 0
2018-04-04 06:00 | 0 | 0 | 0 | 0
2018-04-04 07:00 | 0 | 0 | 0 | 0
2018-04-04 08:00 | 0 | 0 | 168.657 | 0
2018-04-04 09:00 | 0 | 0 | 999.595 | 0
2018-04-04 10:00 | 0 | 0 | 848.6542 | 0
2018-04-04 11:00 | 0 | 0 | 891.8895 | 0
2018-04-04 12:00 | 0 | 0 | 907.7161 | 0
2018-04-04 13:00 | 0 | 0 | 835.6438 | 0
2018-04-04 14:00 | 0 | 0 | 794.0717 | 0
2018-04-04 15:00 | 0 | 0 | 830.6102 | 0
2018-04-04 16:00 | 0 | 0 | 945.6451 | 0
2018-04-04 17:00 | 0 | 0 | 969.2636 | 0
2018-04-04 18:00 | 0 | 0 | 835.6872 | 0
2018-04-04 19:00 | 0 | 0 | 1020.1688 | 0
2018-04-04 20:00 | 0 | 0 | 1052.5667 | 0
2018-04-04 21:00 | 0 | 0 | 916.7111 | 0
2018-04-04 22:00 | 0 | 0 | 898.585 | 0
2018-04-04 23:00 | 0 | 0 | 998.0892 | 0
2018-04-05 | 0 | 0 | 910.9246 | 0
2018-04-05 01:00 | 0 | 0 | 1046.4902 | 0
2018-04-05 02:00 | 0 | 0 | 944.0834 | 0
2018-04-05 03:00 | 0 | 0 | 1010.889 | 0
2018-04-05 04:00 | 0 | 0 | 1091.3751 | 0
2018-04-05 05:00 | 0 | 0 | 948.9687 | 0
2018-04-05 06:00 | 0 | 0 | 975.4028 | 0
2018-04-05 07:00 | 0 | 0 | 812.5948 | 0
2018-04-05 08:00 | 0 | 0 | 853.388 | 0
2018-04-05 09:00 | 0 | 0 | 1059.8708 | 0
2018-04-05 10:00 | 0 | 0 | 889.0942 | 0
2018-04-05 11:00 | 0 | 0 | 811.2131 | 0
2018-04-05 12:00 | 0 | 0 | 1064.4662 | 0
2018-04-05 13:00 | 0 | 0 | 762.9456 | 0
2018-04-05 14:00 | 0 | 0 | 886.1077 | 0
2018-04-05 15:00 | 0 | 0 | 850.4135 | 0
2018-04-05 16:00 | 0 | 0 | 994.7584 | 0
2018-04-05 17:00 | 0 | 0 | 914.744 | 0
2018-04-05 18:00 | 0 | 0 | 924.4767 | 0
2018-04-05 19:00 | 0 | 0 | 964.5178 | 0
2018-04-05 20:00 | 0 | 0 | 1005.7637 | 0
2018-04-05 21:00 | 0 | 0 | 948.449 | 0
2018-04-05 22:00 | 0 | 0 | 904.4954 | 0
2018-04-05 23:00 | 0 | 0 | 970.4668 | 0
2018-04-06 | 0 | 0 | 881.6268 | 0
2018-04-06 01:00 | 0 | 0 | 924.2014 | 0
2018-04-06 02:00 | 0 | 0 | 938.2472 | 0
2018-04-06 03:00 | 0 | 0 | 895.3406 | 7887.5168
2018-04-06 04:00 | 0 | 0 | 992.9725 | 8096.7952
2018-04-06 05:00 | 0 | 0 | 896.2892 | 8087.0755
2018-04-06 06:00 | 0 | 0 | 1004.8068 | 7946.7545
2018-04-06 07:00 | 0 | 0 | 954.7276 | 7866.3624
2018-04-06 08:00 | 0 | 0 | 1113.469 | 7672.6878
2018-04-06 09:00 | 0 | 0 | 886.6585 | 7418.2247
2018-04-06 10:00 | 0 | 0 | 843.7494 | 7109.7052
2018-04-06 11:00 | 0 | 0 | 823.6063 | 6882.9324
2018-04-06 12:00 | 0 | 0 | 961.3178 | 0
2018-04-06 13:00 | 0 | 0 | 967.1294 | 0
2018-04-06 14:00 | 0 | 0 | 854.3723 | 0
2018-04-06 15:00 | 0 | 0 | 849.8596 | 0
2018-04-06 16:00 | 0 | 0 | 906.1282 | 0
2018-04-06 17:00 | 0 | 0 | 1095.775 | 0
2018-04-06 18:00 | 0 | 0 | 1012.5577 | 0
2018-04-06 19:00 | 0 | 0 | 1004.9609 | 0
2018-04-06 20:00 | 0 | 0 | 1010.3673 | 0
2018-04-06 21:00 | 0 | 0 | 879.6885 | 0
2018-04-06 22:00 | 0 | 0 | 934.0671 | 0
2018-04-06 23:00 | 0 | 0 | 1206.1768 | 0
2018-04-07 | 0 | 0 | 1050.9762 | 0
2018-04-07 01:00 | 0 | 0 | 946.0878 | 0
2018-04-07 02:00 | 0 | 0 | 950.7946 | 0
2018-04-07 03:00 | 0 | 0 | 903.5365 | 0
2018-04-07 04:00 | 0 | 0 | 1077.6208 | 0
2018-04-07 05:00 | 0 | 0 | 1057.6877 | 0
2018-04-07 06:00 | 0 | 0 | 913.6521 | 0
2018-04-07 07:00 | 0 | 0 | 1028.5353 | 0
2018-04-07 08:00 | 0 | 0 | 878.4468 | 0
2018-04-07 09:00 | 0 | 0 | 843.7649 | 0
2018-04-07 10:00 | 0 | 0 | 824.1162 | 0
2018-04-07 11:00 | 0 | 0 | 915.2193 | 0
2018-04-07 12:00 | 0 | 0 | 896.8944 | 0
2018-04-07 13:00 | 0 | 0 | 883.5103 | 0
2018-04-07 14:00 | 0 | 0 | 1032.2616 | 0
2018-04-07 15:00 | 0 | 0 | 967.7334 | 6165.1389
2018-04-07 16:00 | 0 | 0 | 1004.7941 | 5817.6466
2018-04-07 17:00 | 0 | 0 | 816.9638 | 5606.2998
2018-04-07 18:00 | 0 | 0 | 803.5732 | 5567.9672
2018-04-07 19:00 | 0 | 0 | 916.1004 | 5596.0045
2018-04-07 20:00 | 0 | 0 | 973.1545 | 5571.423
2018-04-07 21:00 | 0 | 0 | 783.3311 | 5529.252
2018-04-07 22:00 | 0 | 0 | 969.2551 | 5828.7182
2018-04-07 23:00 | 0 | 0 | 858.9868 | 6340.9583
2018-04-08 | 0 | 0 | 825.1329 | 6860.129
2018-04-08 01:00 | 0 | 0 | 1009.1229 | 7326.9916
2018-04-08 02:00 | 0 | 0 | 823.5146 | 7645.6859
2018-04-08 03:00 | 0 | 0 | 899.8558 | 7821.451
2018-04-08 04:00 | 0 | 0 | 1087.2695 | 0
2018-04-08 05:00 | 0 | 0 | 1071.9822 | 0
2018-04-08 06:00 | 0 | 0 | 1019.2272 | 0
2018-04-08 07:00 | 0 | 0 | 871.1455 | 0
2018-04-08 08:00 | 0 | 0 | 1056.1033 | 0
2018-04-08 09:00 | 0 | 0 | 888.626 | 0
2018-04-08 10:00 | 0 | 0 | 837.5394 | 0
2018-04-08 11:00 | 0 | 0 | 863.0461 | 0
2018-04-08 12:00 | 0 | 0 | 931.2714 | 0
2018-04-08 13:00 | 0 | 0 | 828.8178 | 0
2018-04-08 14:00 | 0 | 0 | 938.4504 | 0
2018-04-08 15:00 | 0 | 0 | 876.0571 | 0
2018-04-08 16:00 | 0 | 0 | 931.5758 | 0
2018-04-08 17:00 | 0 | 0 | 980.3008 | 0
2018-04-08 18:00 | 0 | 0 | 953.8544 | 0
2018-04-08 19:00 | 0 | 0 | 892.318 | 0
2018-04-08 20:00 | 0 | 0 | 914.2092 | 0
2018-04-08 21:00 | 0 | 0 | 1041.4082 | 0
2018-04-08 22:00 | 0 | 0 | 862.428 | 0
2018-04-08 23:00 | 0 | 0 | 943.0208 | 0
2018-04-09 | 0 | 0 | 927.9221 | 6841.1426
2018-04-09 01:00 | 0 | 0 | 805.1689 | 7277.4427
2018-04-09 02:00 | 0 | 0 | 962.8517 | 7596.8037
2018-04-09 03:00 | 0 | 0 | 947.1873 | 7817.6424
2018-04-09 04:00 | 0 | 0 | 976.5917 | 8038.656
2018-04-09 05:00 | 0 | 0 | 900.2064 | 8107.2947
2018-04-09 06:00 | 0 | 0 | 993.1689 | 0
2018-04-09 07:00 | 0 | 0 | 1015.6924 | 0
2018-04-09 08:00 | 0 | 0 | 842.5808 | 0
2018-04-09 09:00 | 0 | 0 | 956.3577 | 0
2018-04-09 10:00 | 0 | 0 | 908.9889 | 0
2018-04-09 11:00 | 0 | 0 | 999.5878 | 0
2018-04-09 12:00 | 0 | 0 | 795.258 | 0
2018-04-09 13:00 | 0 | 0 | 816.4325 | 0
2018-04-09 14:00 | 0 | 0 | 920.287 | 0
2018-04-09 15:00 | 0 | 0 | 850.1132 | 0
2018-04-09 16:00 | 0 | 0 | 1032.1089 | 6516.9595
2018-04-09 17:00 | 0 | 0 | 973.8388 | 6488.249
2018-04-09 18:00 | 0 | 0 | 929.9977 | 6519.7683
2018-04-09 19:00 | 0 | 0 | 934.6807 | 6597.7344
2018-04-09 20:00 | 0 | 0 | 1058.678 | 6609.4881
2018-04-09 21:00 | 0 | 0 | 821.1498 | 6489.2893
2018-04-09 22:00 | 0 | 0 | 873.4572 | 6353.336
2018-04-09 23:00 | 0 | 0 | 912.804 | 6614.1768
2018-04-10 | 0 | 0 | 843.0407 | 6963.5999
2018-04-10 01:00 | 0 | 0 | 945.0169 | 7374.3481
2018-04-10 02:00 | 0 | 0 | 1038.4534 | 7648.9945
2018-04-10 03:00 | 0 | 0 | 1028.0597 | 7749.0386
2018-04-10 04:00 | 0 | 0 | 1055.1859 | 0
2018-04-10 05:00 | 0 | 0 | 965.158 | 0
2018-04-10 06:00 | 0 | 0 | 736.7461 | 0
2018-04-10 07:00 | 0 | 0 | 916.2091 | 0
2018-04-10 08:00 | 0 | 0 | 909.1039 | 0
2018-04-10 09:00 | 0 | 0 | 812.5065 | 0
2018-04-10 10:00 | 0 | 0 | 807.3914 | 0
2018-04-10 11:00 | 0 | 0 | 925.1313 | 0
2018-04-10 12:00 | 0 | 0 | 979.6079 | 0
2018-04-10 13:00 | 0 | 0 | 932.5294 | 0
2018-04-10 14:00 | 0 | 0 | 736.8928 | 0
2018-04-10 15:00 | 0 | 0 | 1000.4406 | 0
2018-04-10 16:00 | 0 | 0 | 869.1798 | 0
2018-04-10 17:00 | 0 | 0 | 886.7029 | 0
2018-04-10 18:00 | 0 | 0 | 893.3867 | 0
2018-04-10 19:00 | 0 | 0 | 896.7795 | 0
2018-04-10 20:00 | 0 | 0 | 1019.8762 | 0
2018-04-10 21:00 | 0 | 0 | 884.3503 | 0
2018-04-10 22:00 | 0 | 0 | 902.0182 | 0
2018-04-10 23:00 | 0 | 0 | 1018.5542 | 0
2018-04-11 | 0 | 0 | 1016.671 | 0
2018-04-11 01:00 | 0 | 0 | 1040.0187 | 0
2018-04-11 02:00 | 0 | 0 | 905.0075 | 0
2018-04-11 03:00 | 0 | 0 | 1131.931 | 0
2018-04-11 04:00 | 0 | 0 | 1042.7948 | 0
2018-04-11 05:00 | 0 | 0 | 928.4578 | 0
2018-04-11 06:00 | 0 | 0 | 862.9664 | 0
2018-04-11 07:00 | 0 | 0 | 780.9507 | 0
2018-04-11 08:00 | 0 | 0 | 812.2413 | 0
2018-04-11 09:00 | 0 | 0 | 1063.5122 | 0
2018-04-11 10:00 | 0 | 0 | 950.3649 | 0
2018-04-11 11:00 | 0 | 0 | 914.3715 | 0
2018-04-11 12:00 | 0 | 0 | 817.1495 | 0
2018-04-11 13:00 | 0 | 0 | 977.5593 | 0
2018-04-11 14:00 | 0 | 0 | 802.7456 | 0
2018-04-11 15:00 | 0 | 0 | 1039.3175 | 0
2018-04-11 16:00 | 0 | 0 | 869.603 | 0
2018-04-11 17:00 | 0 | 0 | 903.9777 | 0
2018-04-11 18:00 | 0 | 0 | 951.4836 | 0
2018-04-11 19:00 | 0 | 0 | 1048.5728 | 0
2018-04-11 20:00 | 0 | 0 | 878.2249 | 0
2018-04-11 21:00 | 0 | 0 | 813.5955 | 0
2018-04-11 22:00 | 0 | 0 | 1011.7742 | 0
2018-04-11 23:00 | 0 | 451.1068 | 1048.2946 | 0
2018-04-12 | 0 | 849.1225 | 867.3199 | 0
2018-04-12 01:00 | 0 | 907.3113 | 969.7921 | 0
2018-04-12 02:00 | 0 | 1031.3511 | 1040.1318 | 0
2018-04-12 03:00 | 0 | 1007.8264 | 961.691 | 0
2018-04-12 04:00 | 0 | 1021.4763 | 1097.8862 | 0
2018-04-12 05:00 | 0 | 942.878 | 944.7006 | 0
2018-04-12 06:00 | 0 | 897.2504 | 861.7044 | 0
2018-04-12 07:00 | 0 | 827.1226 | 937.0201 | 0
2018-04-12 08:00 | 0 | 1103.2505 | 706.1075 | 0
2018-04-12 09:00 | 0 | 871.4863 | 769.5883 | 0
2018-04-12 10:00 | 0 | 1001.9229 | 583.5668 | 0
2018-04-12 11:00 | 0 | 783.9707 | 0 | 0
2018-04-12 12:00 | 0 | 1099.8322 | 0 | 0
2018-04-12 13:00 | 0 | 928.5795 | 0 | 0
2018-04-12 14:00 | 0 | 842.9008 | 0 | 0
2018-04-12 15:00 | 0 | 864.7701 | 0 | 0
2018-04-12 16:00 | 0 | 884.3768 | 0 | 0
2018-04-12 17:00 | 0 | 997.7816 | 0 | 0
2018-04-12 18:00 | 0 | 989.5576 | 0 | 0
2018-04-12 19:00 | 0 | 1098.2311 | 0 | 0
2018-04-12 20:00 | 0 | 945.5018 | 0 | 0
2018-04-12 21:00 | 0 | 801.7891 | 0 | 0
2018-04-12 22:00 | 0 | 992.4126 | 0 | 0
2018-04-12 23:00 | 0 | 880.8414 | 0 | 0
2018-04-13 | 0 | 843.0665 | 0 | 0
2018-04-13 01:00 | 0 | 897.5033 | 0 | 0
2018-04-13 02:00 | 0 | 941.6061 | 0 | 0
2018-04-13 03:00 | 0 | 936.9307 | 0 | 0
2018-04-13 04:00 | 0 | 1043.9202 | 0 | 0
2018-04-13 05:00 | 0 | 935.2519 | 0 | 0
2018-04-13 06:00 | 0 | 918.5483 | 0 | 0
2018-04-13 07:00 | 0 | 792.6241 | 0 | 0
2018-04-13 08:00 | 0 | 815.8953 | 0 | 0
2018-04-13 09:00 | 0 | 952.4412 | 0 | 0
2018-04-13 10:00 | 0 | 776.6466 | 0 | 0
2018-04-13 11:00 | 0 | 965.2341 | 0 | 0
2018-04-13 12:00 | 0 | 1009.3047 | 0 | 0
2018-04-13 13:00 | 0 | 906.4826 | 0 | 0
2018-04-13 14:00 | 0 | 973.8337 | 0 | 0
2018-04-13 15:00 | 0 | 913.7966 | 0 | 0
2018-04-13 16:00 | 0 | 916.6901 | 0 | 0
2018-04-13 17:00 | 0 | 1008.5873 | 0 | 0
2018-04-13 18:00 | 0 | 961.0436 | 0 | 0
2018-04-13 19:00 | 0 | 1117.8219 | 0 | 0
2018-04-13 20:00 | 0 | 897.0187 | 0 | 0
2018-04-13 21:00 | 0 | 848.2638 | 0 | 0
2018-04-13 22:00 | 0 | 1022.0422 | 0 | 0
2018-04-13 23:00 | 0 | 900.3938 | 0 | 0
2018-04-14 | 0 | 874.7865 | 0 | 0
2018-04-14 01:00 | 0 | 1019.4297 | 0 | 0
2018-04-14 02:00 | 0 | 954.431 | 0 | 0
2018-04-14 03:00 | 0 | 1101.5135 | 0 | 0
2018-04-14 04:00 | 0 | 979.1497 | 0 | 0
2018-04-14 05:00 | 0 | 996.1092 | 0 | 0
2018-04-14 06:00 | 0 | 963.6837 | 0 | 0
2018-04-14 07:00 | 0 | 983.7987 | 0 | 0
2018-04-14 08:00 | 0 | 926.4557 | 0 | 0
2018-04-14 09:00 | 0 | 846.3872 | 0 | 0
2018-04-14 10:00 | 0 | 909.0216 | 0 | 0
2018-04-14 11:00 | 0 | 846.1476 | 0 | 0
2018-04-14 12:00 | 0 | 780.0185 | 0 | 0
2018-04-14 13:00 | 0 | 997.0498 | 0 | 0
2018-04-14 14:00 | 0 | 1003.6803 | 0 | 6534.0046
2018-04-14 15:00 | 0 | 854.7634 | 0 | 6294.5563
2018-04-14 16:00 | 0 | 882.6432 | 0 | 6105.9115
2018-04-14 17:00 | 0 | 909.6141 | 0 | 6053.1429
2018-04-14 18:00 | 0 | 938.5127 | 0 | 6091.4816
2018-04-14 19:00 | 0 | 985.2673 | 0 | 6096.9427
2018-04-14 20:00 | 0 | 926.0638 | 0 | 6138.6897
2018-04-14 21:00 | 0 | 988.2041 | 0 | 6063.1513
2018-04-14 22:00 | 0 | 1144.3492 | 0 | 6123.64
2018-04-14 23:00 | 0 | 1088.9574 | 0 | 6417.0774
2018-04-15 | 0 | 1025.7719 | 0 | 6848.8852
2018-04-15 01:00 | 0 | 884.9653 | 0 | 7383.0813
2018-04-15 02:00 | 0 | 928.3865 | 0 | 0
2018-04-15 03:00 | 0 | 1070.8721 | 0 | 0
2018-04-15 04:00 | 0 | 946.7867 | 0 | 0
2018-04-15 05:00 | 0 | 1004.7782 | 0 | 0
2018-04-15 06:00 | 0 | 1094.473 | 0 | 0
2018-04-15 07:00 | 0 | 962.0499 | 0 | 0
2018-04-15 08:00 | 0 | 726.0906 | 0 | 0
2018-04-15 09:00 | 0 | 896.2294 | 0 | 0
2018-04-15 10:00 | 0 | 1053.0925 | 0 | 0
2018-04-15 11:00 | 0 | 889.5618 | 0 | 6827.2987
2018-04-15 12:00 | 0 | 960.5812 | 0 | 6732.7922
2018-04-15 13:00 | 0 | 882.6951 | 0 | 6583.5217
2018-04-15 14:00 | 0 | 859.9834 | 0 | 6344.5594
2018-04-15 15:00 | 0 | 887.1495 | 0 | 5971.7795
2018-04-15 16:00 | 0 | 772.4646 | 0 | 5606.1027
2018-04-15 17:00 | 0 | 896.0039 | 0 | 5314.3965
2018-04-15 18:00 | 0 | 1038.1665 | 0 | 5197.3086
2018-04-15 19:00 | 0 | 1014.9367 | 0 | 5171.8605
2018-04-15 20:00 | 0 | 931.2041 | 0 | 5261.1884
2018-04-15 21:00 | 0 | 1016.3094 | 0 | 5431.7607
2018-04-15 22:00 | 0 | 1077.1431 | 0 | 5833.5391
2018-04-15 23:00 | 0 | 954.6704 | 0 | 6324.6221
2018-04-16 | 0 | 1036.4614 | 0 | 6810.2812
2018-04-16 01:00 | 0 | 946.4982 | 450.8257 | 7309.6384
2018-04-16 02:00 | 0 | 879.2576 | 1022.3627 | 0
2018-04-16 03:00 | 0 | 918.5783 | 863.5316 | 0
2018-04-16 04:00 | 0 | 968.2949 | 883.7148 | 0
2018-04-16 05:00 | 0 | 931.8285 | 892.7963 | 0
2018-04-16 06:00 | 0 | 983.2589 | 1027.5159 | 0
2018-04-16 07:00 | 0 | 1095.7434 | 890.1683 | 0
2018-04-16 08:00 | 0 | 951.0145 | 955.5833 | 0
2018-04-16 09:00 | 0 | 885.6139 | 808.8397 | 0
2018-04-16 10:00 | 0 | 953.8235 | 869.3949 | 0
2018-04-16 11:00 | 0 | 931.8896 | 1031.6749 | 0
2018-04-16 12:00 | 0 | 861.8929 | 988.4583 | 0
2018-04-16 13:00 | 0 | 1009.6056 | 962.4982 | 0
2018-04-16 14:00 | 0 | 963.729 | 833.9016 | 0
2018-04-16 15:00 | 0 | 1107.5868 | 835.8112 | 0
2018-04-16 16:00 | 0 | 814.9828 | 1050.5051 | 0
2018-04-16 17:00 | 0 | 981.2722 | 953.0538 | 0
2018-04-16 18:00 | 0 | 1023.0024 | 836.1487 | 0
2018-04-16 19:00 | 0 | 975.9698 | 1106.9097 | 0
2018-04-16 20:00 | 0 | 954.9463 | 1015.5436 | 0
2018-04-16 21:00 | 0 | 885.8937 | 928.3262 | 0
2018-04-16 22:00 | 0 | 879.8174 | 952.946 | 0
2018-04-16 23:00 | 0 | 822.3804 | 948.3461 | 0
2018-04-17 | 0 | 925.308 | 935.7825 | 0
2018-04-17 01:00 | 0 | 1019.5415 | 949.2047 | 0
2018-04-17 02:00 | 0 | 976.3754 | 962.6487 | 0
2018-04-17 03:00 | 0 | 1031.0133 | 879.695 | 0
2018-04-17 04:00 | 0 | 931.3072 | 1013.3549 | 0
2018-04-17 05:00 | 0 | 1012.825 | 982.6306 | 8829.8548
2018-04-17 06:00 | 0 | 986.5424 | 1111.4199 | 8934.5743
2018-04-17 07:00 | 0 | 816.1396 | 1029.0806 | 8878.3542
2018-04-17 08:00 | 0 | 928.2129 | 1058.949 | 8804.8055
2018-04-17 09:00 | 0 | 1005.5939 | 881.404 | 8257.7749
2018-04-17 10:00 | 0 | 688.0449 | 902.6473 | 7478.0222
2018-04-17 11:00 | 0 | 1123.0137 | 1077.7632 | 7119.8414
2018-04-17 12:00 | 0 | 934.7844 | 1073.179 | 6742.8832
2018-04-17 13:00 | 0 | 1036.406 | 936.6898 | 6281.0772
2018-04-17 14:00 | 0 | 893.3604 | 984.9327 | 5810.5703
2018-04-17 15:00 | 0 | 935.337 | 1112.2207 | 0
2018-04-17 16:00 | 0 | 902.2921 | 902.239 | 0
2018-04-17 17:00 | 0 | 997.7645 | 1055.658 | 0
2018-04-17 18:00 | 0 | 818.4134 | 1067.9376 | 0
2018-04-17 19:00 | 0 | 1033.9154 | 1063.6815 | 0
2018-04-17 20:00 | 0 | 912.6606 | 780.8686 | 0
2018-04-17 21:00 | 0 | 1012.3767 | 998.1432 | 0
2018-04-17 22:00 | 0 | 1187.6628 | 1011.846 | 0
2018-04-17 23:00 | 0 | 979.8463 | 941.6696 | 0
2018-04-18 | 0 | 871.1123 | 1059.636 | 0
2018-04-18 01:00 | 0 | 947.3606 | 928.1392 | 0
2018-04-18 02:00 | 0 | 951.8015 | 1017.9587 | 0
2018-04-18 03:00 | 0 | 952.065 | 858.8855 | 0
2018-04-18 04:00 | 0 | 952.5743 | 927.9491 | 0
2018-04-18 05:00 | 0 | 1047.2517 | 968.3007 | 0
2018-04-18 06:00 | 0 | 833.749 | 884.6813 | 0
2018-04-18 07:00 | 0 | 911.7668 | 958.9039 | 0
2018-04-18 08:00 | 0 | 819.9115 | 915.7047 | 0
2018-04-18 09:00 | 0 | 1118.7783 | 910.4346 | 0
2018-04-18 10:00 | 0 | 920.6042 | 1051.8555 | 0
2018-04-18 11:00 | 0 | 908.846 | 871.3429 | 0
2018-04-18 12:00 | 0 | 1035.3163 | 1082.4467 | 0
2018-04-18 13:00 | 0 | 862.9353 | 1016.3123 | 0
2018-04-18 14:00 | 0 | 983.1075 | 753.7157 | 0
2018-04-18 15:00 | 0 | 1053.8531 | 1416.0204 | 0
2018-04-18 16:00 | 0 | 935.4422 | 2161.6162 | 0
2018-04-18 17:00 | 0 | 949.8883 | 2053.1777 | 0
2018-04-18 18:00 | 0 | 1040.1489 | 2055.1267 | 0
2018-04-18 19:00 | 0 | 910.3282 | 2024.647 | 0
2018-04-18 20:00 | 0 | 877.2673 | 2004.618 | 0
2018-04-18 21:00 | 0 | 900.8938 | 1989.8353 | 0
2018-04-18 22:00 | 0 | 894.0521 | 1719.3097 | 0
2018-04-18 23:00 | 0 | 783.4928 | 1771.0974 | 0
2018-04-19 | 0 | 839.2873 | 1902.3258 | 0
2018-04-19 01:00 | 0 | 1033.1592 | 1828.9834 | 0
2018-04-19 02:00 | 0 | 876.1113 | 1872.3733 | 0
2018-04-19 03:00 | 0 | 879.3618 | 1919.3192 | 0
2018-04-19 04:00 | 0 | 1084.7502 | 1890.4242 | 0
2018-04-19 05:00 | 0 | 998.3298 | 1910.0044 | 0
2018-04-19 06:00 | 0 | 976.4294 | 2005.7172 | 0
2018-04-19 07:00 | 0 | 1048.3105 | 1838.7344 | 0
2018-04-19 08:00 | 0 | 805.5054 | 1974.7732 | 0
2018-04-19 09:00 | 0 | 844.7557 | 1759.4773 | 0
2018-04-19 10:00 | 0 | 932.3867 | 1653.1272 | 0
2018-04-19 11:00 | 0 | 832.2854 | 1826.3591 | 7121.8995
2018-04-19 12:00 | 0 | 895.4185 | 2104.3462 | 6821.878
2018-04-19 13:00 | 0 | 752.6428 | 1682.264 | 6364.3326
2018-04-19 14:00 | 0 | 954.5429 | 1948.6128 | 5915.2749
2018-04-19 15:00 | 0 | 929.8284 | 1614.4031 | 5469.5255
2018-04-19 16:00 | 0 | 814.7466 | 1978.4573 | 5093.0448
2018-04-19 17:00 | 0 | 964.1724 | 2303.4238 | 4903.7867
2018-04-19 18:00 | 0 | 951.4243 | 1929.5026 | 4925.071
2018-04-19 19:00 | 0 | 926.1721 | 2051.3594 | 5126.0681
2018-04-19 20:00 | 0 | 1156.2855 | 1876.3713 | 5326.3364
2018-04-19 21:00 | 0 | 1027.1389 | 2133.6838 | 5516.1441
2018-04-19 22:00 | 0 | 875.8294 | 2000.5328 | 5939.4507
2018-04-19 23:00 | 0 | 1012.3113 | 1806.4497 | 6397.5537
2018-04-20 | 0 | 870.4352 | 1952.2952 | 0
2018-04-20 01:00 | 0 | 1067.6504 | 2047.724 | 0
2018-04-20 02:00 | 0 | 818.9017 | 1739.9733 | 0
2018-04-20 03:00 | 0 | 900.881 | 1973.934 | 0
2018-04-20 04:00 | 0 | 1035.7772 | 1868.981 | 0
2018-04-20 05:00 | 0 | 949.9922 | 1775.4529 | 0
2018-04-20 06:00 | 0 | 925.5172 | 2074.102 | 0
2018-04-20 07:00 | 0 | 977.1969 | 2007.9707 | 0
2018-04-20 08:00 | 0 | 1124.764 | 1797.7585 | 0
2018-04-20 09:00 | 0 | 525.1697 | 1869.932 | 0
2018-04-20 10:00 | 0 | 0 | 1778.279 | 0
2018-04-20 11:00 | 0 | 0 | 1736.6168 | 0
2018-04-20 12:00 | 0 | 0 | 1949.8682 | 0
2018-04-20 13:00 | 0 | 0 | 1618.0574 | 0
2018-04-20 14:00 | 0 | 0 | 1743.4452 | 0
2018-04-20 15:00 | 0 | 0 | 1817.6798 | 0
2018-04-20 16:00 | 0 | 0 | 1844.4192 | 0
2018-04-20 17:00 | 0 | 0 | 1869.7795 | 0
2018-04-20 18:00 | 0 | 0 | 1767.8508 | 0
2018-04-20 19:00 | 0 | 0 | 1702.6162 | 0
2018-04-20 20:00 | 0 | 0 | 1839.3367 | 0
2018-04-20 21:00 | 0 | 0 | 1932.7126 | 0
2018-04-20 22:00 | 0 | 0 | 1929.0308 | 0
2018-04-20 23:00 | 0 | 0 | 1799.5608 | 0
2018-04-21 | 0 | 0 | 2036.0577 | 0
2018-04-21 01:00 | 0 | 0 | 1915.0396 | 0
2018-04-21 02:00 | 0 | 0 | 1773.2958 | 0
2018-04-21 03:00 | 0 | 0 | 1932.9102 | 0
2018-04-21 04:00 | 0 | 0 | 1893.693 | 0
2018-04-21 05:00 | 0 | 0 | 1909.9802 | 0
2018-04-21 06:00 | 0 | 0 | 1703.6086 | 0
2018-04-21 07:00 | 0 | 0 | 1859.8011 | 0
2018-04-21 08:00 | 0 | 0 | 1751.8046 | 0
2018-04-21 09:00 | 0 | 0 | 1855.3757 | 0
2018-04-21 10:00 | 0 | 0 | 1921.2905 | 0
2018-04-21 11:00 | 0 | 0 | 1806.0503 | 0
2018-04-21 12:00 | 0 | 0 | 1743.083 | 0
2018-04-21 13:00 | 0 | 0 | 1723.8689 | 0
2018-04-21 14:00 | 0 | 0 | 1752.8074 | 0
2018-04-21 15:00 | 0 | 0 | 1767.0706 | 0
2018-04-21 16:00 | 0 | 0 | 1896.5126 | 0
2018-04-21 17:00 | 0 | 0 | 1744.2731 | 0
2018-04-21 18:00 | 0 | 0 | 1922.7855 | 0
2018-04-21 19:00 | 0 | 0 | 1731.8464 | 0
2018-04-21 20:00 | 0 | 0 | 1953.4302 | 0
2018-04-21 21:00 | 0 | 0 | 1826.6987 | 0
2018-04-21 22:00 | 0 | 0 | 1954.4148 | 0
2018-04-21 23:00 | 0 | 0 | 2107.8477 | 0
2018-04-22 | 0 | 0 | 2021.8923 | 0
2018-04-22 01:00 | 0 | 0 | 1953.707 | 0
2018-04-22 02:00 | 0 | 0 | 1838.0024 | 0
2018-04-22 03:00 | 0 | 0 | 1877.8398 | 0
2018-04-22 04:00 | 0 | 0 | 2103.463 | 0
2018-04-22 05:00 | 0 | 0 | 1889.2227 | 0
2018-04-22 06:00 | 0 | 0 | 1725.3328 | 0
2018-04-22 07:00 | 0 | 0 | 1803.4888 | 0
2018-04-22 08:00 | 0 | 0 | 1611.9539 | 0
2018-04-22 09:00 | 0 | 0 | 1629.2009 | 7224.3825
2018-04-22 10:00 | 0 | 0 | 1664.2338 | 6941.3834
2018-04-22 11:00 | 0 | 0 | 1731.8257 | 7083.4255
2018-04-22 12:00 | 0 | 0 | 1983.6392 | 7196.9788
2018-04-22 13:00 | 0 | 0 | 1881.365 | 7113.078
2018-04-22 14:00 | 0 | 0 | 1963.1448 | 6928.2067
2018-04-22 15:00 | 0 | 0 | 1926.3789 | 6766.5577
2018-04-22 16:00 | 0 | 0 | 1794.3259 | 6657.5886
2018-04-22 17:00 | 0 | 0 | 1757.0931 | 6539.9706
2018-04-22 18:00 | 0 | 0 | 1940.3279 | 6529.9671
2018-04-22 19:00 | 0 | 0 | 1722.4641 | 6505.9548
2018-04-22 20:00 | 0 | 0 | 1923.2062 | 6529.9426
2018-04-22 21:00 | 0 | 0 | 1734.1053 | 6412.3735
2018-04-22 22:00 | 0 | 0 | 1929.9404 | 0
2018-04-22 23:00 | 0 | 0 | 1918.2246 | 0
2018-04-23 | 0 | 0 | 1838.791 | 0
2018-04-23 01:00 | 0 | 0 | 1790.7786 | 0
2018-04-23 02:00 | 0 | 0 | 1968.9443 | 0
2018-04-23 03:00 | 0 | 0 | 2059.2798 | 0
2018-04-23 04:00 | 0 | 0 | 1942.905 | 0
2018-04-23 05:00 | 0 | 0 | 1891.2822 | 0
2018-04-23 06:00 | 0 | 0 | 1891.9382 | 0
2018-04-23 07:00 | 0 | 0 | 1665.2288 | 0
2018-04-23 08:00 | 0 | 0 | 1906.2455 | 0
2018-04-23 09:00 | 0 | 0 | 1756.1833 | 0
2018-04-23 10:00 | 0 | 0 | 1889.904 | 0
2018-04-23 11:00 | 0 | 0 | 1755.8132 | 0
2018-04-23 12:00 | 0 | 0 | 1824.141 | 0
2018-04-23 13:00 | 0 | 0 | 1979.657 | 0
2018-04-23 14:00 | 0 | 0 | 1684.4965 | 0
2018-04-23 15:00 | 0 | 0 | 1841.7937 | 0
2018-04-23 16:00 | 0 | 0 | 1697.9851 | 0
2018-04-23 17:00 | 0 | 0 | 930.0404 | 0
2018-04-23 18:00 | 0 | 0 | 908.4462 | 0
2018-04-23 19:00 | 0 | 0 | 1060.6384 | 0
2018-04-23 20:00 | 0 | 0 | 1042.0194 | 0
2018-04-23 21:00 | 0 | 0 | 1023.2782 | 0
2018-04-23 22:00 | 0 | 0 | 901.0165 | 0
2018-04-23 23:00 | 0 | 0 | 767.4811 | 0
2018-04-24 | 0 | 0 | 1112.3861 | 0
2018-04-24 01:00 | 0 | 0 | 1167.9109 | 0
2018-04-24 02:00 | 0 | 0 | 843.9621 | 0
2018-04-24 03:00 | 0 | 0 | 1072.2214 | 0
2018-04-24 04:00 | 0 | 0 | 898.7816 | 0
2018-04-24 05:00 | 0 | 0 | 1119.7498 | 0
2018-04-24 06:00 | 0 | 0 | 960.6953 | 0
2018-04-24 07:00 | 0 | 0 | 1051.6221 | 0
2018-04-24 08:00 | 0 | 0 | 944.8777 | 0
2018-04-24 09:00 | 0 | 0 | 820.364 | 0
2018-04-24 10:00 | 0 | 0 | 892.9406 | 6990.4882
2018-04-24 11:00 | 0 | 0 | 936.8264 | 7055.895
2018-04-24 12:00 | 0 | 0 | 875.1536 | 7030.8384
2018-04-24 13:00 | 0 | 0 | 820.1217 | 6900.7862
2018-04-24 14:00 | 0 | 0 | 818.963 | 6671.6642
2018-04-24 15:00 | 0 | 0 | 1068.5518 | 6400.8351
2018-04-24 16:00 | 0 | 0 | 886.5424 | 6171.9996
2018-04-24 17:00 | 0 | 0 | 908.4104 | 5982.2387
2018-04-24 18:00 | 0 | 0 | 725.9645 | 6007.1545
2018-04-24 19:00 | 0 | 0 | 925.8055 | 0
2018-04-24 20:00 | 0 | 0 | 1085.1514 | 0
2018-04-24 21:00 | 0 | 0 | 1063.203 | 0
2018-04-24 22:00 | 0 | 0 | 1017.2969 | 0
2018-04-24 23:00 | 0 | 0 | 942.1118 | 0
2018-04-25 | 0 | 0 | 944.1393 | 0
2018-04-25 01:00 | 0 | 0 | 862.8313 | 0
2018-04-25 02:00 | 0 | 0 | 1028.6564 | 0
2018-04-25 03:00 | 227.021 | 0 | 910.6803 | 0
2018-04-25 04:00 | 1078.4867 | 0 | 943.9366 | 0
2018-04-25 05:00 | 1113.8987 | 0 | 985.3312 | 0
2018-04-25 06:00 | 1237.3623 | 0 | 1024.0835 | 0
2018-04-25 07:00 | 1157.2155 | 0 | 872.9601 | 0
2018-04-25 08:00 | 1090.6003 | 0 | 877.5728 | 0
2018-04-25 09:00 | 1056.5857 | 0 | 938.7298 | 0
2018-04-25 10:00 | 1064.8065 | 0 | 941.936 | 0
2018-04-25 11:00 | 1156.7875 | 0 | 896.5694 | 0
2018-04-25 12:00 | 1198.4799 | 0 | 1026.109 | 0
2018-04-25 13:00 | 1316.9473 | 0 | 899.4884 | 0
2018-04-25 14:00 | 943.0688 | 0 | 780.2671 | 0
2018-04-25 15:00 | 1100.5023 | 0 | 775.2195 | 0
2018-04-25 16:00 | 1185.4644 | 0 | 898.9969 | 0
2018-04-25 17:00 | 1160.9307 | 0 | 1183.3013 | 0
2018-04-25 18:00 | 1166.6475 | 0 | 819.736 | 0
2018-04-25 19:00 | 1158.5585 | 0 | 1056.0044 | 0
2018-04-25 20:00 | 1285.1024 | 0 | 912.7512 | 0
2018-04-25 21:00 | 1255.1309 | 0 | 1132.443 | 0
2018-04-25 22:00 | 1150.4838 | 0 | 1009.9463 | 0
2018-04-25 23:00 | 1313.352 | 0 | 979.6439 | 0
2018-04-26 | 1272.4957 | 0 | 956.7583 | 0
2018-04-26 01:00 | 1102.0571 | 0 | 1034.1449 | 0
2018-04-26 02:00 | 1262.9424 | 0 | 724.7256 | 0
2018-04-26 03:00 | 1204.9729 | 0 | 958.1209 | 0
2018-04-26 04:00 | 1092.5657 | 0 | 956.9141 | 0
2018-04-26 05:00 | 1073.4628 | 0 | 861.6872 | 0
2018-04-26 06:00 | 1095.6729 | 0 | 906.7276 | 0
2018-04-26 07:00 | 1098.9738 | 0 | 823.2527 | 0
2018-04-26 08:00 | 983.3409 | 0 | 901.1609 | 0
2018-04-26 09:00 | 1126.8435 | 0 | 922.314 | 0
2018-04-26 10:00 | 927.0899 | 0 | 927.6297 | 0
2018-04-26 11:00 | 1043.8259 | 0 | 928.6494 | 0
2018-04-26 12:00 | 1141.2772 | 0 | 934.8273 | 0
2018-04-26 13:00 | 1244.1278 | 0 | 923.0326 | 0
2018-04-26 14:00 | 1192.5902 | 0 | 862.7928 | 0
2018-04-26 15:00 | 1232.363 | 0 | 1072.6997 | 0
2018-04-26 16:00 | 1132.5104 | 0 | 1083.0636 | 0
2018-04-26 17:00 | 1111.9418 | 0 | 835.2776 | 0
2018-04-26 18:00 | 1095.5154 | 0 | 1114.1276 | 5748.6846
2018-04-26 19:00 | 932.3383 | 0 | 1030.365 | 5897.2544
2018-04-26 20:00 | 1299.2328 | 0 | 536.7117 | 5973.9108
2018-04-26 21:00 | 1221.3174 | 0 | 0 | 6044.682
2018-04-26 22:00 | 1118.1423 | 0 | 0 | 6082.0124
2018-04-26 23:00 | 1180.8583 | 0 | 0 | 6513.318
2018-04-27 | 1285.6416 | 0 | 0 | 6864.1847
2018-04-27 01:00 | 1057.5043 | 0 | 0 | 7324.7122
2018-04-27 02:00 | 1149.7108 | 0 | 0 | 7642.1436
2018-04-27 03:00 | 1158.2297 | 0 | 0 | 7765.6333
2018-04-27 04:00 | 1261.7056 | 0 | 0 | 7956.5695
2018-04-27 05:00 | 1173.2223 | 0 | 0 | 7962.1326
2018-04-27 06:00 | 1163.5 | 0 | 0 | 7832.9772
2018-04-27 07:00 | 1107.9663 | 0 | 0 | 7743.8158
2018-04-27 08:00 | 1209.2324 | 0 | 0 | 7531.1047
2018-04-27 09:00 | 1191.2627 | 0 | 0 | 7058.3716
2018-04-27 10:00 | 1062.3779 | 0 | 0 | 0
2018-04-27 11:00 | 1011.9844 | 0 | 0 | 0
2018-04-27 12:00 | 1032.697 | 0 | 0 | 0
2018-04-27 13:00 | 1350.4321 | 0 | 0 | 0
2018-04-27 14:00 | 1007.678 | 0 | 0 | 0
2018-04-27 15:00 | 1135.363 | 0 | 0 | 0
2018-04-27 16:00 | 1169.3462 | 0 | 0 | 0
2018-04-27 17:00 | 1062.8679 | 0 | 0 | 0
2018-04-27 18:00 | 1298.3298 | 0 | 0 | 0
2018-04-27 19:00 | 1382.7981 | 0 | 0 | 0
2018-04-27 20:00 | 1028.4592 | 0 | 0 | 0
2018-04-27 21:00 | 1072.521 | 0 | 0 | 0
2018-04-27 22:00 | 1172.8884 | 0 | 0 | 0
2018-04-27 23:00 | 1294.7922 | 0 | 0 | 0
2018-04-28 | 1113.4375 | 0 | 0 | 0
2018-04-28 01:00 | 1250.5779 | 0 | 0 | 0
2018-04-28 02:00 | 956.1027 | 0 | 0 | 0
2018-04-28 03:00 | 1232.5759 | 0 | 0 | 0
2018-04-28 04:00 | 1219.8865 | 0 | 0 | 0
2018-04-28 05:00 | 1227.3926 | 0 | 0 | 8014.4583
2018-04-28 06:00 | 1109.8093 | 0 | 0 | 7978.362
2018-04-28 07:00 | 1078.1167 | 0 | 0 | 7958.4513
2018-04-28 08:00 | 1137.1819 | 0 | 0 | 7755.8588
2018-04-28 09:00 | 1122.514 | 0 | 0 | 7250.1689
2018-04-28 10:00 | 1067.9044 | 0 | 0 | 6991.7286
2018-04-28 11:00 | 1302.8774 | 0 | 0 | 6838.9845
2018-04-28 12:00 | 1105.6434 | 0 | 0 | 6643.7236
2018-04-28 13:00 | 1318.7576 | 0 | 0 | 6289.1953
2018-04-28 14:00 | 1068.6887 | 0 | 0 | 0
2018-04-28 15:00 | 1098.9758 | 0 | 0 | 0
2018-04-28 16:00 | 1209.8203 | 0 | 0 | 0
2018-04-28 17:00 | 1197.1198 | 0 | 0 | 0
2018-04-28 18:00 | 1166.009 | 0 | 0 | 0
2018-04-28 19:00 | 1169.3033 | 0 | 0 | 0
2018-04-28 20:00 | 1059.6777 | 0 | 0 | 0
2018-04-28 21:00 | 1216.0864 | 0 | 0 | 0
2018-04-28 22:00 | 1429.3407 | 0 | 0 | 0
2018-04-28 23:00 | 1046.624 | 0 | 0 | 0
2018-04-29 | 1120.2251 | 0 | 0 | 0
2018-04-29 01:00 | 1108.4852 | 0 | 0 | 0
2018-04-29 02:00 | 1169.3645 | 0 | 0 | 0
2018-04-29 03:00 | 1039.694 | 0 | 0 | 0
2018-04-29 04:00 | 1298.9524 | 0 | 0 | 0
2018-04-29 05:00 | 1164.5608 | 0 | 0 | 0
2018-04-29 06:00 | 1142.7609 | 0 | 0 | 0
2018-04-29 07:00 | 1195.2844 | 0 | 0 | 0
2018-04-29 08:00 | 1047.1149 | 0 | 0 | 0
2018-04-29 09:00 | 1258.4187 | 0 | 0 | 7426.6471
2018-04-29 10:00 | 997.4923 | 0 | 0 | 7086.7483
2018-04-29 11:00 | 1170.9628 | 0 | 0 | 6930.9469
2018-04-29 12:00 | 1187.48 | 0 | 0 | 6655.0842
2018-04-29 13:00 | 1303.8555 | 0 | 0 | 6284.8376
2018-04-29 14:00 | 1097.7242 | 0 | 0 | 5934.1264
2018-04-29 15:00 | 1206.0178 | 0 | 0 | 5530.3142
2018-04-29 16:00 | 1011.16 | 0 | 0 | 5185.0418
2018-04-29 17:00 | 1169.8147 | 0 | 0 | 4993.5109
2018-04-29 18:00 | 1094.4679 | 0 | 0 | 4978.2594
2018-04-29 19:00 | 1222.6118 | 0 | 0 | 5109.5492
2018-04-29 20:00 | 1228.9592 | 0 | 0 | 5329.371
2018-04-29 21:00 | 1191.1445 | 0 | 0 | 5575.3796
2018-04-29 22:00 | 1115.9556 | 0 | 0 | 5944.8525
2018-04-29 23:00 | 1174.8616 | 0 | 0 | 0
2018-04-30 | 1108.6996 | 0 | 0 | 0
2018-04-30 01:00 | 1072.7769 | 0 | 0 | 0
2018-04-30 02:00 | 1230.4728 | 0 | 0 | 0
2018-04-30 03:00 | 1063.5927 | 0 | 0 | 0
2018-04-30 04:00 | 1012.4376 | 0 | 0 | 0
2018-04-30 05:00 | 1320.8545 | 0 | 0 | 0
2018-04-30 06:00 | 1113.8763 | 0 | 0 | 0
2018-04-30 07:00 | 1307.6044 | 0 | 0 | 0
2018-04-30 08:00 | 1229.3765 | 0 | 0 | 0
2018-04-30 09:00 | 1196.467 | 0 | 0 | 0
2018-04-30 10:00 | 1317.4031 | 1008.6709 | 0 | 0
2018-04-30 11:00 | 1164.7686 | 1042.4999 | 0 | 0
2018-04-30 12:00 | 1125.6681 | 853.5306 | 0 | 0
2018-04-30 13:00 | 1223.4832 | 781.2088 | 0 | 0
2018-04-30 14:00 | 1046.7255 | 762.186 | 0 | 0
2018-04-30 15:00 | 1239.6658 | 806.1492 | 0 | 0
2018-04-30 16:00 | 1044.5841 | 1024.0505 | 0 | 0
2018-04-30 17:00 | 1325.415 | 998.3226 | 0 | 0
2018-04-30 18:00 | 929.4161 | 875.2776 | 0 | 0
2018-04-30 19:00 | 1230.1176 | 994.25 | 0 | 0
2018-04-30 20:00 | 1286.4012 | 991.8206 | 0 | 0
2018-04-30 21:00 | 1224.6044 | 1007.095 | 0 | 0
2018-04-30 22:00 | 1286.023 | 1049.5577 | 0 | 0
2018-04-30 23:00 | 1148.9305 | 976.9329 | 0 | 0
2018-05-01 | 1039.6696 | 956.4773 | 0 | 7081.0793
2018-05-01 01:00 | 1269.1667 | 885.8736 | 0 | 7503.9381
2018-05-01 02:00 | 871.2933 | 897.0124 | 0 | 7794.6273
2018-05-01 03:00 | 1278.2417 | 811.7428 | 0 | 7933.49
2018-05-01 04:00 | 1310.4753 | 991.5593 | 0 | 8106.9437
2018-05-01 05:00 | 920.6251 | 914.9913 | 0 | 8148.9762
2018-05-01 06:00 | 1087.0656 | 1005.0422 | 0 | 8076.9044
2018-05-01 07:00 | 1173.6549 | 1166.4069 | 0 | 8057.0619
2018-05-01 08:00 | 1053.2211 | 851.0214 | 0 | 7894.8676
2018-05-01 09:00 | 1114.09 | 943.609 | 0 | 7393.2695
2018-05-01 10:00 | 1089.1389 | 1040.8546 | 0 | 7034.6711
2018-05-01 11:00 | 1127.4265 | 949.6468 | 0 | 6792.1879
2018-05-01 12:00 | 1218.3894 | 1070.0522 | 0 | 6550.7103
2018-05-01 13:00 | 1069.8884 | 882.1339 | 0 | 0
2018-05-01 14:00 | 1275.3613 | 871.0904 | 0 | 0
2018-05-01 15:00 | 1289.8701 | 801.504 | 0 | 0
2018-05-01 16:00 | 947.0162 | 987.0928 | 0 | 5024.4009
2018-05-01 17:00 | 1263.9221 | 1150.053 | 0 | 4841.0452
2018-05-01 18:00 | 1143.906 | 828.5987 | 0 | 4819.7535
2018-05-01 19:00 | 1096.6246 | 1113.7189 | 0 | 4896.8407
2018-05-01 20:00 | 1117.8542 | 1027.6982 | 0 | 5132.6454
2018-05-01 21:00 | 1224.365 | 1087.7024 | 0 | 5456.6592
2018-05-01 22:00 | 1165.2351 | 787.8058 | 0 | 5978.2924
2018-05-01 23:00 | 1212.4143 | 873.8924 | 0 | 6530.5157
2018-05-02 | 1193.4567 | 898.2527 | 0 | 7003.2221
2018-05-02 01:00 | 1067.7528 | 1201.3726 | 0 | 7570.5858
2018-05-02 02:00 | 881.3086 | 1343.6388 | 0 | 7902.568
2018-05-02 03:00 | 1073.4801 | 1116.5037 | 0 | 8004.7973
2018-05-02 04:00 | 1145.388 | 1082.5265 | 0 | 8169.4026
2018-05-02 05:00 | 1011.2039 | 1048.762 | 0 | 0
2018-05-02 06:00 | 1076.6743 | 989.3869 | 0 | 0
2018-05-02 07:00 | 978.9136 | 1083.823 | 0 | 0
2018-05-02 08:00 | 1059.883 | 1207.0874 | 0 | 0
2018-05-02 09:00 | 992.5209 | 1232.4766 | 0 | 0
2018-05-02 10:00 | 901.7011 | 1066.1848 | 0 | 0
2018-05-02 11:00 | 947.4811 | 1190.3378 | 0 | 0
2018-05-02 12:00 | 958.2282 | 1148.1726 | 0 | 0
2018-05-02 13:00 | 945.213 | 1264.033 | 0 | 0
2018-05-02 14:00 | 1114.0753 | 1175.7037 | 0 | 0
2018-05-02 15:00 | 942.6419 | 1099.7227 | 0 | 0
2018-05-02 16:00 | 997.8849 | 1123.2266 | 0 | 0
2018-05-02 17:00 | 1009.7375 | 1190.7646 | 0 | 0
2018-05-02 18:00 | 1032.1785 | 1263.6936 | 0 | 0
2018-05-02 19:00 | 923.3254 | 1062.8748 | 0 | 0
2018-05-02 20:00 | 972.1094 | 1236.5186 | 0 | 0
2018-05-02 21:00 | 1032.7307 | 1167.4907 | 0 | 0
2018-05-02 22:00 | 1036.8542 | 1102.9102 | 0 | 0
2018-05-02 23:00 | 1048.908 | 1287.4897 | 0 | 0
2018-05-03 | 1127.91 | 1241.8743 | 0 | 0
2018-05-03 01:00 | 1101.6448 | 1265.739 | 0 | 0
2018-05-03 02:00 | 1084.0853 | 1023.9961 | 0 | 0
2018-05-03 03:00 | 991.0651 | 1102.3551 | 0 | 0
2018-05-03 04:00 | 1075.5259 | 1144.8694 | 0 | 0
2018-05-03 05:00 | 1006.5011 | 991.1902 | 0 | 0
2018-05-03 06:00 | 963.2655 | 936.1643 | 0 | 0
2018-05-03 07:00 | 899.5582 | 1213.3232 | 0 | 0
2018-05-03 08:00 | 1023.4757 | 1192.5027 | 0 | 0
2018-05-03 09:00 | 944.8667 | 1245.0969 | 0 | 0
2018-05-03 10:00 | 917.4668 | 1037.909 | 0 | 0
2018-05-03 11:00 | 1038.9423 | 1164.5366 | 0 | 0
2018-05-03 12:00 | 973.1809 | 1132.74 | 0 | 0
2018-05-03 13:00 | 954.1577 | 1150.1848 | 0 | 0
2018-05-03 14:00 | 1002.9897 | 947.2837 | 0 | 0
2018-05-03 15:00 | 246.4932 | 978.5623 | 0 | 0
2018-05-03 16:00 | 0 | 1065.62 | 0 | 0
2018-05-03 17:00 | 0 | 1200.4384 | 0 | 0
2018-05-03 18:00 | 0 | 998.7022 | 0 | 0
2018-05-03 19:00 | 0 | 1272.7975 | 0 | 0
2018-05-03 20:00 | 0 | 1303.7319 | 0 | 0
2018-05-03 21:00 | 0 | 1277.45 | 0 | 0
2018-05-03 22:00 | 0 | 1407.1426 | 0 | 0
2018-05-03 23:00 | 0 | 1289.9052 | 0 | 0
2018-05-04 | 0 | 1132.0995 | 0 | 0
2018-05-04 01:00 | 0 | 1168.4822 | 0 | 0
2018-05-04 02:00 | 0 | 1157.1921 | 0 | 0
2018-05-04 03:00 | 0 | 1207.8031 | 0 | 0
2018-05-04 04:00 | 0 | 1043.7343 | 0 | 0
2018-05-04 05:00 | 0 | 979.6174 | 0 | 0
2018-05-04 06:00 | 0 | 1087.1069 | 0 | 0
2018-05-04 07:00 | 0 | 1128.9911 | 0 | 0
2018-05-04 08:00 | 0 | 1131.343 | 0 | 0
2018-05-04 09:00 | 0 | 1145.5128 | 0 | 0
2018-05-04 10:00 | 0 | 1163.3696 | 0 | 0
2018-05-04 11:00 | 0 | 1069.3267 | 0 | 0
2018-05-04 12:00 | 0 | 1376.4055 | 0 | 0
2018-05-04 13:00 | 0 | 1125.7837 | 0 | 0
2018-05-04 14:00 | 0 | 1181.8811 | 0 | 0
2018-05-04 15:00 | 0 | 1098.6226 | 0 | 0
2018-05-04 16:00 | 0 | 1209.1147 | 0 | 0
2018-05-04 17:00 | 0 | 1066.542 | 0 | 6329.6145
2018-05-04 18:00 | 0 | 1312.2742 | 0 | 6437.9331
2018-05-04 19:00 | 0 | 1113.8519 | 0 | 6518.6327
2018-05-04 20:00 | 0 | 944.0326 | 0 | 6631.0107
2018-05-04 21:00 | 0 | 1254.2463 | 0 | 6646.2298
2018-05-04 22:00 | 0 | 1281.3702 | 0 | 6639.9732
2018-05-04 23:00 | 0 | 978.0285 | 0 | 6887.2639
2018-05-05 | 0 | 1203.2385 | 0 | 7200.3974
2018-05-05 01:00 | 0 | 1052.7001 | 0 | 7632.2539
2018-05-05 02:00 | 0 | 951.0416 | 0 | 0
2018-05-05 03:00 | 0 | 1027.8605 | 0 | 0
2018-05-05 04:00 | 0 | 1154.0283 | 0 | 0
2018-05-05 05:00 | 0 | 1356.738 | 0 | 0
2018-05-05 06:00 | 0 | 1163.0966 | 0 | 0
2018-05-05 07:00 | 0 | 1192.781 | 0 | 0
2018-05-05 08:00 | 0 | 982.9574 | 0 | 0
2018-05-05 09:00 | 0 | 932.6429 | 0 | 0
2018-05-05 10:00 | 0 | 1049.7828 | 0 | 0
2018-05-05 11:00 | 0 | 1152.1001 | 0 | 0
2018-05-05 12:00 | 0 | 1231.0712 | 0 | 0
2018-05-05 13:00 | 0 | 1243.8934 | 0 | 0
2018-05-05 14:00 | 0 | 1005.5695 | 0 | 0
2018-05-05 15:00 | 0 | 1170.0121 | 0 | 0
2018-05-05 16:00 | 0 | 1185.4612 | 0 | 0
2018-05-05 17:00 | 0 | 1067.9531 | 0 | 0
2018-05-05 18:00 | 0 | 1132.0594 | 0 | 0
2018-05-05 19:00 | 0 | 1249.9661 | 0 | 0
2018-05-05 20:00 | 0 | 1109.7517 | 0 | 0
2018-05-05 21:00 | 0 | 994.1983 | 0 | 0
2018-05-05 22:00 | 0 | 1131.8276 | 0 | 6420.1484
2018-05-05 23:00 | 0 | 1242.447 | 0 | 6703.6362
2018-05-06 | 0 | 1237.6838 | 0 | 7030.5372
2018-05-06 01:00 | 0 | 1133.3157 | 0 | 7496.9033
2018-05-06 02:00 | 0 | 1166.8083 | 0 | 7797.0049
2018-05-06 03:00 | 0 | 1291.5897 | 0 | 7939.182
2018-05-06 04:00 | 0 | 1175.7513 | 0 | 8072.3727
2018-05-06 05:00 | 0 | 1096.9474 | 0 | 7980.3498
2018-05-06 06:00 | 0 | 1176.0963 | 0 | 7784.5341
2018-05-06 07:00 | 0 | 1264.1737 | 0 | 7731.7524
2018-05-06 08:00 | 0 | 1028.4075 | 0 | 7602.5777
2018-05-06 09:00 | 0 | 960.4897 | 0 | 7085.7715
2018-05-06 10:00 | 0 | 1074.9043 | 0 | 6902.1654
2018-05-06 11:00 | 0 | 1184.8232 | 0 | 6994.093
2018-05-06 12:00 | 0 | 1226.7079 | 0 | 7051.8317
2018-05-06 13:00 | 0 | 973.3456 | 0 | 6961.4245
2018-05-06 14:00 | 0 | 1190.3007 | 0 | 6815.2715
2018-05-06 15:00 | 0 | 1232.1296 | 0 | 6515.6462
2018-05-06 16:00 | 0 | 1118.3422 | 0 | 6236.4291
2018-05-06 17:00 | 0 | 921.0341 | 0 | 6013.8523
2018-05-06 18:00 | 0 | 1152.7488 | 0 | 5925.6312
2018-05-06 19:00 | 0 | 1305.5631 | 0 | 5934.6685
2018-05-06 20:00 | 0 | 1273.5271 | 0 | 6011.4609
2018-05-06 21:00 | 0 | 1186.5608 | 0 | 6155.9642
2018-05-06 22:00 | 0 | 1227.5669 | 0 | 6275.4845
2018-05-06 23:00 | 0 | 1331.5767 | 0 | 6606.8786
2018-05-07 | 0 | 1190.778 | 0 | 0
2018-05-07 01:00 | 0 | 1191.444 | 0 | 0
2018-05-07 02:00 | 0 | 1204.23 | 0 | 0
2018-05-07 03:00 | 0 | 1349.9265 | 0 | 0
2018-05-07 04:00 | 0 | 1294.9917 | 0 | 0
2018-05-07 05:00 | 0 | 1022.8301 | 0 | 0
2018-05-07 06:00 | 0 | 1203.6997 | 0 | 0
2018-05-07 07:00 | 0 | 1104.6343 | 0 | 0
2018-05-07 08:00 | 0 | 1269.5222 | 0 | 0
2018-05-07 09:00 | 0 | 1126.0786 | 0 | 0
2018-05-07 10:00 | 0 | 964.2096 | 0 | 0
2018-05-07 11:00 | 0 | 1154.4884 | 0 | 0
2018-05-07 12:00 | 0 | 1172.9636 | 0 | 0
2018-05-07 13:00 | 0 | 1062.7532 | 0 | 0
2018-05-07 14:00 | 0 | 1069.0535 | 0 | 0
2018-05-07 15:00 | 0 | 1104.9622 | 0 | 0
2018-05-07 16:00 | 0 | 1222.5702 | 0 | 0
2018-05-07 17:00 | 0 | 1118.2109 | 0 | 0
2018-05-07 18:00 | 0 | 1231.968 | 0 | 0
2018-05-07 19:00 | 0 | 1254.2886 | 0 | 0
2018-05-07 20:00 | 0 | 1138.9357 | 0 | 0
2018-05-07 21:00 | 0 | 1299.833 | 0 | 0
2018-05-07 22:00 | 0 | 1060.4567 | 0 | 0
2018-05-07 23:00 | 0 | 1154.7751 | 0 | 0
2018-05-08 | 0 | 1286.096 | 0 | 0
2018-05-08 01:00 | 0 | 1292.398 | 0 | 0
2018-05-08 02:00 | 0 | 999.2967 | 0 | 0
2018-05-08 03:00 | 0 | 1226.6804 | 0 | 7816.0197
2018-05-08 04:00 | 0 | 957.7277 | 0 | 7940.5546
2018-05-08 05:00 | 0 | 1082.7855 | 0 | 7973.4236
2018-05-08 06:00 | 0 | 1152.1488 | 0 | 7822.4106
2018-05-08 07:00 | 0 | 1030.3453 | 0 | 7693.6634
2018-05-08 08:00 | 0 | 938.0482 | 0 | 7457.5534
2018-05-08 09:00 | 0 | 1167.2678 | 0 | 7011.5723
2018-05-08 10:00 | 0 | 1070.7362 | 0 | 7042.7624
2018-05-08 11:00 | 0 | 1103.6284 | 0 | 7146.4889
2018-05-08 12:00 | 0 | 1165.7919 | 0 | 7144.572
2018-05-08 13:00 | 0 | 1069.2451 | 0 | 7040.0175
2018-05-08 14:00 | 0 | 1047.658 | 0 | 0
2018-05-08 15:00 | 0 | 1086.448 | 0 | 0
2018-05-08 16:00 | 0 | 1143.4462 | 0 | 0
2018-05-08 17:00 | 0 | 1232.9028 | 0 | 0
2018-05-08 18:00 | 0 | 1212.536 | 0 | 0
2018-05-08 19:00 | 0 | 1090.6207 | 0 | 0
2018-05-08 20:00 | 0 | 1337.0005 | 0 | 0
2018-05-08 21:00 | 0 | 1390.2764 | 0 | 0
2018-05-08 22:00 | 0 | 291.2725 | 0 | 0
2018-05-08 23:00 | 0 | 0 | 0 | 0
2018-05-09 | 0 | 0 | 0 | 0
2018-05-09 01:00 | 0 | 0 | 0 | 0
2018-05-09 02:00 | 0 | 0 | 0 | 0
2018-05-09 03:00 | 0 | 0 | 0 | 0
2018-05-09 04:00 | 0 | 0 | 0 | 0
2018-05-09 05:00 | 0 | 0 | 0 | 0
2018-05-09 06:00 | 0 | 0 | 0 | 0
2018-05-09 07:00 | 0 | 0 | 0 | 0
2018-05-09 08:00 | 0 | 0 | 0 | 0
2018-05-09 09:00 | 0 | 0 | 0 | 0
2018-05-09 10:00 | 0 | 0 | 0 | 0
2018-05-09 11:00 | 0 | 0 | 0 | 0
2018-05-09 12:00 | 0 | 0 | 0 | 0
2018-05-09 13:00 | 0 | 0 | 0 | 0
2018-05-09 14:00 | 0 | 0 | 0 | 0
2018-05-09 15:00 | 0 | 0 | 0 | 0
2018-05-09 16:00 | 0 | 0 | 0 | 0
2018-05-09 17:00 | 0 | 0 | 0 | 0
2018-05-09 18:00 | 0 | 0 | 0 | 0
2018-05-09 19:00 | 0 | 0 | 0 | 0
2018-05-09 20:00 | 0 | 0 | 0 | 0
2018-05-09 21:00 | 0 | 0 | 0 | 0
2018-05-09 22:00 | 0 | 0 | 0 | 0
2018-05-09 23:00 | 0 | 0 | 0 | 0
2018-05-10 | 0 | 0 | 0 | 0
2018-05-10 01:00 | 0 | 0 | 0 | 0
2018-05-10 02:00 | 0 | 0 | 0 | 0
2018-05-10 03:00 | 0 | 0 | 0 | 0
2018-05-10 04:00 | 0 | 0 | 0 | 0
2018-05-10 05:00 | 0 | 0 | 0 | 0
2018-05-10 06:00 | 0 | 0 | 0 | 0
2018-05-10 07:00 | 0 | 0 | 0 | 0
2018-05-10 08:00 | 0 | 0 | 0 | 0
2018-05-10 09:00 | 0 | 0 | 0 | 0
2018-05-10 10:00 | 0 | 0 | 0 | 0
2018-05-10 11:00 | 0 | 0 | 0 | 0
2018-05-10 12:00 | 0 | 0 | 0 | 0
2018-05-10 13:00 | 0 | 0 | 0 | 0
2018-05-10 14:00 | 0 | 0 | 0 | 0
2018-05-10 15:00 | 0 | 0 | 0 | 0
2018-05-10 16:00 | 0 | 0 | 0 | 0
2018-05-10 17:00 | 0 | 0 | 0 | 0
2018-05-10 18:00 | 0 | 0 | 0 | 0
2018-05-10 19:00 | 0 | 0 | 0 | 0
2018-05-10 20:00 | 0 | 0 | 0 | 0
2018-05-10 21:00 | 0 | 0 | 0 | 0
2018-05-10 22:00 | 0 | 0 | 0 | 0
2018-05-10 23:00 | 0 | 0 | 0 | 0
2018-05-11 | 0 | 0 | 0 | 0
2018-05-11 01:00 | 0 | 0 | 0 | 0
2018-05-11 02:00 | 0 | 0 | 0 | 0
2018-05-11 03:00 | 0 | 0 | 0 | 0
2018-05-11 04:00 | 0 | 0 | 0 | 0
2018-05-11 05:00 | 0 | 0 | 0 | 0
2018-05-11 06:00 | 0 | 0 | 0 | 0
2018-05-11 07:00 | 0 | 0 | 0 | 7715.7032
2018-05-11 08:00 | 0 | 0 | 0 | 7478.6324
2018-05-11 09:00 | 0 | 0 | 0 | 7008.8409
2018-05-11 10:00 | 0 | 0 | 0 | 6914.9697
2018-05-11 11:00 | 0 | 0 | 0 | 6889.4634
2018-05-11 12:00 | 0 | 0 | 0 | 6747.9749
2018-05-11 13:00 | 0 | 0 | 0 | 6512.665
2018-05-11 14:00 | 0 | 0 | 0 | 6154.8815
2018-05-11 15:00 | 0 | 0 | 0 | 5814.8873
2018-05-11 16:00 | 0 | 0 | 0 | 5494.4718
2018-05-11 17:00 | 0 | 0 | 0 | 5287.0051
2018-05-11 18:00 | 0 | 0 | 0 | 5270.9004
2018-05-11 19:00 | 0 | 0 | 0 | 0
2018-05-11 20:00 | 0 | 0 | 0 | 0
2018-05-11 21:00 | 0 | 0 | 0 | 0
2018-05-11 22:00 | 0 | 0 | 0 | 0
2018-05-11 23:00 | 0 | 0 | 0 | 0
2018-05-12 | 0 | 0 | 0 | 0
2018-05-12 01:00 | 0 | 0 | 0 | 0
2018-05-12 02:00 | 0 | 0 | 0 | 0
2018-05-12 03:00 | 0 | 0 | 0 | 0
2018-05-12 04:00 | 0 | 0 | 0 | 0
2018-05-12 05:00 | 0 | 0 | 0 | 0
2018-05-12 06:00 | 0 | 0 | 0 | 0
2018-05-12 07:00 | 0 | 0 | 0 | 0
2018-05-12 08:00 | 0 | 0 | 0 | 0
2018-05-12 09:00 | 0 | 0 | 0 | 0
2018-05-12 10:00 | 0 | 0 | 0 | 0
2018-05-12 11:00 | 0 | 0 | 0 | 0
2018-05-12 12:00 | 0 | 0 | 0 | 0
2018-05-12 13:00 | 0 | 0 | 0 | 0
2018-05-12 14:00 | 0 | 0 | 0 | 0
2018-05-12 15:00 | 0 | 0 | 0 | 0
2018-05-12 16:00 | 0 | 0 | 0 | 0
2018-05-12 17:00 | 0 | 0 | 0 | 0
2018-05-12 18:00 | 0 | 0 | 0 | 0
2018-05-12 19:00 | 0 | 0 | 0 | 0
2018-05-12 20:00 | 0 | 0 | 775.3057 | 0
2018-05-12 21:00 | 0 | 0 | 1080.2747 | 0
2018-05-12 22:00 | 0 | 0 | 1038.8584 | 0
2018-05-12 23:00 | 0 | 0 | 1310.7188 | 6280.6976
2018-05-13 | 0 | 0 | 1311.4806 | 6725.4451
2018-05-13 01:00 | 0 | 0 | 1200.4346 | 7220.4566
2018-05-13 02:00 | 0 | 0 | 1181.8937 | 7569.6972
2018-05-13 03:00 | 0 | 0 | 1231.484 | 7688.7764
2018-05-13 04:00 | 0 | 0 | 1218.6243 | 7879.5913
2018-05-13 05:00 | 0 | 0 | 1189.119 | 7921.2648
2018-05-13 06:00 | 0 | 0 | 1099.036 | 7795.1877
2018-05-13 07:00 | 0 | 0 | 1220.9089 | 0
2018-05-13 08:00 | 0 | 0 | 1297.6433 | 0
2018-05-13 09:00 | 0 | 0 | 1215.8175 | 0
2018-05-13 10:00 | 0 | 0 | 1175.8568 | 0
2018-05-13 11:00 | 0 | 0 | 998.7509 | 0
2018-05-13 12:00 | 0 | 0 | 1073.0483 | 0
2018-05-13 13:00 | 0 | 0 | 1256.7285 | 0
2018-05-13 14:00 | 0 | 0 | 924.8615 | 0
2018-05-13 15:00 | 0 | 0 | 1146.3165 | 0
2018-05-13 16:00 | 0 | 0 | 1304.564 | 0
2018-05-13 17:00 | 0 | 0 | 941.5993 | 0
2018-05-13 18:00 | 0 | 0 | 1010.1725 | 0
2018-05-13 19:00 | 0 | 0 | 1085.9161 | 0
2018-05-13 20:00 | 0 | 0 | 1367.1549 | 0
2018-05-13 21:00 | 0 | 0 | 1219.2737 | 0
2018-05-13 22:00 | 0 | 0 | 1232.1656 | 0
2018-05-13 23:00 | 0 | 0 | 1209.9451 | 0
2018-05-14 | 0 | 0 | 1148.1962 | 0
2018-05-14 01:00 | 0 | 0 | 1159.7427 | 0
2018-05-14 02:00 | 0 | 0 | 1218.2295 | 0
2018-05-14 03:00 | 0 | 0 | 1183.781 | 0
2018-05-14 04:00 | 0 | 0 | 1176.8416 | 0
2018-05-14 05:00 | 0 | 0 | 1149.4448 | 0
2018-05-14 06:00 | 0 | 0 | 1108.1675 | 0
2018-05-14 07:00 | 0 | 0 | 1164.2617 | 0
2018-05-14 08:00 | 0 | 0 | 1152.0762 | 0
2018-05-14 09:00 | 0 | 0 | 1108.2228 | 0
2018-05-14 10:00 | 0 | 0 | 1055.7476 | 0
2018-05-14 11:00 | 0 | 0 | 1246.0961 | 0
2018-05-14 12:00 | 0 | 0 | 1146.1439 | 0
2018-05-14 13:00 | 0 | 0 | 1196.0809 | 0
2018-05-14 14:00 | 0 | 0 | 962.1964 | 0
2018-05-14 15:00 | 0 | 0 | 1126.5881 | 0
2018-05-14 16:00 | 0 | 0 | 1123.0903 | 0
2018-05-14 17:00 | 0 | 0 | 1230.8474 | 0
2018-05-14 18:00 | 0 | 0 | 1045.539 | 0
2018-05-14 19:00 | 0 | 0 | 1218.3765 | 0
2018-05-14 20:00 | 0 | 0 | 1282.656 | 0
2018-05-14 21:00 | 0 | 0 | 1094.1877 | 0
2018-05-14 22:00 | 0 | 0 | 1386.1078 | 0
2018-05-14 23:00 | 0 | 0 | 1258.5791 | 0
2018-05-15 | 0 | 0 | 1205.5042 | 0
2018-05-15 01:00 | 0 | 0 | 1312.7867 | 0
2018-05-15 02:00 | 0 | 0 | 1311.8961 | 0
2018-05-15 03:00 | 0 | 0 | 1059.2848 | 0
2018-05-15 04:00 | 0 | 0 | 1225.207 | 0
2018-05-15 05:00 | 0 | 0 | 1183.719 | 0
2018-05-15 06:00 | 0 | 0 | 1196.324 | 7742.4639
2018-05-15 07:00 | 0 | 0 | 1026.63 | 7698.1418
2018-05-15 08:00 | 0 | 0 | 1004.618 | 7458.2997
2018-05-15 09:00 | 0 | 0 | 1118.0763 | 6974.4135
2018-05-15 10:00 | 0 | 0 | 1229.3643 | 6869.1025
2018-05-15 11:00 | 0 | 0 | 1086.167 | 6810.9267
2018-05-15 12:00 | 0 | 0 | 951.8343 | 6646.5738
2018-05-15 13:00 | 0 | 0 | 1216.9736 | 6417.9664
2018-05-15 14:00 | 0 | 0 | 1101.8367 | 6157.9085
2018-05-15 15:00 | 0 | 0 | 1245.7603 | 5829.8687
2018-05-15 16:00 | 0 | 0 | 1223.5979 | 5573.8206
2018-05-15 17:00 | 0 | 0 | 1123.0023 | 5432.8968
2018-05-15 18:00 | 0 | 0 | 1027.8462 | 0
2018-05-15 19:00 | 0 | 0 | 1346.1953 | 0
2018-05-15 20:00 | 0 | 0 | 1291.333 | 0
2018-05-15 21:00 | 0 | 0 | 1126.805 | 0
2018-05-15 22:00 | 0 | 0 | 1107.392 | 0
2018-05-15 23:00 | 0 | 0 | 1320.0153 | 0
2018-05-16 | 0 | 0 | 1177.2299 | 0
2018-05-16 01:00 | 0 | 0 | 1237.2832 | 0
2018-05-16 02:00 | 0 | 0 | 1190.7043 | 0
2018-05-16 03:00 | 0 | 0 | 986.5846 | 0
2018-05-16 04:00 | 0 | 0 | 1085.8834 | 0
2018-05-16 05:00 | 0 | 0 | 1041.051 | 0
2018-05-16 06:00 | 0 | 0 | 1230.5775 | 0
2018-05-16 07:00 | 0 | 0 | 1115.9202 | 0
2018-05-16 08:00 | 0 | 0 | 1109.5413 | 0
2018-05-16 09:00 | 0 | 0 | 1140.5408 | 0
2018-05-16 10:00 | 0 | 0 | 1127.6775 | 0
2018-05-16 11:00 | 0 | 0 | 1111.3038 | 0
2018-05-16 12:00 | 0 | 0 | 1165.8889 | 0
2018-05-16 13:00 | 0 | 0 | 1204.9943 | 0
2018-05-16 14:00 | 0 | 0 | 1248.61 | 0
2018-05-16 15:00 | 0 | 0 | 1278.8081 | 0
2018-05-16 16:00 | 0 | 0 | 1062.4836 | 0
2018-05-16 17:00 | 0 | 0 | 1242.0853 | 0
2018-05-16 18:00 | 0 | 0 | 1061.3248 | 0
2018-05-16 19:00 | 0 | 0 | 1029.8391 | 0
2018-05-16 20:00 | 0 | 0 | 1160.7601 | 0
2018-05-16 21:00 | 0 | 0 | 1239.7693 | 0
2018-05-16 22:00 | 0 | 0 | 1236.7711 | 0
2018-05-16 23:00 | 0 | 0 | 825.2048 | 0
2018-05-17 | 0 | 0 | 1045.1665 | 0
2018-05-17 01:00 | 0 | 0 | 1191.5126 | 0
2018-05-17 02:00 | 0 | 0 | 1296.5897 | 0
2018-05-17 03:00 | 0 | 0 | 955.1764 | 0
2018-05-17 04:00 | 0 | 0 | 1198.4205 | 0
2018-05-17 05:00 | 0 | 0 | 1177.322 | 0
2018-05-17 06:00 | 0 | 0 | 1152.7472 | 0
2018-05-17 07:00 | 0 | 0 | 1023.2178 | 0
2018-05-17 08:00 | 0 | 0 | 1082.918 | 0
2018-05-17 09:00 | 0 | 0 | 1223.3009 | 0
2018-05-17 10:00 | 0 | 0 | 1028.3795 | 0
2018-05-17 11:00 | 0 | 0 | 1182.7644 | 0
2018-05-17 12:00 | 0 | 0 | 913.9543 | 0
2018-05-17 13:00 | 0 | 0 | 1138.4752 | 0
2018-05-17 14:00 | 0 | 0 | 1265.7545 | 0
2018-05-17 15:00 | 0 | 0 | 1275.9419 | 0
2018-05-17 16:00 | 0 | 0 | 1161.9065 | 0
2018-05-17 17:00 | 0 | 0 | 1243.6584 | 0
2018-05-17 18:00 | 0 | 0 | 1202.695 | 0
2018-05-17 19:00 | 0 | 0 | 1306.1368 | 0
2018-05-17 20:00 | 0 | 0 | 1129.3162 | 0
2018-05-17 21:00 | 0 | 0 | 1326 | 0
2018-05-17 22:00 | 0 | 0 | 1220.0654 | 0
2018-05-17 23:00 | 0 | 0 | 1137.5538 | 0
2018-05-18 | 0 | 0 | 948.6451 | 0
2018-05-18 01:00 | 0 | 0 | 1437.9244 | 0
2018-05-18 02:00 | 0 | 0 | 1213.0741 | 0
2018-05-18 03:00 | 0 | 0 | 1314.833 | 0
2018-05-18 04:00 | 0 | 0 | 1107.6688 | 0
2018-05-18 05:00 | 0 | 0 | 1247.9606 | 0
2018-05-18 06:00 | 0 | 0 | 1136.566 | 0
2018-05-18 07:00 | 0 | 0 | 1212.9795 | 0
2018-05-18 08:00 | 0 | 0 | 1131.776 | 0
2018-05-18 09:00 | 0 | 0 | 1160.4271 | 0
2018-05-18 10:00 | 0 | 0 | 977.0881 | 0
2018-05-18 11:00 | 0 | 0 | 1254.8651 | 0
2018-05-18 12:00 | 0 | 0 | 1099.686 | 0
2018-05-18 13:00 | 0 | 0 | 1018.2663 | 0
2018-05-18 14:00 | 0 | 0 | 1317.9025 | 0
2018-05-18 15:00 | 0 | 0 | 1241.6561 | 0
2018-05-18 16:00 | 0 | 0 | 1087.1481 | 0
2018-05-18 17:00 | 0 | 0 | 1264.3457 | 0
2018-05-18 18:00 | 0 | 0 | 1058.3801 | 0
2018-05-18 19:00 | 0 | 0 | 1110.2875 | 0
2018-05-18 20:00 | 0 | 0 | 1120.7632 | 0
2018-05-18 21:00 | 0 | 0 | 1102.9763 | 0
2018-05-18 22:00 | 0 | 0 | 1212.0165 | 0
2018-05-18 23:00 | 0 | 0 | 1152.2655 | 0
2018-05-19 | 0 | 0 | 1234.0459 | 0
2018-05-19 01:00 | 0 | 0 | 1043.3724 | 0
2018-05-19 02:00 | 0 | 0 | 1194.1533 | 0
2018-05-19 03:00 | 0 | 0 | 945.0054 | 0
2018-05-19 04:00 | 0 | 0 | 1023.6455 | 0
2018-05-19 05:00 | 0 | 0 | 1102.4027 | 0
2018-05-19 06:00 | 0 | 0 | 1122.5629 | 0
2018-05-19 07:00 | 0 | 0 | 1107.3752 | 0
2018-05-19 08:00 | 0 | 0 | 1028.9305 | 0
2018-05-19 09:00 | 0 | 0 | 1059.6252 | 0
2018-05-19 10:00 | 0 | 0 | 1070.9547 | 0
2018-05-19 11:00 | 0 | 0 | 1073.9047 | 7011.1136
2018-05-19 12:00 | 0 | 0 | 1252.5887 | 6910.0926
2018-05-19 13:00 | 0 | 0 | 1179.6353 | 6700.6544
2018-05-19 14:00 | 0 | 0 | 1229.6917 | 6359.6466
2018-05-19 15:00 | 0 | 0 | 1067.835 | 5967.1045
2018-05-19 16:00 | 0 | 0 | 931.8316 | 5711.1276
2018-05-19 17:00 | 0 | 0 | 1290.657 | 5661.0868
2018-05-19 18:00 | 0 | 0 | 959.2527 | 5610.8212
2018-05-19 19:00 | 0 | 0 | 1301.3656 | 5668.6659
2018-05-19 20:00 | 0 | 0 | 1161.7777 | 5811.7232
2018-05-19 21:00 | 0 | 0 | 977.5204 | 5951.3161
2018-05-19 22:00 | 0 | 0 | 1100.507 | 0
2018-05-19 23:00 | 0 | 0 | 1161.7467 | 0
2018-05-20 | 0 | 0 | 1091.5735 | 0
2018-05-20 01:00 | 0 | 0 | 1046.3174 | 0
2018-05-20 02:00 | 0 | 0 | 1230.6436 | 0
2018-05-20 03:00 | 0 | 0 | 1230.1202 | 0
2018-05-20 04:00 | 0 | 0 | 1156.428 | 0
2018-05-20 05:00 | 0 | 0 | 1059.9783 | 0
2018-05-20 06:00 | 0 | 0 | 1141.2388 | 0
2018-05-20 07:00 | 0 | 0 | 1163.5007 | 0
2018-05-20 08:00 | 0 | 0 | 1166.9473 | 0
2018-05-20 09:00 | 0 | 0 | 1106.3643 | 0
2018-05-20 10:00 | 0 | 0 | 1112.0465 | 0
2018-05-20 11:00 | 0 | 0 | 1140.18 | 0
2018-05-20 12:00 | 0 | 0 | 1143.2739 | 0
2018-05-20 13:00 | 0 | 0 | 1215.3801 | 0
2018-05-20 14:00 | 0 | 0 | 1175.9664 | 0
2018-05-20 15:00 | 0 | 0 | 910.6545 | 0
2018-05-20 16:00 | 0 | 0 | 1190.5037 | 0
2018-05-20 17:00 | 0 | 0 | 1109.8666 | 0
2018-05-20 18:00 | 0 | 0 | 1190.7048 | 0
2018-05-20 19:00 | 0 | 0 | 1384.196 | 0
2018-05-20 20:00 | 0 | 0 | 1144.3452 | 0
2018-05-20 21:00 | 0 | 0 | 1224.419 | 0
2018-05-20 22:00 | 0 | 0 | 1141.9514 | 0
2018-05-20 23:00 | 0 | 0 | 1131.6624 | 0
2018-05-21 | 0 | 0 | 1115.0594 | 0
2018-05-21 01:00 | 0 | 0 | 1241.8772 | 0
2018-05-21 02:00 | 0 | 0 | 1316.6417 | 0
2018-05-21 03:00 | 0 | 0 | 959.6111 | 0
2018-05-21 04:00 | 0 | 0 | 1005.0185 | 0
2018-05-21 05:00 | 0 | 0 | 1289.3801 | 0
2018-05-21 06:00 | 0 | 0 | 1208.0525 | 0
2018-05-21 07:00 | 0 | 0 | 1069.9385 | 0
2018-05-21 08:00 | 0 | 325.456 | 1193.0465 | 0
2018-05-21 09:00 | 0 | 1212.5494 | 1108.1682 | 0
2018-05-21 10:00 | 0 | 1133.1912 | 1080.77 | 0
2018-05-21 11:00 | 0 | 1107.3011 | 1157.644 | 0
2018-05-21 12:00 | 0 | 1259.521 | 1153.1569 | 0
2018-05-21 13:00 | 0 | 1154.0701 | 1386.5425 | 0
2018-05-21 14:00 | 0 | 1182.6194 | 1184.6814 | 0
2018-05-21 15:00 | 0 | 1275.9503 | 1403.2261 | 0
2018-05-21 16:00 | 0 | 1205.6674 | 1189.7876 | 0
2018-05-21 17:00 | 0 | 1253.3295 | 1103.769 | 0
2018-05-21 18:00 | 0 | 1202.7651 | 1267.8201 | 0
2018-05-21 19:00 | 0 | 1024.2164 | 1231.0856 | 0
2018-05-21 20:00 | 0 | 1149.1693 | 1178.2988 | 0
2018-05-21 21:00 | 0 | 1198.658 | 1181.877 | 0
2018-05-21 22:00 | 0 | 1079.1619 | 940.7112 | 0
2018-05-21 23:00 | 0 | 1305.4037 | 0 | 0
2018-05-22 | 0 | 1283.6744 | 0 | 0
2018-05-22 01:00 | 0 | 1036.4896 | 0 | 0
2018-05-22 02:00 | 0 | 1253.8628 | 0 | 0
2018-05-22 03:00 | 0 | 1142.2435 | 0 | 0
2018-05-22 04:00 | 0 | 1027.9028 | 0 | 0
2018-05-22 05:00 | 0 | 1230.9685 | 0 | 0
2018-05-22 06:00 | 0 | 1183.2771 | 0 | 0
2018-05-22 07:00 | 0 | 1188.6603 | 0 | 0
2018-05-22 08:00 | 0 | 1075.562 | 0 | 0
2018-05-22 09:00 | 0 | 909.3805 | 0 | 0
2018-05-22 10:00 | 0 | 1180.1693 | 0 | 0
2018-05-22 11:00 | 0 | 1202.6956 | 0 | 0
2018-05-22 12:00 | 0 | 1151.9177 | 0 | 0
2018-05-22 13:00 | 0 | 930.1752 | 0 | 0
2018-05-22 14:00 | 0 | 1077.7703 | 0 | 0
2018-05-22 15:00 | 0 | 1130.5571 | 0 | 0
2018-05-22 16:00 | 0 | 1289.4059 | 0 | 0
2018-05-22 17:00 | 0 | 1239.952 | 0 | 0
2018-05-22 18:00 | 0 | 1016.476 | 0 | 0
2018-05-22 19:00 | 0 | 1358.9762 | 0 | 0
2018-05-22 20:00 | 0 | 1357.5662 | 0 | 0
2018-05-22 21:00 | 0 | 1195.4326 | 0 | 0
2018-05-22 22:00 | 0 | 1382.1489 | 0 | 0
2018-05-22 23:00 | 0 | 1149.2578 | 0 | 0
2018-05-23 | 0 | 1071.1451 | 0 | 0
2018-05-23 01:00 | 0 | 1195.6382 | 0 | 0
2018-05-23 02:00 | 0 | 1217.5168 | 0 | 0
2018-05-23 03:00 | 0 | 1162.4471 | 0 | 0
2018-05-23 04:00 | 0 | 861.521 | 0 | 0
2018-05-23 05:00 | 0 | 1122.917 | 0 | 0
2018-05-23 06:00 | 0 | 1294.5078 | 0 | 0
2018-05-23 07:00 | 0 | 1292.5797 | 0 | 0
2018-05-23 08:00 | 0 | 998.8369 | 0 | 0
2018-05-23 09:00 | 0 | 1136.7993 | 0 | 0
2018-05-23 10:00 | 0 | 1049.5546 | 0 | 0
2018-05-23 11:00 | 0 | 1361.8904 | 0 | 0
2018-05-23 12:00 | 0 | 1143.8596 | 0 | 0
2018-05-23 13:00 | 0 | 1120.2827 | 0 | 0
2018-05-23 14:00 | 0 | 1193.988 | 0 | 0
2018-05-23 15:00 | 0 | 1137.1392 | 0 | 0
2018-05-23 16:00 | 0 | 1129.6447 | 0 | 0
2018-05-23 17:00 | 0 | 1265.584 | 0 | 0
2018-05-23 18:00 | 0 | 1268.369 | 0 | 0
2018-05-23 19:00 | 0 | 1261.8633 | 0 | 0
2018-05-23 20:00 | 0 | 1191.0955 | 0 | 0
2018-05-23 21:00 | 0 | 1210.502 | 0 | 0
2018-05-23 22:00 | 0 | 1126.6287 | 0 | 0
2018-05-23 23:00 | 0 | 1120.6943 | 0 | 0
2018-05-24 | 0 | 1175.9745 | 0 | 0
2018-05-24 01:00 | 0 | 1244.4464 | 0 | 0
2018-05-24 02:00 | 0 | 1295.7078 | 0 | 0
2018-05-24 03:00 | 0 | 1008.0671 | 0 | 0
2018-05-24 04:00 | 0 | 1227.6854 | 0 | 0
2018-05-24 05:00 | 0 | 1140.7427 | 0 | 0
2018-05-24 06:00 | 0 | 1110.3901 | 0 | 0
2018-05-24 07:00 | 0 | 1152.7556 | 0 | 0
2018-05-24 08:00 | 0 | 1078.452 | 0 | 0
2018-05-24 09:00 | 0 | 1086.3223 | 0 | 0
2018-05-24 10:00 | 0 | 921.8242 | 0 | 0
2018-05-24 11:00 | 0 | 981.5558 | 0 | 0
2018-05-24 12:00 | 0 | 1037.3462 | 0 | 0
2018-05-24 13:00 | 0 | 1089.1433 | 0 | 0
2018-05-24 14:00 | 0 | 1109.8553 | 0 | 0
2018-05-24 15:00 | 0 | 1015.4715 | 0 | 0
2018-05-24 16:00 | 0 | 1087.7113 | 0 | 0
2018-05-24 17:00 | 0 | 1210.1162 | 0 | 0
2018-05-24 18:00 | 0 | 1109.3732 | 0 | 0
2018-05-24 19:00 | 0 | 1096.8895 | 0 | 0
2018-05-24 20:00 | 0 | 1125.062 | 0 | 0
2018-05-24 21:00 | 0 | 1127.043 | 0 | 0
2018-05-24 22:00 | 0 | 1139.0647 | 0 | 0
2018-05-24 23:00 | 0 | 1111.0781 | 0 | 0
2018-05-25 | 0 | 1152.7241 | 0 | 0
2018-05-25 01:00 | 0 | 1233.2156 | 0 | 0
2018-05-25 02:00 | 0 | 1463.137 | 0 | 0
2018-05-25 03:00 | 0 | 1171.5547 | 603.7323 | 0
2018-05-25 04:00 | 0 | 1069.8511 | 963.1898 | 0
2018-05-25 05:00 | 0 | 1124.7227 | 1132.0327 | 0
2018-05-25 06:00 | 0 | 1215.9187 | 1082.4822 | 0
2018-05-25 07:00 | 0 | 1230.4084 | 995.3655 | 0
2018-05-25 08:00 | 0 | 1170.2131 | 1233.0891 | 0
2018-05-25 09:00 | 0 | 945.8862 | 1248.2726 | 0
2018-05-25 10:00 | 0 | 1056.9352 | 1204.4585 | 0
2018-05-25 11:00 | 0 | 1040.1251 | 1180.5615 | 0
2018-05-25 12:00 | 0 | 1164.9983 | 1292.546 | 0
2018-05-25 13:00 | 0 | 1223.445 | 1192.7753 | 0
2018-05-25 14:00 | 0 | 1178.1245 | 1201.8357 | 0
2018-05-25 15:00 | 0 | 1155.0925 | 1197.4302 | 0
2018-05-25 16:00 | 0 | 1019.6597 | 1144.7894 | 0
2018-05-25 17:00 | 0 | 1286.6464 | 1323.6802 | 0
2018-05-25 18:00 | 0 | 1297.7227 | 1094.4111 | 0
2018-05-25 19:00 | 0 | 1079.6967 | 1195.6743 | 0
2018-05-25 20:00 | 0 | 1097.9929 | 1172.4695 | 0
2018-05-25 21:00 | 0 | 1113.8293 | 948.0247 | 0
2018-05-25 22:00 | 0 | 1206.2085 | 1116.0146 | 0
2018-05-25 23:00 | 0 | 1298.419 | 1257.439 | 0
2018-05-26 | 0 | 1045.3783 | 1218.6038 | 0
2018-05-26 01:00 | 0 | 1146.9014 | 1190.0577 | 0
2018-05-26 02:00 | 0 | 1286.8955 | 1159.6748 | 0
2018-05-26 03:00 | 0 | 1125.4009 | 1142.8661 | 0
2018-05-26 04:00 | 0 | 1158.66 | 1157.9822 | 0
2018-05-26 05:00 | 0 | 1110.0479 | 1151.9333 | 7898.612
2018-05-26 06:00 | 0 | 1112.0002 | 1138.3899 | 7885.1044
2018-05-26 07:00 | 0 | 1047.6741 | 1230.6758 | 7889.2306
2018-05-26 08:00 | 0 | 977.1599 | 1099.0493 | 7655.4206
2018-05-26 09:00 | 0 | 1233.4894 | 850.4501 | 7154.0919
2018-05-26 10:00 | 0 | 1245.0367 | 1208.9792 | 6984.9229
2018-05-26 11:00 | 0 | 1102.2388 | 1140.5233 | 6806.0851
2018-05-26 12:00 | 0 | 1145.7754 | 1238.4462 | 0
2018-05-26 13:00 | 0 | 1217.6083 | 1166.7896 | 0
2018-05-26 14:00 | 0 | 1101.4171 | 1115.9816 | 0
2018-05-26 15:00 | 0 | 1233.4985 | 1105.9701 | 0
2018-05-26 16:00 | 0 | 970.0643 | 1099.7007 | 0
2018-05-26 17:00 | 0 | 1013.9013 | 1121.4744 | 0
2018-05-26 18:00 | 0 | 1098.731 | 1288.5602 | 0
2018-05-26 19:00 | 0 | 1101.9099 | 1206.3048 | 0
2018-05-26 20:00 | 0 | 1345.2032 | 1239.7367 | 0
2018-05-26 21:00 | 0 | 1193.9011 | 1235.8401 | 0
2018-05-26 22:00 | 0 | 1415.3894 | 1155.5667 | 0
2018-05-26 23:00 | 0 | 1101.9517 | 1298.5836 | 0
2018-05-27 | 0 | 1253.9731 | 1103.8606 | 0
2018-05-27 01:00 | 0 | 1095.6504 | 1263.8108 | 0
2018-05-27 02:00 | 0 | 1280.1133 | 1152.6111 | 0
2018-05-27 03:00 | 0 | 1287.2657 | 1319.1858 | 0
2018-05-27 04:00 | 0 | 1266.596 | 1162.3611 | 0
2018-05-27 05:00 | 0 | 1068.463 | 1190.4757 | 0
2018-05-27 06:00 | 0 | 1074.8783 | 1087.9078 | 0
2018-05-27 07:00 | 0 | 1171.3379 | 1305.2285 | 0
2018-05-27 08:00 | 0 | 1085.378 | 1116.8187 | 0
2018-05-27 09:00 | 0 | 1301.1385 | 1319.0242 | 0
2018-05-27 10:00 | 0 | 1209.0918 | 1141.9236 | 6801.9549
2018-05-27 11:00 | 0 | 924.2936 | 1192.807 | 6897.8401
2018-05-27 12:00 | 0 | 1092.9346 | 1279.9163 | 6836.9332
2018-05-27 13:00 | 0 | 1172.6533 | 1139.7324 | 6632.9632
2018-05-27 14:00 | 0 | 1187.1277 | 1256.8829 | 6413.2001
2018-05-27 15:00 | 0 | 1191.9471 | 1040.5265 | 6145.3846
2018-05-27 16:00 | 0 | 1321.6475 | 1284.3234 | 5952.2786
2018-05-27 17:00 | 0 | 1064.5996 | 1160.2551 | 5930.6049
2018-05-27 18:00 | 0 | 1149.6091 | 1322.5847 | 5994.5452
2018-05-27 19:00 | 0 | 1247.5496 | 1166.092 | 6131.2073
2018-05-27 20:00 | 0 | 1187.8875 | 950.4132 | 0
2018-05-27 21:00 | 0 | 1125.1199 | 1283.9319 | 0
2018-05-27 22:00 | 0 | 1189.1661 | 1299.0446 | 0
2018-05-27 23:00 | 0 | 1369.1285 | 1232.1343 | 0
2018-05-28 | 0 | 1410.1344 | 1163.9529 | 0
2018-05-28 01:00 | 0 | 1105.4407 | 1341.362 | 0
2018-05-28 02:00 | 0 | 1083.7753 | 1138.1866 | 0
2018-05-28 03:00 | 0 | 1138.0553 | 1179.8475 | 0
2018-05-28 04:00 | 0 | 1035.6816 | 1073.9805 | 0
2018-05-28 05:00 | 0 | 1191.0487 | 1207.083 | 0
2018-05-28 06:00 | 0 | 1060.9327 | 1095.3496 | 0
2018-05-28 07:00 | 0 | 1197.5745 | 1292.1786 | 0
2018-05-28 08:00 | 0 | 1071.1885 | 1145.3182 | 0
2018-05-28 09:00 | 0 | 1129.4302 | 1089.1447 | 0
2018-05-28 10:00 | 0 | 1039.2173 | 1157.0299 | 0
2018-05-28 11:00 | 0 | 1186.916 | 1205.9857 | 0
2018-05-28 12:00 | 0 | 1126.7953 | 1110.4863 | 0
2018-05-28 13:00 | 0 | 1158.9591 | 1286.1096 | 0
2018-05-28 14:00 | 0 | 1292.3491 | 1265.3435 | 0
2018-05-28 15:00 | 0 | 1172.2057 | 1042.3524 | 0
2018-05-28 16:00 | 0 | 997.2039 | 1032.7661 | 0
2018-05-28 17:00 | 0 | 963.6202 | 1186.6187 | 0
2018-05-28 18:00 | 0 | 1249.476 | 1121.3607 | 0
2018-05-28 19:00 | 0 | 1299.1013 | 1143.8989 | 0
2018-05-28 20:00 | 0 | 1444.8381 | 1262.1093 | 0
2018-05-28 21:00 | 0 | 1255.0723 | 1218.5255 | 0
2018-05-28 22:00 | 0 | 1128.0022 | 1176.7222 | 0
2018-05-28 23:00 | 0 | 1027.137 | 1165.7097 | 0
2018-05-29 | 0 | 1254.724 | 1213.4207 | 0
2018-05-29 01:00 | 0 | 1295.6761 | 1348.2532 | 0
2018-05-29 02:00 | 0 | 1267.8428 | 1054.0405 | 0
2018-05-29 03:00 | 0 | 1197.6151 | 1168.3811 | 0
2018-05-29 04:00 | 0 | 1066.6791 | 1086.8208 | 0
2018-05-29 05:00 | 0 | 1298.781 | 1275.6008 | 0
2018-05-29 06:00 | 0 | 1269.9519 | 1126.4594 | 0
2018-05-29 07:00 | 0 | 1015.436 | 1015.5308 | 0
2018-05-29 08:00 | 0 | 974.9181 | 1210.3777 | 0
2018-05-29 09:00 | 0 | 1015.8334 | 1235.1218 | 0
2018-05-29 10:00 | 0 | 1020.6833 | 974.3332 | 0
2018-05-29 11:00 | 0 | 1357.3254 | 1013.7765 | 0
2018-05-29 12:00 | 0 | 1207.8279 | 1177.6641 | 7610.8457
2018-05-29 13:00 | 0 | 1306.644 | 983.1633 | 7621.9444
2018-05-29 14:00 | 0 | 1133.7605 | 1089.0365 | 7463.981
2018-05-29 15:00 | 0 | 1130.4603 | 1106.5769 | 7159.6495
2018-05-29 16:00 | 0 | 1175.9806 | 1182.9426 | 6878.8127
2018-05-29 17:00 | 0 | 1295.2754 | 1057.0114 | 6776.7494
2018-05-29 18:00 | 0 | 1225.776 | 1285.2842 | 6811.9233
2018-05-29 19:00 | 0 | 1200.2406 | 1057.883 | 6728.721
2018-05-29 20:00 | 0 | 239.5356 | 995.9102 | 6646.3377
2018-05-29 21:00 | 0 | 0 | 1210.2113 | 0
2018-05-29 22:00 | 0 | 0 | 1119.0905 | 0
2018-05-29 23:00 | 0 | 0 | 1087.6608 | 0
2018-05-30 | 0 | 0 | 1231.7585 | 0
2018-05-30 01:00 | 0 | 0 | 1174.3783 | 0
2018-05-30 02:00 | 0 | 0 | 1077.9263 | 0
2018-05-30 03:00 | 0 | 0 | 1244.2942 | 0
2018-05-30 04:00 | 0 | 0 | 1154.3809 | 0
2018-05-30 05:00 | 0 | 0 | 1337.7532 | 0
2018-05-30 06:00 | 0 | 0 | 1083.9463 | 0
2018-05-30 07:00 | 0 | 0 | 1096.7642 | 0
2018-05-30 08:00 | 0 | 0 | 1147.1221 | 0
2018-05-30 09:00 | 0 | 0 | 1303.351 | 0
2018-05-30 10:00 | 0 | 0 | 973.8155 | 0
2018-05-30 11:00 | 0 | 0 | 1173.5782 | 0
2018-05-30 12:00 | 0 | 0 | 1214.5083 | 0
2018-05-30 13:00 | 0 | 0 | 1070.5079 | 0
2018-05-30 14:00 | 0 | 0 | 993.8289 | 0
2018-05-30 15:00 | 0 | 0 | 1032.6577 | 0
2018-05-30 16:00 | 0 | 0 | 1071.8024 | 0
2018-05-30 17:00 | 0 | 0 | 1256.5896 | 0
2018-05-30 18:00 | 0 | 0 | 1186.784 | 0
2018-05-30 19:00 | 0 | 0 | 1201.841 | 0
2018-05-30 20:00 | 0 | 0 | 1186.1471 | 0
2018-05-30 21:00 | 0 | 0 | 1208.7909 | 0
2018-05-30 22:00 | 0 | 0 | 1217.8599 | 0
2018-05-30 23:00 | 0 | 0 | 1220.0408 | 0
2018-05-31 | 0 | 0 | 1127.6746 | 0
2018-05-31 01:00 | 0 | 0 | 1265.2349 | 0
2018-05-31 02:00 | 0 | 0 | 1285.0022 | 0
2018-05-31 03:00 | 0 | 0 | 1327.3015 | 0
2018-05-31 04:00 | 0 | 0 | 1135.7517 | 0
2018-05-31 05:00 | 0 | 0 | 1254.9908 | 0
2018-05-31 06:00 | 0 | 0 | 1128.7269 | 0
2018-05-31 07:00 | 0 | 0 | 1204.0438 | 0
2018-05-31 08:00 | 0 | 0 | 1099.682 | 0
2018-05-31 09:00 | 0 | 0 | 1240.1106 | 0
2018-05-31 10:00 | 0 | 0 | 1136.1901 | 0
2018-05-31 11:00 | 0 | 0 | 1022.3391 | 0
2018-05-31 12:00 | 0 | 0 | 1172.7733 | 0
2018-05-31 13:00 | 0 | 0 | 1234.2355 | 0
2018-05-31 14:00 | 0 | 0 | 852.3093 | 0
2018-05-31 15:00 | 0 | 0 | 1251.7686 | 0
2018-05-31 16:00 | 0 | 0 | 1347.1414 | 0
2018-05-31 17:00 | 0 | 0 | 1146.0133 | 0
2018-05-31 18:00 | 0 | 0 | 1331.3511 | 0
2018-05-31 19:00 | 0 | 0 | 1039.144 | 0
2018-05-31 20:00 | 0 | 0 | 1209.5477 | 0
2018-05-31 21:00 | 0 | 0 | 1062.2191 | 0
2018-05-31 22:00 | 0 | 0 | 1124.4016 | 0
2018-05-31 23:00 | 0 | 0 | 1126.3848 | 0
2018-06-01 | 0 | 0 | 1326.8657 | 0
2018-06-01 01:00 | 0 | 0 | 909.1173 | 0
2018-06-01 02:00 | 0 | 0 | 1037.4786 | 0
2018-06-01 03:00 | 0 | 0 | 1084.6245 | 0
2018-06-01 04:00 | 0 | 0 | 1145.244 | 0
2018-06-01 05:00 | 0 | 0 | 1016.9095 | 0
2018-06-01 06:00 | 0 | 0 | 1034.3925 | 0
2018-06-01 07:00 | 0 | 0 | 1020.6043 | 0
2018-06-01 08:00 | 0 | 0 | 974.5917 | 0
2018-06-01 09:00 | 0 | 0 | 942.1576 | 0
2018-06-01 10:00 | 0 | 0 | 1053.7809 | 0
2018-06-01 11:00 | 0 | 0 | 984.2606 | 0
2018-06-01 12:00 | 0 | 0 | 974.5809 | 0
2018-06-01 13:00 | 0 | 0 | 971.2972 | 0
2018-06-01 14:00 | 0 | 0 | 922.7579 | 0
2018-06-01 15:00 | 0 | 0 | 1084.2206 | 0
2018-06-01 16:00 | 0 | 0 | 984.5685 | 0
2018-06-01 17:00 | 0 | 0 | 1082.4664 | 0
2018-06-01 18:00 | 0 | 0 | 971.2896 | 0
2018-06-01 19:00 | 0 | 0 | 937.5179 | 6363.355
2018-06-01 20:00 | 0 | 0 | 1038.3115 | 6610.8105
2018-06-01 21:00 | 0 | 0 | 787.4066 | 6674.5185
2018-06-01 22:00 | 0 | 0 | 0 | 6519.5764
2018-06-01 23:00 | 0 | 0 | 0 | 6684.8637
2018-06-02 | 0 | 0 | 0 | 7007.3164
2018-06-02 01:00 | 0 | 0 | 0 | 7378.1095
2018-06-02 02:00 | 0 | 0 | 0 | 7603.0402
2018-06-02 03:00 | 0 | 0 | 0 | 7592.7291
2018-06-02 04:00 | 0 | 0 | 0 | 7711.3371
2018-06-02 05:00 | 0 | 0 | 0 | 7711.19
2018-06-02 06:00 | 0 | 0 | 0 | 0
2018-06-02 07:00 | 0 | 0 | 0 | 0
2018-06-02 08:00 | 0 | 0 | 0 | 0
2018-06-02 09:00 | 0 | 0 | 0 | 0
2018-06-02 10:00 | 0 | 0 | 0 | 0
2018-06-02 11:00 | 0 | 0 | 0 | 0
2018-06-02 12:00 | 0 | 0 | 0 | 7638.9827
2018-06-02 13:00 | 0 | 0 | 0 | 7640.1523
2018-06-02 14:00 | 0 | 0 | 0 | 7516.3453
2018-06-02 15:00 | 0 | 0 | 0 | 7416.8373
2018-06-02 16:00 | 0 | 0 | 0 | 7414.6103
2018-06-02 17:00 | 0 | 0 | 0 | 7400.6312
2018-06-02 18:00 | 0 | 0 | 0 | 7533.7797
2018-06-02 19:00 | 0 | 0 | 0 | 7574.5802
2018-06-02 20:00 | 0 | 0 | 0 | 7627.8109
2018-06-02 21:00 | 0 | 0 | 0 | 7471.5189
2018-06-02 22:00 | 0 | 0 | 0 | 0
2018-06-02 23:00 | 0 | 0 | 0 | 0
2018-06-03 | 0 | 0 | 0 | 0
2018-06-03 01:00 | 0 | 0 | 0 | 0
2018-06-03 02:00 | 0 | 0 | 0 | 0
2018-06-03 03:00 | 0 | 0 | 0 | 0
2018-06-03 04:00 | 0 | 0 | 0 | 0
2018-06-03 05:00 | 0 | 0 | 0 | 0
2018-06-03 06:00 | 0 | 0 | 0 | 0
2018-06-03 07:00 | 0 | 0 | 0 | 0
2018-06-03 08:00 | 0 | 0 | 0 | 0
2018-06-03 09:00 | 0 | 0 | 0 | 0
2018-06-03 10:00 | 0 | 0 | 0 | 0
2018-06-03 11:00 | 0 | 0 | 0 | 0
2018-06-03 12:00 | 0 | 0 | 0 | 0
2018-06-03 13:00 | 0 | 0 | 0 | 0
2018-06-03 14:00 | 0 | 0 | 0 | 0
2018-06-03 15:00 | 0 | 0 | 0 | 0
2018-06-03 16:00 | 0 | 0 | 0 | 0
2018-06-03 17:00 | 0 | 0 | 0 | 0
2018-06-03 18:00 | 0 | 0 | 0 | 0
2018-06-03 19:00 | 0 | 0 | 0 | 0
2018-06-03 20:00 | 0 | 0 | 0 | 0
2018-06-03 21:00 | 0 | 0 | 0 | 0
2018-06-03 22:00 | 0 | 0 | 0 | 0
2018-06-03 23:00 | 0 | 0 | 0 | 0
2018-06-04 | 0 | 0 | 0 | 0
2018-06-04 01:00 | 0 | 0 | 0 | 0
2018-06-04 02:00 | 0 | 0 | 0 | 0
2018-06-04 03:00 | 0 | 0 | 0 | 0
2018-06-04 04:00 | 0 | 0 | 0 | 0
2018-06-04 05:00 | 0 | 0 | 0 | 0
2018-06-04 06:00 | 0 | 0 | 0 | 0
2018-06-04 07:00 | 0 | 0 | 0 | 0
2018-06-04 08:00 | 0 | 0 | 0 | 0
2018-06-04 09:00 | 0 | 0 | 0 | 0
2018-06-04 10:00 | 0 | 0 | 0 | 0
2018-06-04 11:00 | 0 | 0 | 0 | 0
2018-06-04 12:00 | 0 | 0 | 0 | 0
2018-06-04 13:00 | 0 | 0 | 0 | 0
2018-06-04 14:00 | 0 | 0 | 0 | 0
2018-06-04 15:00 | 0 | 0 | 0 | 0
2018-06-04 16:00 | 0 | 0 | 0 | 0
2018-06-04 17:00 | 0 | 0 | 0 | 0
2018-06-04 18:00 | 0 | 0 | 0 | 0
2018-06-04 19:00 | 0 | 0 | 0 | 0
2018-06-04 20:00 | 0 | 0 | 0 | 0
2018-06-04 21:00 | 0 | 0 | 0 | 0
2018-06-04 22:00 | 0 | 0 | 0 | 0
2018-06-04 23:00 | 0 | 0 | 0 | 0
2018-06-05 | 0 | 0 | 241.9454 | 0
2018-06-05 01:00 | 0 | 0 | 1028.007 | 0
2018-06-05 02:00 | 0 | 0 | 1035.2717 | 0
2018-06-05 03:00 | 0 | 0 | 948.8548 | 0
2018-06-05 04:00 | 0 | 0 | 988.4656 | 0
2018-06-05 05:00 | 0 | 0 | 1012.2947 | 0
2018-06-05 06:00 | 0 | 0 | 968.1248 | 0
2018-06-05 07:00 | 0 | 0 | 991.5247 | 0
2018-06-05 08:00 | 0 | 0 | 1116.6338 | 7476.7532
2018-06-05 09:00 | 0 | 0 | 883.2554 | 7219.9927
2018-06-05 10:00 | 0 | 0 | 1039.3213 | 7401.5075
2018-06-05 11:00 | 0 | 0 | 1048.2119 | 7510.6104
2018-06-05 12:00 | 0 | 0 | 1012.1093 | 7445.2476
2018-06-05 13:00 | 0 | 0 | 1108.5353 | 7271.7125
2018-06-05 14:00 | 0 | 0 | 1014.0557 | 7004.6766
2018-06-05 15:00 | 0 | 0 | 945.6783 | 6650.8639
2018-06-05 16:00 | 0 | 0 | 1053.9128 | 6457.4978
2018-06-05 17:00 | 0 | 0 | 995.3394 | 0
2018-06-05 18:00 | 0 | 0 | 1066.6997 | 0
2018-06-05 19:00 | 0 | 0 | 1009.0005 | 0
2018-06-05 20:00 | 0 | 0 | 1073.4235 | 0
2018-06-05 21:00 | 0 | 0 | 1187.6088 | 0
2018-06-05 22:00 | 0 | 0 | 1087.2767 | 0
2018-06-05 23:00 | 0 | 0 | 967.2272 | 0
2018-06-06 | 0 | 0 | 1070.0256 | 0
2018-06-06 01:00 | 0 | 0 | 1037.7704 | 0
2018-06-06 02:00 | 0 | 0 | 1045.0547 | 0
2018-06-06 03:00 | 0 | 0 | 1020.7168 | 0
2018-06-06 04:00 | 0 | 0 | 1073.114 | 0
2018-06-06 05:00 | 0 | 0 | 974.6534 | 0
2018-06-06 06:00 | 0 | 0 | 1037.0703 | 0
2018-06-06 07:00 | 0 | 0 | 1030.2506 | 0
2018-06-06 08:00 | 0 | 0 | 983.7706 | 0
2018-06-06 09:00 | 0 | 0 | 901.3528 | 0
2018-06-06 10:00 | 0 | 0 | 1101.4836 | 0
2018-06-06 11:00 | 0 | 0 | 1161.4385 | 0
2018-06-06 12:00 | 0 | 0 | 945.2809 | 0
2018-06-06 13:00 | 0 | 0 | 999.038 | 0
2018-06-06 14:00 | 0 | 0 | 1002.5156 | 0
2018-06-06 15:00 | 0 | 0 | 945.1296 | 0
2018-06-06 16:00 | 0 | 0 | 1003.5506 | 0
2018-06-06 17:00 | 0 | 0 | 982.4416 | 0
2018-06-06 18:00 | 0 | 0 | 1025.8318 | 0
2018-06-06 19:00 | 0 | 0 | 971.2627 | 0
2018-06-06 20:00 | 0 | 0 | 1055.7236 | 0
2018-06-06 21:00 | 0 | 0 | 1093.2345 | 0
2018-06-06 22:00 | 0 | 0 | 1099.3724 | 0
2018-06-06 23:00 | 0 | 0 | 1045.1248 | 0
2018-06-07 | 0 | 0 | 991.7273 | 0
2018-06-07 01:00 | 0 | 0 | 1016.8333 | 0
2018-06-07 02:00 | 0 | 0 | 1025.8042 | 0
2018-06-07 03:00 | 0 | 0 | 1024.4717 | 0
2018-06-07 04:00 | 0 | 0 | 1048.773 | 0
2018-06-07 05:00 | 0 | 0 | 962.6568 | 0
2018-06-07 06:00 | 0 | 0 | 1031.3959 | 0
2018-06-07 07:00 | 0 | 0 | 1044.3806 | 0
2018-06-07 08:00 | 0 | 0 | 952.6528 | 0
2018-06-07 09:00 | 0 | 0 | 914.8507 | 0
2018-06-07 10:00 | 0 | 0 | 1027.9406 | 0
2018-06-07 11:00 | 0 | 0 | 907.178 | 0
2018-06-07 12:00 | 0 | 0 | 934.7903 | 0
2018-06-07 13:00 | 0 | 0 | 991.6818 | 0
2018-06-07 14:00 | 0 | 0 | 946.7805 | 0
2018-06-07 15:00 | 0 | 0 | 1032.4592 | 0
2018-06-07 16:00 | 0 | 0 | 1056.9536 | 0
2018-06-07 17:00 | 0 | 0 | 934.9746 | 0
2018-06-07 18:00 | 0 | 0 | 1025.7681 | 0
2018-06-07 19:00 | 0 | 0 | 940.7842 | 0
2018-06-07 20:00 | 0 | 0 | 1117.3379 | 0
2018-06-07 21:00 | 0 | 0 | 1029.573 | 0
2018-06-07 22:00 | 0 | 0 | 1030.2826 | 0
2018-06-07 23:00 | 0 | 0 | 993.1363 | 0
2018-06-08 | 0 | 0 | 1031.9393 | 0
2018-06-08 01:00 | 0 | 0 | 1003.8638 | 0
2018-06-08 02:00 | 0 | 0 | 1041.4777 | 0
2018-06-08 03:00 | 0 | 0 | 1038.9606 | 0
2018-06-08 04:00 | 0 | 0 | 1081.4854 | 0
2018-06-08 05:00 | 0 | 0 | 1053.1166 | 0
2018-06-08 06:00 | 0 | 0 | 1037.5947 | 0
2018-06-08 07:00 | 0 | 0 | 963.547 | 0
2018-06-08 08:00 | 0 | 0 | 956.7515 | 0
2018-06-08 09:00 | 0 | 0 | 973.6267 | 0
2018-06-08 10:00 | 0 | 0 | 1033.2379 | 0
2018-06-08 11:00 | 0 | 0 | 1078.1649 | 0
2018-06-08 12:00 | 0 | 0 | 989.274 | 0
2018-06-08 13:00 | 0 | 0 | 1085.5333 | 0
2018-06-08 14:00 | 0 | 0 | 1063.1998 | 0
2018-06-08 15:00 | 0 | 0 | 985.6814 | 0
2018-06-08 16:00 | 0 | 0 | 1023.4111 | 0
2018-06-08 17:00 | 0 | 0 | 1012.9657 | 0
2018-06-08 18:00 | 0 | 0 | 1083.5009 | 0
2018-06-08 19:00 | 0 | 0 | 1054.3967 | 0
2018-06-08 20:00 | 0 | 0 | 950.7327 | 0
2018-06-08 21:00 | 0 | 0 | 1183.3154 | 0
2018-06-08 22:00 | 0 | 0 | 952.4671 | 0
2018-06-08 23:00 | 0 | 0 | 1025.5149 | 0
2018-06-09 | 0 | 0 | 1010.6161 | 0
2018-06-09 01:00 | 299.852 | 0 | 1048.5642 | 0
2018-06-09 02:00 | 1165.6075 | 0 | 1047.5836 | 0
2018-06-09 03:00 | 1011.4741 | 0 | 1089.9604 | 0
2018-06-09 04:00 | 943.583 | 0 | 1013.6221 | 0
2018-06-09 05:00 | 1068.5878 | 0 | 1040.2306 | 0
2018-06-09 06:00 | 1000.2126 | 0 | 990.7997 | 0
2018-06-09 07:00 | 915.3507 | 0 | 949.6709 | 0
2018-06-09 08:00 | 1090.8956 | 0 | 1151.472 | 0
2018-06-09 09:00 | 920.9021 | 0 | 918.3042 | 0
2018-06-09 10:00 | 977.2477 | 0 | 939.5616 | 0
2018-06-09 11:00 | 867.4776 | 0 | 965.8296 | 0
2018-06-09 12:00 | 916.9807 | 0 | 1002.6386 | 0
2018-06-09 13:00 | 845.7972 | 0 | 1000.3959 | 0
2018-06-09 14:00 | 955.2282 | 0 | 936.9906 | 0
2018-06-09 15:00 | 935.374 | 0 | 999.1842 | 0
2018-06-09 16:00 | 888.5916 | 0 | 1056.3577 | 0
2018-06-09 17:00 | 845.1107 | 0 | 1017.5903 | 0
2018-06-09 18:00 | 1140.0667 | 0 | 993.5037 | 6401.6517
2018-06-09 19:00 | 897.2573 | 0 | 1028.1885 | 6418.4731
2018-06-09 20:00 | 1199.0583 | 0 | 1038.5392 | 6454.1235
2018-06-09 21:00 | 851.1569 | 0 | 1106.4856 | 6505.6534
2018-06-09 22:00 | 908.8658 | 0 | 1025.6564 | 6524.4858
2018-06-09 23:00 | 1033.023 | 0 | 1075.6819 | 6942.2574
2018-06-10 | 927.6332 | 0 | 1012.6094 | 7183.341
2018-06-10 01:00 | 1034.2031 | 0 | 1089.9637 | 7466.6303
2018-06-10 02:00 | 1142.7969 | 0 | 1141.3118 | 7692.3954
2018-06-10 03:00 | 912.0906 | 0 | 1068.331 | 0
2018-06-10 04:00 | 945.8778 | 0 | 1048.8337 | 0
2018-06-10 05:00 | 960.5707 | 0 | 1004.4302 | 0
2018-06-10 06:00 | 900.8879 | 0 | 970.6698 | 0
2018-06-10 07:00 | 950.4445 | 0 | 974.933 | 0
2018-06-10 08:00 | 952.9222 | 0 | 969.8648 | 0
2018-06-10 09:00 | 984.4057 | 0 | 941.4097 | 0
2018-06-10 10:00 | 958.7244 | 0 | 989.3604 | 0
2018-06-10 11:00 | 930.5244 | 0 | 925.6421 | 0
2018-06-10 12:00 | 1034.0579 | 0 | 1066.3136 | 0
2018-06-10 13:00 | 1093.259 | 0 | 985.1593 | 0
2018-06-10 14:00 | 927.2775 | 0 | 1010.7084 | 0
2018-06-10 15:00 | 939.4393 | 0 | 1008.1433 | 0
2018-06-10 16:00 | 1098.3627 | 0 | 1020.7128 | 0
2018-06-10 17:00 | 939.2469 | 0 | 1029.7169 | 0
2018-06-10 18:00 | 1058.3892 | 0 | 941.3297 | 0
2018-06-10 19:00 | 941.5281 | 0 | 989.3761 | 0
2018-06-10 20:00 | 1080.3687 | 0 | 1000.1115 | 0
2018-06-10 21:00 | 855.345 | 0 | 1087.7009 | 0
2018-06-10 22:00 | 1037.3794 | 0 | 1109.7388 | 0
2018-06-10 23:00 | 991.3503 | 0 | 1065.1766 | 0
2018-06-11 | 930.2532 | 0 | 1052.9419 | 0
2018-06-11 01:00 | 1083.8782 | 0 | 1082.484 | 0
2018-06-11 02:00 | 1036.0309 | 0 | 1024.3016 | 0
2018-06-11 03:00 | 1020.8102 | 0 | 1081.4276 | 0
2018-06-11 04:00 | 866.9327 | 0 | 988.0831 | 0
2018-06-11 05:00 | 1017.1804 | 0 | 1058.8035 | 0
2018-06-11 06:00 | 1074.9529 | 0 | 1038.8601 | 0
2018-06-11 07:00 | 1000.7601 | 0 | 1011.9009 | 0
2018-06-11 08:00 | 1046.1628 | 0 | 944.9288 | 0
2018-06-11 09:00 | 893.9282 | 0 | 1035.9895 | 0
2018-06-11 10:00 | 1038.0232 | 0 | 997.032 | 0
2018-06-11 11:00 | 967.1495 | 0 | 963.6981 | 0
2018-06-11 12:00 | 990.0558 | 0 | 934.0999 | 0
2018-06-11 13:00 | 1002.5729 | 0 | 989.7632 | 0
2018-06-11 14:00 | 888.4224 | 0 | 1044.6732 | 0
2018-06-11 15:00 | 1022.9492 | 0 | 988.1776 | 0
2018-06-11 16:00 | 1002.1146 | 0 | 1004.1201 | 0
2018-06-11 17:00 | 988.305 | 0 | 979.3439 | 0
2018-06-11 18:00 | 931.0583 | 0 | 1098.9673 | 0
2018-06-11 19:00 | 824.8532 | 0 | 921.2468 | 0
2018-06-11 20:00 | 1034 | 0 | 1057.3822 | 0
2018-06-11 21:00 | 984.775 | 0 | 1118.8529 | 0
2018-06-11 22:00 | 983.882 | 0 | 1074.4841 | 0
2018-06-11 23:00 | 838.6846 | 0 | 1095.9526 | 0
2018-06-12 | 1130.8713 | 0 | 1019.6924 | 0
2018-06-12 01:00 | 1048.3264 | 0 | 1029.7311 | 0
2018-06-12 02:00 | 1052.3076 | 0 | 1030.9243 | 0
2018-06-12 03:00 | 1146.6823 | 0 | 1159.4751 | 0
2018-06-12 04:00 | 1193.0798 | 0 | 1037.9558 | 0
2018-06-12 05:00 | 1055.9946 | 0 | 969.1765 | 0
2018-06-12 06:00 | 1041.0117 | 0 | 975.7819 | 0
2018-06-12 07:00 | 970.3911 | 0 | 1010.9605 | 0
2018-06-12 08:00 | 994.6762 | 0 | 873.2205 | 0
2018-06-12 09:00 | 775.4049 | 0 | 1021.2717 | 0
2018-06-12 10:00 | 994.2297 | 0 | 1029.3488 | 7397.9354
2018-06-12 11:00 | 981.0683 | 0 | 987.9023 | 7702.7211
2018-06-12 12:00 | 744.1648 | 0 | 984.8488 | 7984.2158
2018-06-12 13:00 | 919.3526 | 0 | 965.529 | 8073.4855
2018-06-12 14:00 | 982.5623 | 0 | 1012.7598 | 7908.8036
2018-06-12 15:00 | 926.7717 | 0 | 991.0222 | 7699.4408
2018-06-12 16:00 | 1043.6139 | 0 | 762.943 | 7593.6459
2018-06-12 17:00 | 995.1548 | 0 | 0 | 7444.659
2018-06-12 18:00 | 1004.4574 | 0 | 0 | 7542.6417
2018-06-12 19:00 | 1230.4651 | 0 | 0 | 7598.0703
2018-06-12 20:00 | 913.3298 | 0 | 0 | 7654.2549
2018-06-12 21:00 | 1089.2738 | 0 | 0 | 0
2018-06-12 22:00 | 1150.9254 | 0 | 0 | 0
2018-06-12 23:00 | 1069.605 | 0 | 0 | 0
2018-06-13 | 921.0815 | 0 | 0 | 0
2018-06-13 01:00 | 1020.6799 | 0 | 0 | 0
2018-06-13 02:00 | 977.1491 | 0 | 0 | 0
2018-06-13 03:00 | 905.4401 | 0 | 0 | 0
2018-06-13 04:00 | 982.8012 | 0 | 0 | 0
2018-06-13 05:00 | 913.0806 | 0 | 0 | 0
2018-06-13 06:00 | 998.8737 | 0 | 0 | 0
2018-06-13 07:00 | 946.9526 | 0 | 0 | 0
2018-06-13 08:00 | 924.4238 | 0 | 0 | 0
2018-06-13 09:00 | 999.4349 | 0 | 0 | 0
2018-06-13 10:00 | 813.1621 | 0 | 0 | 0
2018-06-13 11:00 | 995.6857 | 0 | 0 | 0
2018-06-13 12:00 | 952.8142 | 0 | 0 | 0
2018-06-13 13:00 | 977.8697 | 0 | 0 | 0
2018-06-13 14:00 | 894.5529 | 0 | 0 | 0
2018-06-13 15:00 | 954.1521 | 0 | 0 | 0
2018-06-13 16:00 | 1151.1553 | 0 | 0 | 0
2018-06-13 17:00 | 884.7112 | 0 | 0 | 0
2018-06-13 18:00 | 1106.9832 | 0 | 0 | 0
2018-06-13 19:00 | 1089.6334 | 0 | 0 | 0
2018-06-13 20:00 | 930.6696 | 0 | 0 | 0
2018-06-13 21:00 | 928.5049 | 0 | 0 | 0
2018-06-13 22:00 | 968.974 | 0 | 0 | 0
2018-06-13 23:00 | 1044.2113 | 0 | 0 | 0
2018-06-14 | 957.4546 | 0 | 0 | 0
2018-06-14 01:00 | 1099.3562 | 0 | 0 | 0
2018-06-14 02:00 | 1015.7797 | 0 | 0 | 0
2018-06-14 03:00 | 1061.0242 | 0 | 0 | 0
2018-06-14 04:00 | 981.3385 | 0 | 0 | 0
2018-06-14 05:00 | 1055.7822 | 0 | 0 | 0
2018-06-14 06:00 | 977.6546 | 0 | 0 | 0
2018-06-14 07:00 | 1135.0946 | 0 | 0 | 0
2018-06-14 08:00 | 1096.3096 | 0 | 0 | 0
2018-06-14 09:00 | 1018.0981 | 0 | 0 | 0
2018-06-14 10:00 | 877.9634 | 0 | 0 | 0
2018-06-14 11:00 | 937.6912 | 212.3988 | 0 | 0
2018-06-14 12:00 | 907.0326 | 1100.7058 | 0 | 0
2018-06-14 13:00 | 961.3834 | 911.9486 | 0 | 0
2018-06-14 14:00 | 961.9238 | 968.4313 | 0 | 0
2018-06-14 15:00 | 887.4161 | 985.9542 | 0 | 0
2018-06-14 16:00 | 861.0261 | 1039.342 | 0 | 0
2018-06-14 17:00 | 974.2494 | 1106.0779 | 0 | 0
2018-06-14 18:00 | 914.811 | 1085.9424 | 0 | 0
2018-06-14 19:00 | 1016.5098 | 1008.7366 | 0 | 0
2018-06-14 20:00 | 903.2449 | 1005.1399 | 0 | 0
2018-06-14 21:00 | 1092.8948 | 1060.9546 | 0 | 0
2018-06-14 22:00 | 969.8464 | 1122.8538 | 0 | 0
2018-06-14 23:00 | 1155.2781 | 1019.9804 | 0 | 0
2018-06-15 | 965.6056 | 1075.5363 | 0 | 0
2018-06-15 01:00 | 983.1305 | 1110.1731 | 0 | 0
2018-06-15 02:00 | 841.2675 | 1004.4689 | 0 | 0
2018-06-15 03:00 | 1034.4152 | 1069.4324 | 0 | 0
2018-06-15 04:00 | 855.7909 | 977.035 | 0 | 0
2018-06-15 05:00 | 946.5723 | 1080.7806 | 0 | 0
2018-06-15 06:00 | 1002.9176 | 1017.9896 | 0 | 0
2018-06-15 07:00 | 896.7893 | 997.9794 | 0 | 0
2018-06-15 08:00 | 895.7313 | 1053.4597 | 0 | 0
2018-06-15 09:00 | 905.4974 | 1015.952 | 0 | 0
2018-06-15 10:00 | 917.4438 | 922.3481 | 0 | 0
2018-06-15 11:00 | 943.4716 | 951.722 | 0 | 0
2018-06-15 12:00 | 1038.813 | 1048.0349 | 0 | 0
2018-06-15 13:00 | 854.1289 | 1006.1631 | 0 | 0
2018-06-15 14:00 | 931.0363 | 1069.0786 | 0 | 0
2018-06-15 15:00 | 1125.2175 | 1006.5369 | 0 | 0
2018-06-15 16:00 | 914.795 | 979.5678 | 0 | 0
2018-06-15 17:00 | 1037.8779 | 990.6192 | 0 | 0
2018-06-15 18:00 | 958.193 | 1059.2169 | 0 | 0
2018-06-15 19:00 | 1091.0745 | 1026.7793 | 0 | 0
2018-06-15 20:00 | 1077.9791 | 1065.4915 | 0 | 0
2018-06-15 21:00 | 900.1141 | 1093.8999 | 0 | 0
2018-06-15 22:00 | 978.8403 | 987.6398 | 0 | 0
2018-06-15 23:00 | 875.847 | 988.5397 | 0 | 0
2018-06-16 | 1090.5686 | 1129.4718 | 0 | 0
2018-06-16 01:00 | 833.7623 | 1086.4669 | 0 | 0
2018-06-16 02:00 | 890.0178 | 899.5001 | 0 | 0
2018-06-16 03:00 | 1008.5518 | 1006.5112 | 0 | 0
2018-06-16 04:00 | 1036.9902 | 1061.5012 | 0 | 0
2018-06-16 05:00 | 930.3285 | 982.376 | 0 | 0
2018-06-16 06:00 | 993.7185 | 1134.175 | 0 | 0
2018-06-16 07:00 | 906.6707 | 1016.1955 | 0 | 0
2018-06-16 08:00 | 951.1715 | 896.7937 | 0 | 0
2018-06-16 09:00 | 1092.4567 | 1020.7275 | 0 | 0
2018-06-16 10:00 | 904.4812 | 891.6407 | 0 | 0
2018-06-16 11:00 | 1070.8813 | 964.3149 | 0 | 0
2018-06-16 12:00 | 993.1738 | 923.2584 | 0 | 0
2018-06-16 13:00 | 873.7299 | 905.9061 | 0 | 0
2018-06-16 14:00 | 1024.6725 | 1047.264 | 0 | 0
2018-06-16 15:00 | 1100.9155 | 973.5081 | 0 | 0
2018-06-16 16:00 | 855.1426 | 977.0148 | 0 | 0
2018-06-16 17:00 | 982.895 | 1076.2241 | 0 | 0
2018-06-16 18:00 | 918.7913 | 1009.9849 | 0 | 0
2018-06-16 19:00 | 943.2646 | 923.2406 | 0 | 0
2018-06-16 20:00 | 1248.3219 | 1041.7915 | 0 | 0
2018-06-16 21:00 | 898.3824 | 1011.0187 | 0 | 0
2018-06-16 22:00 | 1173.8317 | 1107.6371 | 0 | 0
2018-06-16 23:00 | 918.0383 | 1074.6368 | 0 | 6259.8181
2018-06-17 | 964.1374 | 1075.8308 | 0 | 6736.1662
2018-06-17 01:00 | 1057.9362 | 1005.3285 | 0 | 7156.8921
2018-06-17 02:00 | 923.4836 | 1081.04 | 0 | 7465.2311
2018-06-17 03:00 | 1054.3492 | 1015.7075 | 0 | 7568.7983
2018-06-17 04:00 | 1066.3336 | 943.4775 | 0 | 7703.3861
2018-06-17 05:00 | 1076.3672 | 1066.7174 | 0 | 7703.5562
2018-06-17 06:00 | 786.3678 | 1035.4128 | 0 | 7586.3259
2018-06-17 07:00 | 958.5331 | 983.6578 | 0 | 7549.6759
2018-06-17 08:00 | 850.0186 | 947.0172 | 0 | 7305.4199
2018-06-17 09:00 | 878.5167 | 981.2562 | 0 | 0
2018-06-17 10:00 | 892.3092 | 975.4058 | 0 | 0
2018-06-17 11:00 | 1091.4756 | 976.6213 | 0 | 0
2018-06-17 12:00 | 946.554 | 992.6379 | 0 | 6585.7032
2018-06-17 13:00 | 933.9567 | 953.6179 | 0 | 6299.388
2018-06-17 14:00 | 982.1438 | 983.9855 | 0 | 6001.6194
2018-06-17 15:00 | 1029.0796 | 1021.9112 | 0 | 5711.1516
2018-06-17 16:00 | 995.5389 | 927.778 | 0 | 5520.0115
2018-06-17 17:00 | 1079.6113 | 929.3628 | 0 | 5442.8713
2018-06-17 18:00 | 1001.3809 | 1165.4343 | 0 | 5506.6342
2018-06-17 19:00 | 1052.2784 | 975.7571 | 0 | 5660.7846
2018-06-17 20:00 | 797.1563 | 1086.8022 | 0 | 5823.6593
2018-06-17 21:00 | 1018.0499 | 1128.1295 | 0 | 5946.0312
2018-06-17 22:00 | 1031.6666 | 1079.3586 | 0 | 6057.9065
2018-06-17 23:00 | 196.8114 | 1004.5085 | 0 | 6290.4196
2018-06-18 | 0 | 1096.0968 | 0 | 0
2018-06-18 01:00 | 0 | 1026.4584 | 0 | 0
2018-06-18 02:00 | 0 | 1046.925 | 0 | 0
2018-06-18 03:00 | 0 | 1009.1786 | 0 | 0
2018-06-18 04:00 | 0 | 1044.0596 | 0 | 0
2018-06-18 05:00 | 0 | 976.7656 | 0 | 0
2018-06-18 06:00 | 0 | 1069.9753 | 0 | 0
2018-06-18 07:00 | 0 | 988.2048 | 0 | 0
2018-06-18 08:00 | 0 | 1016.2702 | 0 | 0
2018-06-18 09:00 | 0 | 894.1144 | 0 | 0
2018-06-18 10:00 | 0 | 971.208 | 0 | 0
2018-06-18 11:00 | 0 | 1018.2549 | 0 | 0
2018-06-18 12:00 | 0 | 1054.7815 | 0 | 0
2018-06-18 13:00 | 0 | 908.1932 | 0 | 0
2018-06-18 14:00 | 0 | 960.8467 | 0 | 0
2018-06-18 15:00 | 0 | 1074.773 | 0 | 0
2018-06-18 16:00 | 0 | 952.7283 | 0 | 0
2018-06-18 17:00 | 0 | 991.5907 | 0 | 0
2018-06-18 18:00 | 0 | 1040.7177 | 0 | 0
2018-06-18 19:00 | 0 | 1003.7941 | 0 | 0
2018-06-18 20:00 | 0 | 1003.8165 | 0 | 0
2018-06-18 21:00 | 0 | 1109.8627 | 0 | 0
2018-06-18 22:00 | 0 | 1068.4205 | 0 | 0
2018-06-18 23:00 | 0 | 1031.4722 | 0 | 0
2018-06-19 | 0 | 980.7134 | 0 | 0
2018-06-19 01:00 | 0 | 1063.3241 | 0 | 0
2018-06-19 02:00 | 0 | 951.8915 | 0 | 0
2018-06-19 03:00 | 0 | 958.5876 | 0 | 0
2018-06-19 04:00 | 0 | 1006.861 | 0 | 0
2018-06-19 05:00 | 0 | 1082.0314 | 0 | 0
2018-06-19 06:00 | 0 | 985.699 | 0 | 0
2018-06-19 07:00 | 0 | 980.3149 | 0 | 0
2018-06-19 08:00 | 0 | 904.4797 | 0 | 0
2018-06-19 09:00 | 0 | 1002.921 | 0 | 0
2018-06-19 10:00 | 0 | 1059.5957 | 0 | 0
2018-06-19 11:00 | 0 | 1009.1169 | 0 | 0
2018-06-19 12:00 | 0 | 1093.5 | 0 | 0
2018-06-19 13:00 | 0 | 875.7757 | 0 | 0
2018-06-19 14:00 | 0 | 951.1378 | 0 | 0
2018-06-19 15:00 | 0 | 1038.4097 | 0 | 0
2018-06-19 16:00 | 0 | 963.019 | 0 | 0
2018-06-19 17:00 | 0 | 1133.9187 | 0 | 0
2018-06-19 18:00 | 0 | 885.6096 | 0 | 0
2018-06-19 19:00 | 0 | 1011.7006 | 0 | 0
2018-06-19 20:00 | 0 | 990.2397 | 0 | 0
2018-06-19 21:00 | 0 | 998.0316 | 0 | 0
2018-06-19 22:00 | 0 | 1097.0366 | 0 | 0
2018-06-19 23:00 | 0 | 962.5879 | 0 | 0
2018-06-20 | 0 | 1036.4421 | 0 | 0
2018-06-20 01:00 | 0 | 1076.2969 | 0 | 0
2018-06-20 02:00 | 0 | 1059.7623 | 0 | 0
2018-06-20 03:00 | 0 | 1072.2919 | 0 | 0
2018-06-20 04:00 | 0 | 1068.9874 | 0 | 0
2018-06-20 05:00 | 0 | 1067.0096 | 0 | 0
2018-06-20 06:00 | 0 | 1090.4622 | 0 | 0
2018-06-20 07:00 | 0 | 923.2584 | 0 | 0
2018-06-20 08:00 | 0 | 1006.1812 | 0 | 0
2018-06-20 09:00 | 0 | 969.8423 | 0 | 0
2018-06-20 10:00 | 0 | 1077.8939 | 0 | 0
2018-06-20 11:00 | 0 | 972.6343 | 0 | 0
2018-06-20 12:00 | 0 | 878.6947 | 0 | 0
2018-06-20 13:00 | 0 | 900.5173 | 0 | 0
2018-06-20 14:00 | 0 | 1056.0496 | 0 | 0
2018-06-20 15:00 | 0 | 995.3422 | 0 | 0
2018-06-20 16:00 | 0 | 952.324 | 0 | 0
2018-06-20 17:00 | 0 | 1065.4849 | 0 | 0
2018-06-20 18:00 | 0 | 981.3402 | 0 | 0
2018-06-20 19:00 | 0 | 887.4486 | 0 | 0
2018-06-20 20:00 | 0 | 938.6229 | 0 | 0
2018-06-20 21:00 | 0 | 1028.7649 | 0 | 0
2018-06-20 22:00 | 0 | 1046.7964 | 0 | 0
2018-06-20 23:00 | 0 | 1150.9404 | 0 | 0
2018-06-21 | 0 | 1015.9169 | 0 | 0
2018-06-21 01:00 | 0 | 1123.7313 | 0 | 0
2018-06-21 02:00 | 0 | 999.0977 | 0 | 0
2018-06-21 03:00 | 0 | 1014.1995 | 0 | 0
2018-06-21 04:00 | 0 | 1069.3391 | 0 | 0
2018-06-21 05:00 | 0 | 990.5341 | 0 | 0
2018-06-21 06:00 | 0 | 1004.5006 | 0 | 0
2018-06-21 07:00 | 0 | 911.731 | 0 | 0
2018-06-21 08:00 | 0 | 1008.0914 | 0 | 0
2018-06-21 09:00 | 0 | 1012.6546 | 0 | 0
2018-06-21 10:00 | 0 | 977.7403 | 0 | 0
2018-06-21 11:00 | 0 | 945.3213 | 0 | 0
2018-06-21 12:00 | 0 | 978.6382 | 0 | 0
2018-06-21 13:00 | 0 | 998.2539 | 0 | 0
2018-06-21 14:00 | 0 | 1056.2566 | 0 | 0
2018-06-21 15:00 | 0 | 1052.7662 | 0 | 0
2018-06-21 16:00 | 0 | 1009.5177 | 0 | 0
2018-06-21 17:00 | 0 | 0 | 0 | 0
2018-06-21 18:00 | 0 | 0 | 0 | 0
2018-06-21 19:00 | 0 | 0 | 0 | 0
2018-06-21 20:00 | 0 | 0 | 0 | 0
2018-06-21 21:00 | 0 | 0 | 0 | 0
2018-06-21 22:00 | 0 | 0 | 0 | 0
2018-06-21 23:00 | 0 | 0 | 0 | 0
2018-06-22 | 0 | 0 | 0 | 0
2018-06-22 01:00 | 0 | 0 | 0 | 0
2018-06-22 02:00 | 0 | 0 | 0 | 0
2018-06-22 03:00 | 0 | 0 | 0 | 0
2018-06-22 04:00 | 0 | 0 | 0 | 0
2018-06-22 05:00 | 0 | 0 | 0 | 0
2018-06-22 06:00 | 0 | 0 | 0 | 0
2018-06-22 07:00 | 0 | 0 | 0 | 0
2018-06-22 08:00 | 0 | 0 | 0 | 0
2018-06-22 09:00 | 0 | 0 | 0 | 0
2018-06-22 10:00 | 0 | 0 | 0 | 0
2018-06-22 11:00 | 0 | 0 | 0 | 0
2018-06-22 12:00 | 0 | 0 | 0 | 0
2018-06-22 13:00 | 0 | 0 | 0 | 0
2018-06-22 14:00 | 0 | 0 | 0 | 0
2018-06-22 15:00 | 0 | 0 | 0 | 0
2018-06-22 16:00 | 0 | 0 | 0 | 0
2018-06-22 17:00 | 0 | 0 | 0 | 0
2018-06-22 18:00 | 0 | 0 | 0 | 0
2018-06-22 19:00 | 0 | 0 | 0 | 0
2018-06-22 20:00 | 0 | 0 | 0 | 0
2018-06-22 21:00 | 0 | 0 | 0 | 0
2018-06-22 22:00 | 0 | 0 | 0 | 0
2018-06-22 23:00 | 0 | 0 | 0 | 0
2018-06-23 | 0 | 0 | 0 | 0
2018-06-23 01:00 | 0 | 0 | 0 | 0
2018-06-23 02:00 | 0 | 0 | 0 | 0
2018-06-23 03:00 | 0 | 0 | 0 | 0
2018-06-23 04:00 | 0 | 0 | 0 | 8164.7509
2018-06-23 05:00 | 0 | 0 | 0 | 8126.7636
2018-06-23 06:00 | 0 | 0 | 0 | 7936.3539
2018-06-23 07:00 | 0 | 0 | 0 | 7838.9347
2018-06-23 08:00 | 0 | 0 | 0 | 7545.1439
2018-06-23 09:00 | 0 | 0 | 0 | 7398.3283
2018-06-23 10:00 | 0 | 0 | 0 | 7770.9886
2018-06-23 11:00 | 0 | 0 | 0 | 8138.3856
2018-06-23 12:00 | 0 | 0 | 0 | 8341.4658
2018-06-23 13:00 | 0 | 0 | 0 | 8317.5132
2018-06-23 14:00 | 0 | 0 | 0 | 8201.0421
2018-06-23 15:00 | 0 | 0 | 0 | 8114.9295
2018-06-23 16:00 | 0 | 0 | 0 | 7792.4538
2018-06-23 17:00 | 0 | 0 | 0 | 0
2018-06-23 18:00 | 0 | 0 | 0 | 0
2018-06-23 19:00 | 0 | 0 | 0 | 0
2018-06-23 20:00 | 0 | 0 | 0 | 0
2018-06-23 21:00 | 0 | 0 | 0 | 0
2018-06-23 22:00 | 0 | 0 | 0 | 0
2018-06-23 23:00 | 0 | 0 | 0 | 0
2018-06-24 | 0 | 0 | 0 | 0
2018-06-24 01:00 | 0 | 0 | 0 | 0
2018-06-24 02:00 | 0 | 0 | 0 | 0
2018-06-24 03:00 | 0 | 0 | 0 | 0
2018-06-24 04:00 | 0 | 0 | 0 | 0
2018-06-24 05:00 | 0 | 0 | 0 | 0
2018-06-24 06:00 | 0 | 0 | 0 | 0
2018-06-24 07:00 | 0 | 0 | 0 | 0
2018-06-24 08:00 | 0 | 0 | 0 | 7444.5772
2018-06-24 09:00 | 0 | 0 | 0 | 7250.0239
2018-06-24 10:00 | 0 | 0 | 0 | 7535.0839
2018-06-24 11:00 | 0 | 0 | 0 | 7853.3282
2018-06-24 12:00 | 0 | 0 | 0 | 8054.6777
2018-06-24 13:00 | 0 | 0 | 0 | 8063.4626
2018-06-24 14:00 | 0 | 0 | 0 | 7876.1428
2018-06-24 15:00 | 0 | 0 | 0 | 7587.8541
2018-06-24 16:00 | 0 | 0 | 0 | 7436.4057
2018-06-24 17:00 | 0 | 0 | 0 | 0
2018-06-24 18:00 | 0 | 0 | 0 | 0
2018-06-24 19:00 | 0 | 0 | 0 | 0
2018-06-24 20:00 | 0 | 0 | 0 | 0
2018-06-24 21:00 | 0 | 0 | 0 | 0
2018-06-24 22:00 | 0 | 0 | 0 | 0
2018-06-24 23:00 | 0 | 0 | 0 | 0
2018-06-25 | 0 | 0 | 0 | 0
2018-06-25 01:00 | 0 | 0 | 0 | 0
2018-06-25 02:00 | 0 | 0 | 0 | 0
2018-06-25 03:00 | 0 | 0 | 0 | 0
2018-06-25 04:00 | 0 | 0 | 491.8286 | 0
2018-06-25 05:00 | 0 | 0 | 953.0177 | 0
2018-06-25 06:00 | 0 | 0 | 1016.5133 | 0
2018-06-25 07:00 | 0 | 0 | 982.5231 | 0
2018-06-25 08:00 | 0 | 0 | 1061.8489 | 0
2018-06-25 09:00 | 0 | 0 | 894.2211 | 0
2018-06-25 10:00 | 0 | 0 | 1071.0125 | 0
2018-06-25 11:00 | 0 | 0 | 985.5499 | 0
2018-06-25 12:00 | 0 | 0 | 1046.9597 | 0
2018-06-25 13:00 | 0 | 0 | 895.2282 | 0
2018-06-25 14:00 | 0 | 0 | 1046.293 | 0
2018-06-25 15:00 | 0 | 0 | 966.2893 | 0
2018-06-25 16:00 | 0 | 0 | 1023.5715 | 0
2018-06-25 17:00 | 0 | 0 | 946.7718 | 0
2018-06-25 18:00 | 0 | 0 | 1105.5599 | 0
2018-06-25 19:00 | 0 | 0 | 1001.0584 | 0
2018-06-25 20:00 | 0 | 0 | 1115.5894 | 0
2018-06-25 21:00 | 0 | 0 | 1066.7838 | 0
2018-06-25 22:00 | 0 | 0 | 1084.2135 | 0
2018-06-25 23:00 | 0 | 0 | 1075.802 | 0
2018-06-26 | 0 | 0 | 1018.2372 | 0
2018-06-26 01:00 | 0 | 0 | 1056.8104 | 7630.7638
2018-06-26 02:00 | 0 | 0 | 1080.8777 | 7857.6573
2018-06-26 03:00 | 0 | 0 | 1076.3339 | 7891.5634
2018-06-26 04:00 | 0 | 0 | 1125.634 | 7981.0542
2018-06-26 05:00 | 0 | 0 | 964.7589 | 7945.5192
2018-06-26 06:00 | 0 | 0 | 1005.3905 | 7789.4767
2018-06-26 07:00 | 0 | 0 | 1014.0538 | 7725.2202
2018-06-26 08:00 | 0 | 0 | 969.901 | 7432.649
2018-06-26 09:00 | 0 | 0 | 967.4753 | 7242.7398
2018-06-26 10:00 | 0 | 0 | 949.5009 | 7380.2205
2018-06-26 11:00 | 0 | 0 | 1086.5356 | 7578.412
2018-06-26 12:00 | 0 | 0 | 1001.7363 | 0
2018-06-26 13:00 | 0 | 0 | 938.9827 | 0
2018-06-26 14:00 | 0 | 0 | 1042.9475 | 0
2018-06-26 15:00 | 0 | 0 | 1110.5454 | 0
2018-06-26 16:00 | 0 | 0 | 883.0738 | 0
2018-06-26 17:00 | 0 | 0 | 1003.2781 | 0
2018-06-26 18:00 | 0 | 0 | 1026.5352 | 0
2018-06-26 19:00 | 0 | 0 | 1033.867 | 0
2018-06-26 20:00 | 0 | 0 | 1018.8451 | 0
2018-06-26 21:00 | 0 | 0 | 1015.2454 | 0
2018-06-26 22:00 | 0 | 0 | 1061.0876 | 0
2018-06-26 23:00 | 0 | 0 | 1020.5807 | 0
2018-06-27 | 0 | 0 | 945.4683 | 0
2018-06-27 01:00 | 0 | 0 | 1108.6036 | 0
2018-06-27 02:00 | 0 | 0 | 1021.3116 | 0
2018-06-27 03:00 | 0 | 0 | 1062.0889 | 0
2018-06-27 04:00 | 0 | 0 | 1068.9038 | 0
2018-06-27 05:00 | 0 | 0 | 995.0689 | 0
2018-06-27 06:00 | 0 | 0 | 1101.4778 | 0
2018-06-27 07:00 | 0 | 0 | 943.8484 | 0
2018-06-27 08:00 | 0 | 0 | 983.4758 | 0
2018-06-27 09:00 | 0 | 0 | 1036.3622 | 0
2018-06-27 10:00 | 0 | 0 | 975.6957 | 0
2018-06-27 11:00 | 0 | 0 | 1026.7809 | 0
2018-06-27 12:00 | 0 | 0 | 1018.0469 | 0
2018-06-27 13:00 | 0 | 0 | 969.0446 | 0
2018-06-27 14:00 | 0 | 0 | 1058.2776 | 0
2018-06-27 15:00 | 0 | 0 | 1011.795 | 0
2018-06-27 16:00 | 0 | 0 | 1099.699 | 0
2018-06-27 17:00 | 0 | 0 | 1073.6897 | 0
2018-06-27 18:00 | 0 | 0 | 956.4937 | 0
2018-06-27 19:00 | 0 | 0 | 998.4581 | 0
2018-06-27 20:00 | 0 | 0 | 1071.2 | 0
2018-06-27 21:00 | 0 | 0 | 944.8834 | 0
2018-06-27 22:00 | 0 | 0 | 1013.2071 | 0
2018-06-27 23:00 | 0 | 0 | 1011.9296 | 0
2018-06-28 | 0 | 0 | 1010.1976 | 0
2018-06-28 01:00 | 0 | 0 | 1072.5254 | 0
2018-06-28 02:00 | 0 | 0 | 970.8915 | 0
2018-06-28 03:00 | 0 | 0 | 979.0281 | 0
2018-06-28 04:00 | 0 | 0 | 1079.2551 | 0
2018-06-28 05:00 | 0 | 0 | 928.6602 | 0
2018-06-28 06:00 | 0 | 0 | 875.6025 | 0
2018-06-28 07:00 | 0 | 0 | 1049.4637 | 0
2018-06-28 08:00 | 0 | 0 | 880.6788 | 0
2018-06-28 09:00 | 0 | 0 | 984.5933 | 0
2018-06-28 10:00 | 0 | 0 | 984.4331 | 0
2018-06-28 11:00 | 0 | 0 | 876.0955 | 0
2018-06-28 12:00 | 0 | 0 | 1106.8567 | 0
2018-06-28 13:00 | 0 | 0 | 1045.2618 | 0
2018-06-28 14:00 | 0 | 0 | 1033.1006 | 0
2018-06-28 15:00 | 0 | 0 | 945.2291 | 0
2018-06-28 16:00 | 0 | 0 | 1045.1399 | 0
2018-06-28 17:00 | 0 | 0 | 1009.2935 | 0
2018-06-28 18:00 | 0 | 0 | 975.9571 | 0
2018-06-28 19:00 | 0 | 0 | 1039.7107 | 0
2018-06-28 20:00 | 0 | 0 | 937.1141 | 0
2018-06-28 21:00 | 0 | 0 | 1016.6254 | 0
2018-06-28 22:00 | 0 | 0 | 1093.9475 | 0
2018-06-28 23:00 | 0 | 0 | 1028.3616 | 0
2018-06-29 | 0 | 0 | 1008.3303 | 0
2018-06-29 01:00 | 0 | 0 | 1080.614 | 0
2018-06-29 02:00 | 0 | 0 | 966.7802 | 0
2018-06-29 03:00 | 0 | 0 | 1109.3356 | 0
2018-06-29 04:00 | 0 | 0 | 983.852 | 0
2018-06-29 05:00 | 0 | 0 | 1088.2897 | 0
2018-06-29 06:00 | 0 | 0 | 1056.2311 | 0
2018-06-29 07:00 | 0 | 0 | 953.9832 | 0
2018-06-29 08:00 | 0 | 0 | 1114.332 | 0
2018-06-29 09:00 | 0 | 0 | 952.0311 | 0
2018-06-29 10:00 | 0 | 0 | 888.2696 | 0
2018-06-29 11:00 | 0 | 0 | 967.8298 | 0
2018-06-29 12:00 | 0 | 0 | 991.8504 | 0
2018-06-29 13:00 | 0 | 0 | 926.6847 | 0
2018-06-29 14:00 | 0 | 0 | 1023.2255 | 0
2018-06-29 15:00 | 0 | 0 | 1145.2845 | 0
2018-06-29 16:00 | 0 | 0 | 1079.034 | 0
2018-06-29 17:00 | 0 | 0 | 985.4464 | 0
2018-06-29 18:00 | 0 | 663.5137 | 1093.5177 | 0
2018-06-29 19:00 | 0 | 991.1372 | 1087.8925 | 0
2018-06-29 20:00 | 0 | 1172.7329 | 1135.3738 | 0
2018-06-29 21:00 | 0 | 1069.3553 | 1069.3837 | 0
2018-06-29 22:00 | 0 | 1056.867 | 1082.5687 | 0
2018-06-29 23:00 | 0 | 1166.419 | 922.8318 | 0
2018-06-30 | 0 | 1149.871 | 1029.972 | 0
2018-06-30 01:00 | 0 | 1024.7157 | 1097.9369 | 0
2018-06-30 02:00 | 0 | 972.7843 | 1085.7776 | 0
2018-06-30 03:00 | 0 | 1136.1041 | 1080.1392 | 0
2018-06-30 04:00 | 0 | 985.8396 | 999.9277 | 0
2018-06-30 05:00 | 0 | 1040.0006 | 971.7865 | 0
2018-06-30 06:00 | 0 | 1043.0906 | 1081.3998 | 0
2018-06-30 07:00 | 0 | 929.4368 | 1085.6775 | 0
2018-06-30 08:00 | 0 | 1088.1921 | 1001.8462 | 7289.199
2018-06-30 09:00 | 0 | 1044.5566 | 979.727 | 7084.0645
2018-06-30 10:00 | 0 | 950.9277 | 993.6241 | 7524.0769
2018-06-30 11:00 | 0 | 1014.8803 | 967.0636 | 7887.9787
2018-06-30 12:00 | 0 | 965.0798 | 992.0382 | 8098.5282
2018-06-30 13:00 | 0 | 1047.2004 | 1164.1183 | 8157.4598
2018-06-30 14:00 | 0 | 956.2898 | 934.0325 | 8036.525
2018-06-30 15:00 | 0 | 968.6668 | 1003.2788 | 7879.0835
2018-06-30 16:00 | 0 | 966.9109 | 936.1846 | 7975.8095
2018-06-30 17:00 | 0 | 942.512 | 987.8296 | 7978.386
2018-06-30 18:00 | 0 | 1046.2234 | 962.9642 | 7955.2591
2018-06-30 19:00 | 0 | 1123.584 | 1080.2576 | 0
2018-06-30 20:00 | 0 | 977.5154 | 999.6964 | 0
2018-06-30 21:00 | 0 | 1111.8037 | 1002.9452 | 0
2018-06-30 22:00 | 0 | 974.9312 | 1048.6418 | 0
2018-06-30 23:00 | 0 | 1089.53 | 1074.4906 | 0
2018-07-01 | 0 | 984.4649 | 1065.0826 | 0
2018-07-01 01:00 | 0 | 970.4476 | 1070.0076 | 0
2018-07-01 02:00 | 0 | 1012.6238 | 971.2844 | 7930.8204
2018-07-01 03:00 | 0 | 1035.0809 | 1046.763 | 7947.9198
2018-07-01 04:00 | 0 | 1000.6265 | 1042.3275 | 8040.0474
2018-07-01 05:00 | 0 | 1084.2517 | 1050.2063 | 7988.365
2018-07-01 06:00 | 0 | 1021.0233 | 901.3948 | 7800.548
2018-07-01 07:00 | 0 | 977.5431 | 1018.699 | 7670.5075
2018-07-01 08:00 | 0 | 998.8508 | 1064.8314 | 7408.3761
2018-07-01 09:00 | 0 | 995.808 | 1020.4755 | 7188.0059
2018-07-01 10:00 | 0 | 880.2202 | 1032.2079 | 7478.3109
2018-07-01 11:00 | 0 | 972.3971 | 1006.8688 | 7852.2148
2018-07-01 12:00 | 0 | 1028.8682 | 1033.9504 | 8120.1012
2018-07-01 13:00 | 0 | 1012.9394 | 959.2668 | 8167.3281
2018-07-01 14:00 | 0 | 1090.3944 | 1064.187 | 7946.2844
2018-07-01 15:00 | 0 | 973.8989 | 1046.5747 | 7673.3657
2018-07-01 16:00 | 0 | 1102.566 | 1019.9996 | 7507.446
2018-07-01 17:00 | 0 | 1016.5584 | 1067.886 | 0
2018-07-01 18:00 | 0 | 1059.7175 | 1022.9904 | 0
2018-07-01 19:00 | 0 | 997.3519 | 948.991 | 0
2018-07-01 20:00 | 0 | 1096.9523 | 939.0976 | 0
2018-07-01 21:00 | 0 | 1025.6334 | 1095.9927 | 0
2018-07-01 22:00 | 0 | 1044.3303 | 1153.2688 | 0
2018-07-01 23:00 | 0 | 1015.4521 | 1050.2291 | 0
2018-07-02 | 0 | 1062.7426 | 1118.0881 | 0
2018-07-02 01:00 | 0 | 1025.0574 | 922.4301 | 0
2018-07-02 02:00 | 0 | 990.8695 | 1120.2155 | 0
2018-07-02 03:00 | 0 | 999.4371 | 1043.776 | 0
2018-07-02 04:00 | 0 | 1015.6915 | 1033.3998 | 0
2018-07-02 05:00 | 0 | 934.7123 | 918.2969 | 0
2018-07-02 06:00 | 0 | 1048.7587 | 1206.7207 | 0
2018-07-02 07:00 | 0 | 1055.6482 | 1037.8451 | 0
2018-07-02 08:00 | 0 | 899.2589 | 989.7086 | 0
2018-07-02 09:00 | 0 | 977.4774 | 894.0883 | 0
2018-07-02 10:00 | 0 | 846.0992 | 961.1192 | 0
2018-07-02 11:00 | 0 | 984.3769 | 885.4833 | 0
2018-07-02 12:00 | 0 | 954.9492 | 1065.4292 | 0
2018-07-02 13:00 | 0 | 914.7835 | 953.9882 | 0
2018-07-02 14:00 | 0 | 934.7466 | 828.2129 | 0
2018-07-02 15:00 | 0 | 1126.6936 | 959.2733 | 0
2018-07-02 16:00 | 0 | 1111.5924 | 1132.4089 | 0
2018-07-02 17:00 | 0 | 1049.9956 | 1018.1576 | 0
2018-07-02 18:00 | 0 | 878.2336 | 946.2241 | 0
2018-07-02 19:00 | 0 | 920.1812 | 1017.5571 | 0
2018-07-02 20:00 | 0 | 994.7115 | 940.1602 | 0
2018-07-02 21:00 | 0 | 935.9258 | 202.4695 | 0
2018-07-02 22:00 | 0 | 936.9667 | 0 | 0
2018-07-02 23:00 | 0 | 1034.1937 | 0 | 0
2018-07-03 | 0 | 1000.9562 | 0 | 0
2018-07-03 01:00 | 0 | 892.481 | 0 | 0
2018-07-03 02:00 | 0 | 934.6296 | 0 | 0
2018-07-03 03:00 | 0 | 1081.2107 | 0 | 0
2018-07-03 04:00 | 0 | 1173.4696 | 0 | 0
2018-07-03 05:00 | 0 | 1083.9323 | 0 | 0
2018-07-03 06:00 | 0 | 916.1981 | 0 | 0
2018-07-03 07:00 | 0 | 967.6022 | 0 | 0
2018-07-03 08:00 | 0 | 901.0222 | 0 | 0
2018-07-03 09:00 | 0 | 877.2606 | 0 | 0
2018-07-03 10:00 | 0 | 990.6303 | 0 | 0
2018-07-03 11:00 | 0 | 1009.2513 | 0 | 0
2018-07-03 12:00 | 0 | 848.2185 | 0 | 0
2018-07-03 13:00 | 0 | 816.173 | 0 | 0
2018-07-03 14:00 | 0 | 927.4945 | 0 | 0
2018-07-03 15:00 | 0 | 881.052 | 0 | 0
2018-07-03 16:00 | 0 | 1101.1881 | 0 | 0
2018-07-03 17:00 | 0 | 1018.458 | 0 | 0
2018-07-03 18:00 | 0 | 1267.7178 | 0 | 0
2018-07-03 19:00 | 0 | 940.6164 | 0 | 0
2018-07-03 20:00 | 0 | 1254.4248 | 0 | 0
2018-07-03 21:00 | 0 | 1178.8616 | 0 | 0
2018-07-03 22:00 | 0 | 994.1229 | 0 | 0
2018-07-03 23:00 | 0 | 979.2922 | 0 | 0
2018-07-04 | 0 | 1197.608 | 0 | 0
2018-07-04 01:00 | 0 | 924.2811 | 0 | 0
2018-07-04 02:00 | 0 | 1143.9294 | 0 | 0
2018-07-04 03:00 | 0 | 1030.9778 | 0 | 0
2018-07-04 04:00 | 0 | 1057.2798 | 0 | 0
2018-07-04 05:00 | 0 | 1029.7405 | 0 | 0
2018-07-04 06:00 | 0 | 964.364 | 0 | 0
2018-07-04 07:00 | 0 | 938.2606 | 734.6861 | 0
2018-07-04 08:00 | 0 | 987.5151 | 932.6931 | 0
2018-07-04 09:00 | 0 | 1110.5316 | 1133.4557 | 0
2018-07-04 10:00 | 0 | 950.4553 | 878.8695 | 0
2018-07-04 11:00 | 0 | 960.1732 | 915.5273 | 0
2018-07-04 12:00 | 0 | 916.3871 | 1084.1859 | 0
2018-07-04 13:00 | 0 | 789.6892 | 973.1174 | 0
2018-07-04 14:00 | 0 | 947.8643 | 837.3088 | 0
2018-07-04 15:00 | 0 | 1026.9254 | 1096.1224 | 0
2018-07-04 16:00 | 0 | 1051.6884 | 982.2009 | 0
2018-07-04 17:00 | 0 | 1041.9089 | 1108.7231 | 0
2018-07-04 18:00 | 0 | 999.4716 | 986.0209 | 0
2018-07-04 19:00 | 0 | 1038.8906 | 1103.9329 | 0
2018-07-04 20:00 | 0 | 1009.2105 | 937.3765 | 0
2018-07-04 21:00 | 0 | 919.8842 | 1002.6827 | 0
2018-07-04 22:00 | 0 | 1113.7971 | 1008.8766 | 0
2018-07-04 23:00 | 0 | 979.8445 | 918.1693 | 0
2018-07-05 | 0 | 955.2393 | 1006.8694 | 0
2018-07-05 01:00 | 0 | 921.7645 | 983.6841 | 0
2018-07-05 02:00 | 0 | 1024.1477 | 946.2311 | 0
2018-07-05 03:00 | 0 | 1103.84 | 969.1531 | 0
2018-07-05 04:00 | 0 | 1141.5098 | 880.3116 | 0
2018-07-05 05:00 | 0 | 910.2994 | 1062.3832 | 0
2018-07-05 06:00 | 0 | 906.1791 | 881.4296 | 0
2018-07-05 07:00 | 0 | 1077.784 | 1002.746 | 0
2018-07-05 08:00 | 0 | 1059.1085 | 962.9046 | 0
2018-07-05 09:00 | 0 | 785.6935 | 856.0043 | 0
2018-07-05 10:00 | 0 | 917.4633 | 1004.0975 | 0
2018-07-05 11:00 | 0 | 854.6875 | 789.0089 | 0
2018-07-05 12:00 | 0 | 884.8112 | 970.1772 | 0
2018-07-05 13:00 | 0 | 1015.9658 | 1068.9834 | 0
2018-07-05 14:00 | 0 | 897.2132 | 893.5201 | 0
2018-07-05 15:00 | 0 | 1038.9579 | 1007.2412 | 0
2018-07-05 16:00 | 0 | 1072.5929 | 998.9882 | 0
2018-07-05 17:00 | 0 | 1075.6887 | 1063.5657 | 0
2018-07-05 18:00 | 0 | 1002.4387 | 1035.0614 | 0
2018-07-05 19:00 | 0 | 1087.2589 | 1083.066 | 0
2018-07-05 20:00 | 0 | 1157.4141 | 956.2045 | 0
2018-07-05 21:00 | 0 | 1127.3923 | 1042.9001 | 0
2018-07-05 22:00 | 0 | 1234.5994 | 1055.969 | 0
2018-07-05 23:00 | 0 | 987.5977 | 1113.9163 | 0
2018-07-06 | 0 | 1006.4829 | 1207.0497 | 0
2018-07-06 01:00 | 0 | 885.2557 | 1026.0337 | 0
2018-07-06 02:00 | 0 | 1091.6855 | 805.2341 | 0
2018-07-06 03:00 | 0 | 1058.8708 | 993.7498 | 0
2018-07-06 04:00 | 0 | 1046.2057 | 1249.4565 | 0
2018-07-06 05:00 | 0 | 1079.2607 | 1055.7574 | 0
2018-07-06 06:00 | 0 | 1105.3832 | 979.4408 | 0
2018-07-06 07:00 | 0 | 890.7743 | 735.8859 | 0
2018-07-06 08:00 | 0 | 1026.9775 | 960.7411 | 7543.1933
2018-07-06 09:00 | 0 | 972.9406 | 942.4687 | 7276.8015
2018-07-06 10:00 | 0 | 1170.1776 | 886.2302 | 7547.3148
2018-07-06 11:00 | 0 | 887.1446 | 932.8938 | 7955.1306
2018-07-06 12:00 | 0 | 1021.1457 | 990.3745 | 8395.7663
2018-07-06 13:00 | 0 | 935.092 | 993.0623 | 8685.8607
2018-07-06 14:00 | 0 | 889.8992 | 859.2792 | 8734.0881
2018-07-06 15:00 | 0 | 947.9161 | 850.6719 | 8885.1518
2018-07-06 16:00 | 0 | 1066.272 | 925.4117 | 9088.5749
2018-07-06 17:00 | 0 | 944.6566 | 887.5477 | 9406.0216
2018-07-06 18:00 | 0 | 840.9675 | 1065.1594 | 0
2018-07-06 19:00 | 0 | 1032.1349 | 937.3645 | 0
2018-07-06 20:00 | 0 | 877.2283 | 904.1697 | 0
2018-07-06 21:00 | 0 | 1147.7213 | 943.1003 | 0
2018-07-06 22:00 | 0 | 842.1747 | 1083.885 | 0
2018-07-06 23:00 | 0 | 997.1945 | 1070.488 | 0
2018-07-07 | 0 | 1161.2094 | 910.7439 | 0
2018-07-07 01:00 | 0 | 1066.9341 | 1125.9155 | 0
2018-07-07 02:00 | 0 | 945.8275 | 1125.2751 | 0
2018-07-07 03:00 | 0 | 1043.5519 | 988.297 | 0
2018-07-07 04:00 | 0 | 928.6967 | 1043.2126 | 0
2018-07-07 05:00 | 0 | 1063.4579 | 839.8344 | 0
2018-07-07 06:00 | 0 | 1144.4376 | 913.4685 | 0
2018-07-07 07:00 | 0 | 977.9307 | 974.8661 | 0
2018-07-07 08:00 | 0 | 1007.8352 | 992.4866 | 0
2018-07-07 09:00 | 0 | 988.1515 | 932.176 | 0
2018-07-07 10:00 | 0 | 929.2565 | 1008.4634 | 0
2018-07-07 11:00 | 0 | 1016.912 | 938.6838 | 0
2018-07-07 12:00 | 0 | 1069.8562 | 980.7537 | 0
2018-07-07 13:00 | 0 | 973.9778 | 974.6992 | 0
2018-07-07 14:00 | 0 | 1158.4756 | 777.004 | 0
2018-07-07 15:00 | 0 | 1045.0474 | 1086.3145 | 0
2018-07-07 16:00 | 0 | 949.7466 | 1242.1643 | 9202.0169
2018-07-07 17:00 | 0 | 1000.3085 | 1189.206 | 8806.4005
2018-07-07 18:00 | 0 | 940.2969 | 850.6389 | 8594.9026
2018-07-07 19:00 | 0 | 926.7286 | 893.0201 | 8876.1556
2018-07-07 20:00 | 0 | 926.5844 | 1096.0355 | 8846.8699
2018-07-07 21:00 | 0 | 1063.9231 | 1190.8678 | 8581.8055
2018-07-07 22:00 | 0 | 1087.7383 | 985.7915 | 8135.6797
2018-07-07 23:00 | 0 | 1027.4261 | 933.1743 | 7923.5403
2018-07-08 | 0 | 838.9364 | 905.6893 | 8106.8784
2018-07-08 01:00 | 0 | 794.5306 | 1143.6711 | 8417.0842
2018-07-08 02:00 | 0 | 1060.384 | 1047.5442 | 8519.4885
2018-07-08 03:00 | 0 | 1070.1001 | 1043.2965 | 8465.0702
2018-07-08 04:00 | 0 | 1082.721 | 1170.1996 | 0
2018-07-08 05:00 | 0 | 1001.6644 | 1076.8191 | 0
2018-07-08 06:00 | 0 | 1083.8235 | 879.4298 | 0
2018-07-08 07:00 | 0 | 981.6119 | 1011.1326 | 0
2018-07-08 08:00 | 0 | 1136.5205 | 1112.3785 | 0
2018-07-08 09:00 | 0 | 917.0531 | 909.8449 | 0
2018-07-08 10:00 | 0 | 1041.9812 | 856.0292 | 0
2018-07-08 11:00 | 0 | 920.8107 | 1039.6896 | 0
2018-07-08 12:00 | 0 | 1022.3409 | 1083.4438 | 0
2018-07-08 13:00 | 0 | 858.2833 | 922.1606 | 0
2018-07-08 14:00 | 0 | 814.7958 | 1074.1635 | 0
2018-07-08 15:00 | 0 | 1004.2481 | 977.8479 | 0
2018-07-08 16:00 | 0 | 903.7805 | 840.2982 | 0
2018-07-08 17:00 | 0 | 955.4 | 959.9384 | 0
2018-07-08 18:00 | 0 | 943.9744 | 1014.175 | 0
2018-07-08 19:00 | 0 | 475.1425 | 898.8336 | 0
2018-07-08 20:00 | 0 | 0 | 994.7579 | 0
2018-07-08 21:00 | 0 | 0 | 1216.3219 | 0
2018-07-08 22:00 | 0 | 0 | 1089.9331 | 0
2018-07-08 23:00 | 0 | 0 | 800.3221 | 0
2018-07-09 | 0 | 0 | 813.4825 | 0
2018-07-09 01:00 | 0 | 0 | 880.4846 | 0
2018-07-09 02:00 | 0 | 0 | 832.7593 | 0
2018-07-09 03:00 | 0 | 0 | 1063.1339 | 0
2018-07-09 04:00 | 0 | 0 | 1019.0352 | 0
2018-07-09 05:00 | 0 | 0 | 1030.4587 | 0
2018-07-09 06:00 | 0 | 0 | 960.3829 | 0
2018-07-09 07:00 | 0 | 0 | 1060.4641 | 0
2018-07-09 08:00 | 0 | 0 | 1063.4531 | 0
2018-07-09 09:00 | 0 | 0 | 905.2547 | 0
2018-07-09 10:00 | 0 | 0 | 826.3949 | 0
2018-07-09 11:00 | 0 | 0 | 1024.5259 | 0
2018-07-09 12:00 | 0 | 0 | 913.5192 | 0
2018-07-09 13:00 | 0 | 0 | 926.0123 | 0
2018-07-09 14:00 | 0 | 0 | 985.2516 | 0
2018-07-09 15:00 | 0 | 0 | 969.1136 | 0
2018-07-09 16:00 | 0 | 0 | 1003.3043 | 0
2018-07-09 17:00 | 0 | 0 | 1074.0171 | 0
2018-07-09 18:00 | 0 | 0 | 1029.4861 | 0
2018-07-09 19:00 | 0 | 0 | 961.3663 | 0
2018-07-09 20:00 | 0 | 0 | 903.3954 | 0
2018-07-09 21:00 | 0 | 0 | 843.9515 | 0
2018-07-09 22:00 | 0 | 0 | 1149.7018 | 0
2018-07-09 23:00 | 0 | 0 | 882.2976 | 0
2018-07-10 | 0 | 0 | 1047.3525 | 0
2018-07-10 01:00 | 0 | 0 | 1075.3855 | 0
2018-07-10 02:00 | 0 | 0 | 980.1999 | 0
2018-07-10 03:00 | 0 | 0 | 892.9272 | 8503.1287
2018-07-10 04:00 | 0 | 0 | 1096.6447 | 8582.2574
2018-07-10 05:00 | 0 | 0 | 1028.0134 | 8482.985
2018-07-10 06:00 | 0 | 0 | 1096.7595 | 8276.9282
2018-07-10 07:00 | 0 | 0 | 877.5135 | 8152.5045
2018-07-10 08:00 | 0 | 0 | 887.4098 | 7928.1317
2018-07-10 09:00 | 0 | 0 | 954.0168 | 7619.9664
2018-07-10 10:00 | 0 | 0 | 868.2426 | 7817.9751
2018-07-10 11:00 | 0 | 0 | 915.6008 | 8055.8894
2018-07-10 12:00 | 0 | 0 | 888.4656 | 8227.6604
2018-07-10 13:00 | 0 | 0 | 1038.1466 | 8307.0691
2018-07-10 14:00 | 0 | 0 | 983.7244 | 0
2018-07-10 15:00 | 0 | 0 | 868.3519 | 0
2018-07-10 16:00 | 0 | 0 | 973.3116 | 0
2018-07-10 17:00 | 0 | 0 | 1034.4242 | 0
2018-07-10 18:00 | 0 | 0 | 903.9758 | 0
2018-07-10 19:00 | 0 | 0 | 909.0525 | 0
2018-07-10 20:00 | 0 | 0 | 997.1753 | 0
2018-07-10 21:00 | 0 | 0 | 1032.2969 | 0
2018-07-10 22:00 | 0 | 0 | 1154.0187 | 0
2018-07-10 23:00 | 0 | 0 | 983.675 | 0
2018-07-11 | 0 | 0 | 1086.407 | 0
2018-07-11 01:00 | 0 | 0 | 1095.3562 | 0
2018-07-11 02:00 | 0 | 0 | 1072.5278 | 0
2018-07-11 03:00 | 0 | 0 | 857.8977 | 0
2018-07-11 04:00 | 0 | 0 | 947.0679 | 0
2018-07-11 05:00 | 0 | 0 | 953.5572 | 0
2018-07-11 06:00 | 0 | 0 | 978.0566 | 0
2018-07-11 07:00 | 0 | 0 | 1054.2412 | 0
2018-07-11 08:00 | 0 | 0 | 1066.9552 | 0
2018-07-11 09:00 | 0 | 0 | 911.2941 | 0
2018-07-11 10:00 | 0 | 0 | 977.5796 | 0
2018-07-11 11:00 | 0 | 0 | 877.7016 | 0
2018-07-11 12:00 | 0 | 0 | 857.2338 | 0
2018-07-11 13:00 | 0 | 0 | 844.2184 | 0
2018-07-11 14:00 | 0 | 0 | 770.208 | 0
2018-07-11 15:00 | 0 | 0 | 927.7541 | 0
2018-07-11 16:00 | 0 | 0 | 1006.1886 | 0
2018-07-11 17:00 | 0 | 0 | 1127.708 | 0
2018-07-11 18:00 | 0 | 0 | 967.7937 | 0
2018-07-11 19:00 | 0 | 0 | 863.9504 | 0
2018-07-11 20:00 | 0 | 0 | 1090.6849 | 0
2018-07-11 21:00 | 0 | 0 | 925.9332 | 0
2018-07-11 22:00 | 0 | 0 | 994.0602 | 0
2018-07-11 23:00 | 0 | 0 | 931.6312 | 0
2018-07-12 | 0 | 0 | 1019.7311 | 0
2018-07-12 01:00 | 0 | 0 | 903.1621 | 0
2018-07-12 02:00 | 0 | 0 | 951.0418 | 0
2018-07-12 03:00 | 0 | 0 | 909.9364 | 0
2018-07-12 04:00 | 0 | 0 | 977.6286 | 0
2018-07-12 05:00 | 0 | 0 | 1107.329 | 0
2018-07-12 06:00 | 0 | 0 | 893.3307 | 0
2018-07-12 07:00 | 0 | 0 | 1011.9072 | 0
2018-07-12 08:00 | 0 | 0 | 823.1195 | 0
2018-07-12 09:00 | 0 | 0 | 954.9436 | 0
2018-07-12 10:00 | 0 | 0 | 954.8144 | 0
2018-07-12 11:00 | 0 | 0 | 941.9872 | 0
2018-07-12 12:00 | 0 | 0 | 939.5129 | 0
2018-07-12 13:00 | 0 | 0 | 895.2065 | 0
2018-07-12 14:00 | 0 | 0 | 838.6888 | 0
2018-07-12 15:00 | 0 | 0 | 1073.7184 | 0
2018-07-12 16:00 | 0 | 0 | 1123.4058 | 0
2018-07-12 17:00 | 0 | 0 | 1119.1273 | 0
2018-07-12 18:00 | 0 | 0 | 1041.1188 | 0
2018-07-12 19:00 | 0 | 0 | 807.3968 | 0
2018-07-12 20:00 | 0 | 0 | 1095.9971 | 0
2018-07-12 21:00 | 0 | 0 | 1139.1135 | 0
2018-07-12 22:00 | 0 | 0 | 990.3386 | 0
2018-07-12 23:00 | 0 | 0 | 971.5024 | 0
2018-07-13 | 0 | 0 | 987.0877 | 0
2018-07-13 01:00 | 0 | 0 | 977.2404 | 0
2018-07-13 02:00 | 0 | 0 | 1015.8228 | 0
2018-07-13 03:00 | 0 | 0 | 1098.33 | 0
2018-07-13 04:00 | 0 | 0 | 997.8441 | 0
2018-07-13 05:00 | 0 | 0 | 1059.8688 | 0
2018-07-13 06:00 | 0 | 0 | 1100.5547 | 0
2018-07-13 07:00 | 0 | 0 | 1240.6771 | 0
2018-07-13 08:00 | 0 | 0 | 931.693 | 0
2018-07-13 09:00 | 0 | 0 | 896.16 | 0
2018-07-13 10:00 | 0 | 0 | 1019.6455 | 0
2018-07-13 11:00 | 0 | 0 | 853.361 | 0
2018-07-13 12:00 | 0 | 0 | 993.6492 | 0
2018-07-13 13:00 | 0 | 0 | 1060.3433 | 0
2018-07-13 14:00 | 0 | 0 | 228.4347 | 0
2018-07-13 15:00 | 0 | 0 | 0 | 0
2018-07-13 16:00 | 0 | 0 | 0 | 0
2018-07-13 17:00 | 0 | 0 | 0 | 0
2018-07-13 18:00 | 0 | 0 | 0 | 0
2018-07-13 19:00 | 0 | 0 | 0 | 0
2018-07-13 20:00 | 0 | 0 | 0 | 0
2018-07-13 21:00 | 0 | 0 | 0 | 0
2018-07-13 22:00 | 0 | 0 | 0 | 0
2018-07-13 23:00 | 0 | 0 | 0 | 0
2018-07-14 | 0 | 0 | 0 | 0
2018-07-14 01:00 | 0 | 0 | 0 | 0
2018-07-14 02:00 | 0 | 0 | 0 | 0
2018-07-14 03:00 | 0 | 0 | 0 | 0
2018-07-14 04:00 | 0 | 0 | 0 | 0
2018-07-14 05:00 | 0 | 0 | 0 | 0
2018-07-14 06:00 | 0 | 0 | 0 | 8243.1033
2018-07-14 07:00 | 0 | 0 | 0 | 8129.9822
2018-07-14 08:00 | 0 | 0 | 0 | 7925.4569
2018-07-14 09:00 | 0 | 0 | 0 | 7648.2605
2018-07-14 10:00 | 0 | 0 | 0 | 7909.3642
2018-07-14 11:00 | 0 | 0 | 0 | 8089.2839
2018-07-14 12:00 | 0 | 0 | 0 | 8222.3633
2018-07-14 13:00 | 0 | 0 | 0 | 8281.1294
2018-07-14 14:00 | 0 | 0 | 0 | 8191.4231
2018-07-14 15:00 | 0 | 0 | 0 | 8058.7521
2018-07-14 16:00 | 0 | 0 | 0 | 0
2018-07-14 17:00 | 0 | 0 | 0 | 0
2018-07-14 18:00 | 0 | 0 | 0 | 0
2018-07-14 19:00 | 0 | 0 | 0 | 0
2018-07-14 20:00 | 0 | 0 | 0 | 0
2018-07-14 21:00 | 0 | 0 | 0 | 0
2018-07-14 22:00 | 0 | 0 | 0 | 0
2018-07-14 23:00 | 0 | 0 | 0 | 0
2018-07-15 | 0 | 0 | 0 | 0
2018-07-15 01:00 | 0 | 0 | 0 | 0
2018-07-15 02:00 | 0 | 0 | 0 | 0
2018-07-15 03:00 | 0 | 0 | 0 | 0
2018-07-15 04:00 | 0 | 0 | 0 | 0
2018-07-15 05:00 | 0 | 0 | 0 | 0
2018-07-15 06:00 | 0 | 0 | 0 | 0
2018-07-15 07:00 | 0 | 0 | 0 | 0
2018-07-15 08:00 | 0 | 0 | 0 | 0
2018-07-15 09:00 | 0 | 0 | 0 | 0
2018-07-15 10:00 | 0 | 0 | 0 | 0
2018-07-15 11:00 | 0 | 0 | 0 | 0
2018-07-15 12:00 | 0 | 0 | 0 | 0
2018-07-15 13:00 | 0 | 0 | 0 | 0
2018-07-15 14:00 | 0 | 0 | 0 | 0
2018-07-15 15:00 | 0 | 0 | 0 | 0
2018-07-15 16:00 | 0 | 0 | 0 | 0
2018-07-15 17:00 | 0 | 0 | 0 | 0
2018-07-15 18:00 | 0 | 0 | 0 | 0
2018-07-15 19:00 | 0 | 0 | 0 | 0
2018-07-15 20:00 | 0 | 0 | 0 | 0
2018-07-15 21:00 | 0 | 0 | 0 | 0
2018-07-15 22:00 | 0 | 0 | 0 | 0
2018-07-15 23:00 | 0 | 0 | 0 | 0
2018-07-16 | 0 | 0 | 0 | 0
2018-07-16 01:00 | 0 | 0 | 0 | 0
2018-07-16 02:00 | 0 | 0 | 0 | 0
2018-07-16 03:00 | 0 | 0 | 0 | 0
2018-07-16 04:00 | 0 | 0 | 0 | 0
2018-07-16 05:00 | 0 | 0 | 0 | 0
2018-07-16 06:00 | 0 | 0 | 0 | 0
2018-07-16 07:00 | 0 | 0 | 0 | 0
2018-07-16 08:00 | 0 | 0 | 0 | 0
2018-07-16 09:00 | 0 | 0 | 0 | 0
2018-07-16 10:00 | 0 | 0 | 0 | 0
2018-07-16 11:00 | 0 | 0 | 0 | 0
2018-07-16 12:00 | 0 | 0 | 0 | 0
2018-07-16 13:00 | 0 | 0 | 0 | 0
2018-07-16 14:00 | 0 | 0 | 0 | 0
2018-07-16 15:00 | 0 | 0 | 0 | 0
2018-07-16 16:00 | 0 | 0 | 0 | 0
2018-07-16 17:00 | 0 | 0 | 0 | 0
2018-07-16 18:00 | 0 | 0 | 0 | 0
2018-07-16 19:00 | 0 | 0 | 0 | 0
2018-07-16 20:00 | 0 | 0 | 0 | 0
2018-07-16 21:00 | 0 | 0 | 0 | 0
2018-07-16 22:00 | 0 | 0 | 0 | 0
2018-07-16 23:00 | 0 | 0 | 0 | 0
2018-07-17 | 0 | 0 | 0 | 0
2018-07-17 01:00 | 0 | 0 | 0 | 0
2018-07-17 02:00 | 0 | 0 | 0 | 0
2018-07-17 03:00 | 0 | 0 | 0 | 0
2018-07-17 04:00 | 0 | 0 | 0 | 0
2018-07-17 05:00 | 0 | 0 | 0 | 0
2018-07-17 06:00 | 0 | 0 | 0 | 0
2018-07-17 07:00 | 0 | 0 | 0 | 8185.2094
2018-07-17 08:00 | 0 | 0 | 0 | 7959.9596
2018-07-17 09:00 | 0 | 0 | 0 | 7641.5287
2018-07-17 10:00 | 0 | 0 | 0 | 7804.1217
2018-07-17 11:00 | 0 | 0 | 0 | 7970.1845
2018-07-17 12:00 | 0 | 0 | 0 | 8072.8855
2018-07-17 13:00 | 0 | 0 | 0 | 8117.138
2018-07-17 14:00 | 0 | 0 | 0 | 8098.5197
2018-07-17 15:00 | 0 | 0 | 0 | 7996.8384
2018-07-17 16:00 | 0 | 0 | 0 | 7985.6229
2018-07-17 17:00 | 0 | 0 | 0 | 0
2018-07-17 18:00 | 0 | 0 | 0 | 0
2018-07-17 19:00 | 0 | 0 | 0 | 0
2018-07-17 20:00 | 0 | 0 | 0 | 0
2018-07-17 21:00 | 0 | 0 | 0 | 0
2018-07-17 22:00 | 0 | 0 | 0 | 0
2018-07-17 23:00 | 0 | 0 | 0 | 0
2018-07-18 | 0 | 0 | 0 | 0
2018-07-18 01:00 | 0 | 0 | 0 | 0
2018-07-18 02:00 | 0 | 0 | 0 | 0
2018-07-18 03:00 | 0 | 0 | 0 | 0
2018-07-18 04:00 | 0 | 0 | 0 | 0
2018-07-18 05:00 | 0 | 0 | 0 | 0
2018-07-18 06:00 | 0 | 0 | 0 | 0
2018-07-18 07:00 | 0 | 0 | 0 | 0
2018-07-18 08:00 | 0 | 0 | 0 | 0
2018-07-18 09:00 | 0 | 0 | 0 | 0
2018-07-18 10:00 | 0 | 0 | 0 | 0
2018-07-18 11:00 | 0 | 0 | 0 | 0
2018-07-18 12:00 | 0 | 0 | 0 | 0
2018-07-18 13:00 | 0 | 0 | 0 | 0
2018-07-18 14:00 | 0 | 0 | 0 | 0
2018-07-18 15:00 | 0 | 0 | 0 | 0
2018-07-18 16:00 | 0 | 0 | 0 | 0
2018-07-18 17:00 | 0 | 0 | 0 | 0
2018-07-18 18:00 | 0 | 0 | 0 | 0
2018-07-18 19:00 | 0 | 0 | 0 | 0
2018-07-18 20:00 | 0 | 0 | 0 | 0
2018-07-18 21:00 | 0 | 0 | 0 | 0
2018-07-18 22:00 | 0 | 0 | 0 | 0
2018-07-18 23:00 | 0 | 0 | 0 | 0
2018-07-19 | 0 | 0 | 0 | 0
2018-07-19 01:00 | 0 | 0 | 0 | 0
2018-07-19 02:00 | 0 | 0 | 0 | 0
2018-07-19 03:00 | 0 | 0 | 0 | 0
2018-07-19 04:00 | 0 | 0 | 0 | 0
2018-07-19 05:00 | 0 | 0 | 0 | 0
2018-07-19 06:00 | 0 | 0 | 0 | 0
2018-07-19 07:00 | 0 | 0 | 0 | 0
2018-07-19 08:00 | 0 | 0 | 0 | 0
2018-07-19 09:00 | 0 | 0 | 0 | 0
2018-07-19 10:00 | 0 | 0 | 0 | 0
2018-07-19 11:00 | 0 | 0 | 0 | 0
2018-07-19 12:00 | 0 | 0 | 0 | 0
2018-07-19 13:00 | 0 | 0 | 0 | 0
2018-07-19 14:00 | 0 | 0 | 0 | 0
2018-07-19 15:00 | 0 | 0 | 0 | 0
2018-07-19 16:00 | 0 | 0 | 0 | 0
2018-07-19 17:00 | 0 | 0 | 0 | 0
2018-07-19 18:00 | 0 | 0 | 0 | 0
2018-07-19 19:00 | 0 | 0 | 0 | 0
2018-07-19 20:00 | 0 | 0 | 0 | 0
2018-07-19 21:00 | 0 | 0 | 0 | 0
2018-07-19 22:00 | 0 | 0 | 0 | 0
2018-07-19 23:00 | 0 | 0 | 0 | 0
2018-07-20 | 0 | 0 | 0 | 0
2018-07-20 01:00 | 0 | 0 | 0 | 0
2018-07-20 02:00 | 0 | 0 | 0 | 0
2018-07-20 03:00 | 0 | 0 | 0 | 0
2018-07-20 04:00 | 0 | 0 | 0 | 0
2018-07-20 05:00 | 0 | 0 | 0 | 0
2018-07-20 06:00 | 0 | 0 | 0 | 0
2018-07-20 07:00 | 0 | 0 | 0 | 0
2018-07-20 08:00 | 0 | 0 | 0 | 0
2018-07-20 09:00 | 0 | 0 | 0 | 0
2018-07-20 10:00 | 0 | 0 | 0 | 0
2018-07-20 11:00 | 0 | 0 | 0 | 0
2018-07-20 12:00 | 0 | 0 | 0 | 0
2018-07-20 13:00 | 0 | 0 | 0 | 0
2018-07-20 14:00 | 0 | 0 | 0 | 0
2018-07-20 15:00 | 0 | 0 | 0 | 0
2018-07-20 16:00 | 0 | 0 | 0 | 0
2018-07-20 17:00 | 0 | 0 | 0 | 0
2018-07-20 18:00 | 0 | 0 | 0 | 0
2018-07-20 19:00 | 0 | 0 | 0 | 0
2018-07-20 20:00 | 0 | 0 | 0 | 0
2018-07-20 21:00 | 0 | 0 | 0 | 0
2018-07-20 22:00 | 0 | 0 | 0 | 0
2018-07-20 23:00 | 0 | 0 | 0 | 0
2018-07-21 | 0 | 0 | 0 | 0
2018-07-21 01:00 | 0 | 0 | 0 | 0
2018-07-21 02:00 | 0 | 0 | 0 | 0
2018-07-21 03:00 | 0 | 0 | 0 | 0
2018-07-21 04:00 | 0 | 0 | 0 | 0
2018-07-21 05:00 | 0 | 0 | 0 | 0
2018-07-21 06:00 | 0 | 0 | 0 | 0
2018-07-21 07:00 | 0 | 0 | 0 | 0
2018-07-21 08:00 | 0 | 0 | 0 | 0
2018-07-21 09:00 | 0 | 0 | 0 | 0
2018-07-21 10:00 | 0 | 0 | 0 | 0
2018-07-21 11:00 | 0 | 0 | 0 | 0
2018-07-21 12:00 | 0 | 0 | 0 | 0
2018-07-21 13:00 | 0 | 0 | 0 | 0
2018-07-21 14:00 | 0 | 0 | 0 | 0
2018-07-21 15:00 | 0 | 0 | 0 | 0
2018-07-21 16:00 | 0 | 0 | 0 | 0
2018-07-21 17:00 | 0 | 0 | 0 | 0
2018-07-21 18:00 | 0 | 0 | 0 | 7730.7987
2018-07-21 19:00 | 0 | 0 | 0 | 7782.246
2018-07-21 20:00 | 0 | 0 | 0 | 7768.0469
2018-07-21 21:00 | 0 | 0 | 0 | 7694.2189
2018-07-21 22:00 | 0 | 0 | 0 | 7475.4496
2018-07-21 23:00 | 0 | 0 | 0 | 7437.4529
2018-07-22 | 0 | 0 | 0 | 7717.809
2018-07-22 01:00 | 0 | 0 | 0 | 8039.6012
2018-07-22 02:00 | 0 | 0 | 0 | 8206.4782
2018-07-22 03:00 | 0 | 0 | 0 | 8219.0674
2018-07-22 04:00 | 0 | 0 | 0 | 8319.6137
2018-07-22 05:00 | 0 | 0 | 0 | 8242.3584
2018-07-22 06:00 | 0 | 0 | 0 | 8053.1499
2018-07-22 07:00 | 0 | 0 | 0 | 0
2018-07-22 08:00 | 0 | 0 | 0 | 0
2018-07-22 09:00 | 0 | 0 | 0 | 0
2018-07-22 10:00 | 0 | 0 | 0 | 0
2018-07-22 11:00 | 0 | 0 | 0 | 0
2018-07-22 12:00 | 0 | 0 | 0 | 8170.3328
2018-07-22 13:00 | 0 | 0 | 0 | 8235.066
2018-07-22 14:00 | 0 | 0 | 0 | 8140.2223
2018-07-22 15:00 | 0 | 0 | 0 | 8011.36
2018-07-22 16:00 | 0 | 0 | 0 | 7876.1646
2018-07-22 17:00 | 0 | 0 | 0 | 7873.2714
2018-07-22 18:00 | 0 | 0 | 0 | 7970.492
2018-07-22 19:00 | 0 | 0 | 0 | 8022.3218
2018-07-22 20:00 | 0 | 0 | 0 | 8076.7771
2018-07-22 21:00 | 0 | 0 | 0 | 7976.9851
2018-07-22 22:00 | 0 | 0 | 0 | 0
2018-07-22 23:00 | 0 | 0 | 0 | 0
2018-07-23 | 0 | 0 | 0 | 0
2018-07-23 01:00 | 0 | 0 | 0 | 0
2018-07-23 02:00 | 0 | 0 | 0 | 0
2018-07-23 03:00 | 0 | 0 | 0 | 0
2018-07-23 04:00 | 0 | 0 | 0 | 0
2018-07-23 05:00 | 0 | 0 | 0 | 0
2018-07-23 06:00 | 0 | 0 | 0 | 0
2018-07-23 07:00 | 0 | 0 | 0 | 0
2018-07-23 08:00 | 0 | 0 | 0 | 0
2018-07-23 09:00 | 0 | 0 | 0 | 0
2018-07-23 10:00 | 0 | 0 | 0 | 0
2018-07-23 11:00 | 0 | 0 | 0 | 0
2018-07-23 12:00 | 0 | 0 | 0 | 0
2018-07-23 13:00 | 0 | 0 | 0 | 0
2018-07-23 14:00 | 0 | 0 | 0 | 0
2018-07-23 15:00 | 0 | 0 | 0 | 0
2018-07-23 16:00 | 0 | 0 | 0 | 0
2018-07-23 17:00 | 0 | 0 | 0 | 0
2018-07-23 18:00 | 0 | 0 | 0 | 0
2018-07-23 19:00 | 0 | 0 | 0 | 0
2018-07-23 20:00 | 0 | 0 | 0 | 0
2018-07-23 21:00 | 0 | 0 | 0 | 0
2018-07-23 22:00 | 0 | 0 | 0 | 0
2018-07-23 23:00 | 0 | 0 | 0 | 0
2018-07-24 | 0 | 0 | 0 | 0
2018-07-24 01:00 | 0 | 0 | 0 | 0
2018-07-24 02:00 | 0 | 0 | 0 | 0
2018-07-24 03:00 | 0 | 0 | 0 | 0
2018-07-24 04:00 | 0 | 0 | 0 | 0
2018-07-24 05:00 | 0 | 0 | 0 | 8564.5147
2018-07-24 06:00 | 0 | 0 | 0 | 8374.6114
2018-07-24 07:00 | 0 | 0 | 0 | 8291.2808
2018-07-24 08:00 | 0 | 0 | 0 | 8092.6012
2018-07-24 09:00 | 0 | 0 | 0 | 7803.9253
2018-07-24 10:00 | 0 | 0 | 0 | 8106.109
2018-07-24 11:00 | 0 | 0 | 0 | 8398.2081
2018-07-24 12:00 | 0 | 0 | 0 | 8611.6501
2018-07-24 13:00 | 0 | 0 | 0 | 8711.5427
2018-07-24 14:00 | 0 | 0 | 0 | 8636.9354
2018-07-24 15:00 | 0 | 0 | 0 | 8489.8042
2018-07-24 16:00 | 0 | 0 | 0 | 0
2018-07-24 17:00 | 0 | 0 | 0 | 0
2018-07-24 18:00 | 0 | 0 | 0 | 0
2018-07-24 19:00 | 0 | 0 | 0 | 0
2018-07-24 20:00 | 0 | 0 | 0 | 0
2018-07-24 21:00 | 0 | 0 | 0 | 0
2018-07-24 22:00 | 0 | 0 | 0 | 0
2018-07-24 23:00 | 0 | 0 | 0 | 0
2018-07-25 | 0 | 0 | 0 | 0
2018-07-25 01:00 | 0 | 0 | 0 | 0
2018-07-25 02:00 | 0 | 0 | 0 | 0
2018-07-25 03:00 | 0 | 0 | 0 | 0
2018-07-25 04:00 | 0 | 0 | 0 | 0
2018-07-25 05:00 | 0 | 0 | 0 | 0
2018-07-25 06:00 | 0 | 0 | 0 | 0
2018-07-25 07:00 | 0 | 0 | 0 | 0
2018-07-25 08:00 | 0 | 0 | 0 | 0
2018-07-25 09:00 | 0 | 0 | 0 | 0
2018-07-25 10:00 | 0 | 0 | 0 | 0
2018-07-25 11:00 | 0 | 0 | 0 | 0
2018-07-25 12:00 | 0 | 0 | 0 | 0
2018-07-25 13:00 | 0 | 0 | 0 | 0
2018-07-25 14:00 | 0 | 0 | 0 | 0
2018-07-25 15:00 | 0 | 0 | 0 | 0
2018-07-25 16:00 | 0 | 0 | 0 | 0
2018-07-25 17:00 | 0 | 0 | 0 | 0
2018-07-25 18:00 | 0 | 0 | 0 | 0
2018-07-25 19:00 | 0 | 0 | 0 | 0
2018-07-25 20:00 | 0 | 0 | 0 | 0
2018-07-25 21:00 | 0 | 0 | 0 | 0
2018-07-25 22:00 | 0 | 0 | 0 | 0
2018-07-25 23:00 | 0 | 0 | 0 | 0
2018-07-26 | 0 | 0 | 0 | 0
2018-07-26 01:00 | 0 | 0 | 0 | 0
2018-07-26 02:00 | 0 | 0 | 0 | 0
2018-07-26 03:00 | 0 | 0 | 0 | 0
2018-07-26 04:00 | 0 | 0 | 0 | 0
2018-07-26 05:00 | 0 | 0 | 0 | 0
2018-07-26 06:00 | 0 | 0 | 0 | 0
2018-07-26 07:00 | 0 | 0 | 0 | 0
2018-07-26 08:00 | 0 | 0 | 0 | 0
2018-07-26 09:00 | 0 | 0 | 0 | 0
2018-07-26 10:00 | 0 | 0 | 0 | 0
2018-07-26 11:00 | 0 | 0 | 0 | 0
2018-07-26 12:00 | 0 | 0 | 0 | 0
2018-07-26 13:00 | 0 | 0 | 0 | 0
2018-07-26 14:00 | 0 | 0 | 0 | 0
2018-07-26 15:00 | 0 | 0 | 0 | 0
2018-07-26 16:00 | 215.0825 | 0 | 0 | 0
2018-07-26 17:00 | 913.681 | 0 | 0 | 0
2018-07-26 18:00 | 1196.2251 | 0 | 0 | 0
2018-07-26 19:00 | 873.4534 | 0 | 0 | 0
2018-07-26 20:00 | 951.562 | 0 | 0 | 0
2018-07-26 21:00 | 1083.7363 | 0 | 0 | 0
2018-07-26 22:00 | 844.7763 | 0 | 0 | 0
2018-07-26 23:00 | 1062.1125 | 0 | 0 | 0
2018-07-27 | 963.9492 | 0 | 0 | 0
2018-07-27 01:00 | 1073.8625 | 0 | 0 | 0
2018-07-27 02:00 | 1029.888 | 0 | 0 | 0
2018-07-27 03:00 | 1088.8267 | 0 | 0 | 0
2018-07-27 04:00 | 1081.4148 | 0 | 0 | 0
2018-07-27 05:00 | 846.829 | 0 | 0 | 0
2018-07-27 06:00 | 1041.5358 | 0 | 0 | 0
2018-07-27 07:00 | 992.684 | 0 | 0 | 0
2018-07-27 08:00 | 941.1957 | 0 | 0 | 0
2018-07-27 09:00 | 1141.5398 | 0 | 0 | 0
2018-07-27 10:00 | 1036.885 | 0 | 0 | 0
2018-07-27 11:00 | 833.0767 | 0 | 0 | 0
2018-07-27 12:00 | 1146.6462 | 0 | 0 | 0
2018-07-27 13:00 | 954.1839 | 0 | 0 | 0
2018-07-27 14:00 | 1196.3416 | 0 | 0 | 0
2018-07-27 15:00 | 1108.4358 | 0 | 0 | 0
2018-07-27 16:00 | 954.5918 | 0 | 0 | 0
2018-07-27 17:00 | 994.5644 | 0 | 0 | 0
2018-07-27 18:00 | 965.032 | 0 | 0 | 0
2018-07-27 19:00 | 1077.7285 | 0 | 0 | 0
2018-07-27 20:00 | 848.8869 | 0 | 0 | 0
2018-07-27 21:00 | 1031.8828 | 0 | 0 | 0
2018-07-27 22:00 | 1101.4055 | 0 | 0 | 0
2018-07-27 23:00 | 897.3113 | 0 | 0 | 0
2018-07-28 | 1114.069 | 0 | 0 | 0
2018-07-28 01:00 | 1083.9974 | 0 | 0 | 0
2018-07-28 02:00 | 900.6735 | 0 | 0 | 0
2018-07-28 03:00 | 1057.2349 | 0 | 0 | 0
2018-07-28 04:00 | 1010.9093 | 0 | 0 | 0
2018-07-28 05:00 | 1158.5105 | 0 | 0 | 0
2018-07-28 06:00 | 958.3736 | 0 | 0 | 0
2018-07-28 07:00 | 1120.7761 | 0 | 0 | 0
2018-07-28 08:00 | 878.7388 | 0 | 0 | 0
2018-07-28 09:00 | 849.0796 | 0 | 0 | 0
2018-07-28 10:00 | 932.8186 | 0 | 0 | 7584.6607
2018-07-28 11:00 | 946.6704 | 0 | 0 | 7854.3699
2018-07-28 12:00 | 926.3072 | 0 | 0 | 8087.3398
2018-07-28 13:00 | 947.6092 | 0 | 0 | 8183.6605
2018-07-28 14:00 | 887.0704 | 0 | 0 | 8222.1836
2018-07-28 15:00 | 862.3038 | 0 | 0 | 8111.8191
2018-07-28 16:00 | 1110.7064 | 0 | 0 | 8045.9566
2018-07-28 17:00 | 876.384 | 0 | 0 | 8052.7428
2018-07-28 18:00 | 966.8724 | 0 | 0 | 8095.7351
2018-07-28 19:00 | 1026.938 | 0 | 0 | 0
2018-07-28 20:00 | 871.0429 | 0 | 0 | 0
2018-07-28 21:00 | 1055.2299 | 0 | 0 | 0
2018-07-28 22:00 | 1007.9069 | 0 | 0 | 0
2018-07-28 23:00 | 1001.6279 | 0 | 0 | 0
2018-07-29 | 842.0686 | 0 | 0 | 0
2018-07-29 01:00 | 1044.9886 | 0 | 0 | 0
2018-07-29 02:00 | 1033.1732 | 0 | 0 | 0
2018-07-29 03:00 | 847.2784 | 0 | 0 | 0
2018-07-29 04:00 | 858.4537 | 0 | 0 | 0
2018-07-29 05:00 | 1152.7788 | 0 | 0 | 0
2018-07-29 06:00 | 881.2792 | 0 | 0 | 0
2018-07-29 07:00 | 999.2822 | 0 | 0 | 0
2018-07-29 08:00 | 1086.6421 | 0 | 0 | 0
2018-07-29 09:00 | 995.4788 | 0 | 0 | 0
2018-07-29 10:00 | 936.788 | 0 | 0 | 0
2018-07-29 11:00 | 961.0325 | 0 | 0 | 0
2018-07-29 12:00 | 1014.8646 | 0 | 0 | 0
2018-07-29 13:00 | 914.6924 | 0 | 0 | 0
2018-07-29 14:00 | 959.522 | 0 | 0 | 0
2018-07-29 15:00 | 1144.557 | 0 | 0 | 0
2018-07-29 16:00 | 1075.8002 | 0 | 0 | 0
2018-07-29 17:00 | 977.4736 | 0 | 0 | 0
2018-07-29 18:00 | 903.1503 | 0 | 0 | 0
2018-07-29 19:00 | 1162.0371 | 0 | 0 | 7745.0407
2018-07-29 20:00 | 1001.757 | 0 | 0 | 7715.9104
2018-07-29 21:00 | 1001.4709 | 0 | 0 | 7576.7386
2018-07-29 22:00 | 1126.5583 | 0 | 0 | 7357.5582
2018-07-29 23:00 | 981.3873 | 0 | 0 | 7526.4811
2018-07-30 | 852.8262 | 0 | 0 | 7842.6608
2018-07-30 01:00 | 1073.053 | 0 | 0 | 8238.599
2018-07-30 02:00 | 1011.516 | 0 | 0 | 8451.0608
2018-07-30 03:00 | 1207.7084 | 0 | 0 | 8501.7726
2018-07-30 04:00 | 1091.2544 | 0 | 0 | 8600.3754
2018-07-30 05:00 | 1065.1897 | 0 | 0 | 8534.0178
2018-07-30 06:00 | 955.5695 | 0 | 0 | 8364.2863
2018-07-30 07:00 | 1036.4926 | 0 | 0 | 8280.4297
2018-07-30 08:00 | 950.6653 | 0 | 0 | 8074.5404
2018-07-30 09:00 | 921.855 | 0 | 0 | 7579.7101
2018-07-30 10:00 | 958.4625 | 0 | 0 | 0
2018-07-30 11:00 | 967.6987 | 0 | 0 | 0
2018-07-30 12:00 | 999.2831 | 0 | 0 | 0
2018-07-30 13:00 | 901.9691 | 0 | 0 | 0
2018-07-30 14:00 | 943.1226 | 0 | 0 | 0
2018-07-30 15:00 | 852.3748 | 0 | 0 | 0
2018-07-30 16:00 | 1041.6904 | 0 | 0 | 0
2018-07-30 17:00 | 1150.761 | 0 | 0 | 0
2018-07-30 18:00 | 1095.8369 | 0 | 0 | 0
2018-07-30 19:00 | 820.5756 | 0 | 0 | 0
2018-07-30 20:00 | 1071.1721 | 0 | 0 | 0
2018-07-30 21:00 | 1115.3903 | 0 | 0 | 0
2018-07-30 22:00 | 1140.7228 | 0 | 0 | 0
2018-07-30 23:00 | 933.9418 | 0 | 0 | 0
2018-07-31 | 1169.0579 | 0 | 0 | 0
2018-07-31 01:00 | 1035.9102 | 0 | 0 | 0
2018-07-31 02:00 | 841.3185 | 0 | 0 | 0
2018-07-31 03:00 | 963.8265 | 0 | 0 | 0
2018-07-31 04:00 | 1028.9348 | 0 | 0 | 0
2018-07-31 05:00 | 1048.5046 | 0 | 0 | 0
2018-07-31 06:00 | 927.955 | 0 | 0 | 0
2018-07-31 07:00 | 848.198 | 0 | 0 | 0
2018-07-31 08:00 | 994.3567 | 0 | 0 | 0
2018-07-31 09:00 | 853.5146 | 0 | 0 | 0
2018-07-31 10:00 | 1051.4767 | 0 | 0 | 0
2018-07-31 11:00 | 990.314 | 0 | 0 | 0
2018-07-31 12:00 | 912.9186 | 0 | 0 | 0
2018-07-31 13:00 | 884.9723 | 0 | 0 | 0
2018-07-31 14:00 | 1009.5996 | 0 | 0 | 0
2018-07-31 15:00 | 1079.6792 | 0 | 0 | 0
2018-07-31 16:00 | 1174.7473 | 0 | 0 | 0
2018-07-31 17:00 | 1018.6619 | 0 | 0 | 0
2018-07-31 18:00 | 941.0964 | 0 | 0 | 0
2018-07-31 19:00 | 1027.7664 | 0 | 0 | 0
2018-07-31 20:00 | 909.1965 | 0 | 0 | 0
2018-07-31 21:00 | 945.1905 | 0 | 0 | 0
2018-07-31 22:00 | 971.9872 | 0 | 0 | 0
2018-07-31 23:00 | 1003.1751 | 0 | 0 | 0
2018-08-01 | 889.6326 | 0 | 0 | 0
2018-08-01 01:00 | 1036.5298 | 0 | 0 | 0
2018-08-01 02:00 | 1024.9631 | 0 | 0 | 0
2018-08-01 03:00 | 1099.7295 | 0 | 0 | 0
2018-08-01 04:00 | 1062.0068 | 0 | 576.3857 | 0
2018-08-01 05:00 | 978.8766 | 0 | 1021.4438 | 0
2018-08-01 06:00 | 1083.5404 | 0 | 942.0313 | 0
2018-08-01 07:00 | 916.6514 | 0 | 966.4961 | 0
2018-08-01 08:00 | 1015.4258 | 0 | 930.1339 | 0
2018-08-01 09:00 | 850.4835 | 0 | 929.4058 | 0
2018-08-01 10:00 | 906.3586 | 0 | 861.962 | 0
2018-08-01 11:00 | 860.5721 | 0 | 1050.5217 | 0
2018-08-01 12:00 | 1031.5453 | 0 | 1007.2985 | 0
2018-08-01 13:00 | 1052.9672 | 0 | 880.8486 | 0
2018-08-01 14:00 | 938.0781 | 0 | 843.0675 | 0
2018-08-01 15:00 | 1012.3237 | 0 | 1007.082 | 0
2018-08-01 16:00 | 1028.1406 | 0 | 1142.6581 | 0
2018-08-01 17:00 | 1167.524 | 0 | 1153.2925 | 0
2018-08-01 18:00 | 1037.4563 | 0 | 1112.221 | 0
2018-08-01 19:00 | 877.8541 | 0 | 1118.6707 | 0
2018-08-01 20:00 | 1043.5088 | 0 | 832.4497 | 0
2018-08-01 21:00 | 930.7556 | 0 | 994.9551 | 0
2018-08-01 22:00 | 908.5803 | 0 | 969.6289 | 0
2018-08-01 23:00 | 1146.7583 | 0 | 1149.176 | 0
2018-08-02 | 1024.8762 | 0 | 1033.793 | 0
2018-08-02 01:00 | 1140.522 | 0 | 987.1341 | 0
2018-08-02 02:00 | 1304.0813 | 0 | 1148.4576 | 0
2018-08-02 03:00 | 1226.5618 | 0 | 969.2164 | 0
2018-08-02 04:00 | 1252.7458 | 0 | 976.6702 | 0
2018-08-02 05:00 | 1148.855 | 0 | 1062.6731 | 0
2018-08-02 06:00 | 1111.7532 | 0 | 996.3731 | 0
2018-08-02 07:00 | 1237.1906 | 0 | 1014.1473 | 0
2018-08-02 08:00 | 902.3838 | 0 | 944.3104 | 0
2018-08-02 09:00 | 1227.3734 | 0 | 950.5123 | 0
2018-08-02 10:00 | 1129.6558 | 0 | 804.6886 | 0
2018-08-02 11:00 | 1136.3239 | 0 | 954.955 | 0
2018-08-02 12:00 | 941.2168 | 0 | 1079.4227 | 0
2018-08-02 13:00 | 977.3348 | 0 | 1019.8549 | 0
2018-08-02 14:00 | 1037.6924 | 0 | 840.4599 | 0
2018-08-02 15:00 | 1148.7836 | 0 | 1205.4829 | 0
2018-08-02 16:00 | 1135.1122 | 0 | 931.8703 | 0
2018-08-02 17:00 | 1246.3363 | 0 | 1020.1757 | 0
2018-08-02 18:00 | 1107.688 | 0 | 858.2634 | 0
2018-08-02 19:00 | 1183.8989 | 0 | 864.1033 | 0
2018-08-02 20:00 | 1214.7382 | 0 | 1033.4523 | 0
2018-08-02 21:00 | 1289.7261 | 0 | 1027.4813 | 0
2018-08-02 22:00 | 1131.9943 | 0 | 1037.9287 | 0
2018-08-02 23:00 | 1213.6204 | 0 | 1045.723 | 0
2018-08-03 | 1352.3037 | 0 | 1045.0186 | 0
2018-08-03 01:00 | 1128.9939 | 0 | 821.2987 | 0
2018-08-03 02:00 | 1161.9508 | 0 | 968.7673 | 0
2018-08-03 03:00 | 1209.0718 | 0 | 921.423 | 0
2018-08-03 04:00 | 1169.2954 | 0 | 1056.8538 | 0
2018-08-03 05:00 | 1197.0516 | 0 | 803.6001 | 0
2018-08-03 06:00 | 1152.3226 | 0 | 889.5087 | 0
2018-08-03 07:00 | 1136.3777 | 0 | 953.1387 | 0
2018-08-03 08:00 | 901.5471 | 0 | 855.5019 | 0
2018-08-03 09:00 | 1018.5168 | 0 | 886.6558 | 0
2018-08-03 10:00 | 1191.4866 | 0 | 802.3135 | 0
2018-08-03 11:00 | 1202.147 | 0 | 1005.1049 | 0
2018-08-03 12:00 | 1239.3501 | 0 | 917.8164 | 0
2018-08-03 13:00 | 1102.7786 | 0 | 1042.4324 | 0
2018-08-03 14:00 | 1027.5385 | 0 | 979.2018 | 0
2018-08-03 15:00 | 1185.7106 | 0 | 1169.916 | 0
2018-08-03 16:00 | 0 | 0 | 976.5462 | 0
2018-08-03 17:00 | 0 | 0 | 1262.6674 | 0
2018-08-03 18:00 | 0 | 0 | 1181.4236 | 0
2018-08-03 19:00 | 0 | 0 | 892.6027 | 0
2018-08-03 20:00 | 0 | 0 | 1030.4144 | 0
2018-08-03 21:00 | 0 | 0 | 1011.1268 | 0
2018-08-03 22:00 | 0 | 0 | 1157.7799 | 0
2018-08-03 23:00 | 0 | 0 | 982.8435 | 0
2018-08-04 | 0 | 0 | 1137.5582 | 0
2018-08-04 01:00 | 0 | 0 | 1217.969 | 0
2018-08-04 02:00 | 0 | 0 | 952.7035 | 0
2018-08-04 03:00 | 0 | 0 | 977.4354 | 0
2018-08-04 04:00 | 0 | 0 | 925.7501 | 0
2018-08-04 05:00 | 0 | 0 | 940.2529 | 0
2018-08-04 06:00 | 0 | 0 | 1153.6077 | 0
2018-08-04 07:00 | 0 | 0 | 938.8037 | 0
2018-08-04 08:00 | 0 | 0 | 925.3564 | 0
2018-08-04 09:00 | 0 | 0 | 955.5309 | 0
2018-08-04 10:00 | 0 | 0 | 946.3731 | 0
2018-08-04 11:00 | 0 | 0 | 955.4359 | 0
2018-08-04 12:00 | 0 | 0 | 902.066 | 0
2018-08-04 13:00 | 0 | 0 | 839.6614 | 0
2018-08-04 14:00 | 0 | 0 | 967.9108 | 0
2018-08-04 15:00 | 0 | 0 | 959.3487 | 0
2018-08-04 16:00 | 0 | 0 | 1182.4177 | 0
2018-08-04 17:00 | 0 | 0 | 1184.7418 | 0
2018-08-04 18:00 | 0 | 0 | 1042.248 | 0
2018-08-04 19:00 | 0 | 0 | 916.7169 | 0
2018-08-04 20:00 | 0 | 0 | 914.3994 | 8143.0947
2018-08-04 21:00 | 0 | 0 | 987.9908 | 7815.896
2018-08-04 22:00 | 0 | 0 | 974.5771 | 7377.6867
2018-08-04 23:00 | 0 | 0 | 1177.814 | 7381.1482
2018-08-05 | 0 | 0 | 901.3261 | 7665.1417
2018-08-05 01:00 | 0 | 0 | 1208.8986 | 7971.7366
2018-08-05 02:00 | 0 | 0 | 997.4943 | 8190.1087
2018-08-05 03:00 | 0 | 0 | 1037.8181 | 8221.7466
2018-08-05 04:00 | 0 | 0 | 1128.9929 | 8294.7548
2018-08-05 05:00 | 0 | 0 | 1038.1592 | 8278.9151
2018-08-05 06:00 | 0 | 0 | 979.4122 | 8074.1912
2018-08-05 07:00 | 0 | 0 | 952.2636 | 7969.6595
2018-08-05 08:00 | 0 | 0 | 1100.7762 | 0
2018-08-05 09:00 | 0 | 0 | 979.273 | 0
2018-08-05 10:00 | 0 | 0 | 1043.435 | 0
2018-08-05 11:00 | 0 | 0 | 1012.312 | 0
2018-08-05 12:00 | 0 | 0 | 1008.8196 | 0
2018-08-05 13:00 | 0 | 0 | 1002.0011 | 0
2018-08-05 14:00 | 0 | 0 | 1002.3225 | 0
2018-08-05 15:00 | 0 | 0 | 976.8756 | 0
2018-08-05 16:00 | 0 | 0 | 992.4251 | 0
2018-08-05 17:00 | 0 | 0 | 1060.1707 | 0
2018-08-05 18:00 | 0 | 0 | 1038.0143 | 7895.0785
2018-08-05 19:00 | 0 | 0 | 815.1349 | 8019.2339
2018-08-05 20:00 | 0 | 0 | 1143.2167 | 7944.0763
2018-08-05 21:00 | 0 | 0 | 1326.0809 | 7705.7678
2018-08-05 22:00 | 0 | 0 | 1017.8356 | 7344.6714
2018-08-05 23:00 | 0 | 0 | 1078.5972 | 7380.0595
2018-08-06 | 0 | 0 | 868.2804 | 7661.1326
2018-08-06 01:00 | 0 | 0 | 1044.2062 | 7971.5911
2018-08-06 02:00 | 0 | 0 | 1024.8402 | 8173.3731
2018-08-06 03:00 | 0 | 0 | 967.8793 | 0
2018-08-06 04:00 | 0 | 0 | 1212.6354 | 0
2018-08-06 05:00 | 0 | 0 | 1038.6667 | 0
2018-08-06 06:00 | 0 | 0 | 979.5938 | 0
2018-08-06 07:00 | 0 | 0 | 1021.4714 | 0
2018-08-06 08:00 | 0 | 0 | 946.1912 | 0
2018-08-06 09:00 | 0 | 0 | 958.2588 | 0
2018-08-06 10:00 | 0 | 0 | 1038.0272 | 0
2018-08-06 11:00 | 0 | 0 | 954.2472 | 0
2018-08-06 12:00 | 0 | 0 | 1032.8752 | 0
2018-08-06 13:00 | 0 | 0 | 974.3929 | 0
2018-08-06 14:00 | 0 | 0 | 943.842 | 0
2018-08-06 15:00 | 0 | 0 | 1030.8044 | 0
2018-08-06 16:00 | 0 | 0 | 1141.2844 | 0
2018-08-06 17:00 | 0 | 0 | 1039.2426 | 0
2018-08-06 18:00 | 0 | 0 | 1043.4783 | 0
2018-08-06 19:00 | 0 | 0 | 815.902 | 0
2018-08-06 20:00 | 0 | 0 | 1023.3666 | 0
2018-08-06 21:00 | 0 | 0 | 1181.125 | 0
2018-08-06 22:00 | 0 | 0 | 1204.3835 | 0
2018-08-06 23:00 | 0 | 0 | 1028.1432 | 0
2018-08-07 | 0 | 0 | 974.7083 | 0
2018-08-07 01:00 | 0 | 0 | 898.4054 | 0
2018-08-07 02:00 | 0 | 0 | 903.9405 | 0
2018-08-07 03:00 | 0 | 0 | 880.3579 | 0
2018-08-07 04:00 | 0 | 0 | 1044.2931 | 0
2018-08-07 05:00 | 0 | 0 | 829.0665 | 0
2018-08-07 06:00 | 0 | 0 | 917.2368 | 0
2018-08-07 07:00 | 0 | 0 | 953.2925 | 0
2018-08-07 08:00 | 0 | 734.0837 | 988.3955 | 0
2018-08-07 09:00 | 0 | 908.3969 | 1078.4985 | 7264.5962
2018-08-07 10:00 | 0 | 1146.082 | 823.8702 | 7419.4889
2018-08-07 11:00 | 0 | 897.5679 | 968.2788 | 7729.8638
2018-08-07 12:00 | 0 | 1078.3569 | 1055.6388 | 7995.6635
2018-08-07 13:00 | 0 | 1176.7117 | 1012.4932 | 8074.0124
2018-08-07 14:00 | 0 | 988.6708 | 1045.6466 | 7970.9752
2018-08-07 15:00 | 0 | 950.4279 | 1101.1877 | 7895.2154
2018-08-07 16:00 | 0 | 1026.8381 | 910.3031 | 7867.6433
2018-08-07 17:00 | 0 | 995.5827 | 936.4977 | 7923.9662
2018-08-07 18:00 | 0 | 1172.6985 | 875.4491 | 8222.8327
2018-08-07 19:00 | 0 | 808.5496 | 1113.0638 | 8331.4309
2018-08-07 20:00 | 0 | 1033.6655 | 917.0297 | 0
2018-08-07 21:00 | 0 | 1129.0719 | 1038.4098 | 0
2018-08-07 22:00 | 0 | 1092.3962 | 1052.9025 | 0
2018-08-07 23:00 | 0 | 945.6262 | 942.0813 | 0
2018-08-08 | 0 | 1236.4941 | 1158.8147 | 0
2018-08-08 01:00 | 0 | 1188.3074 | 1914.904 | 0
2018-08-08 02:00 | 0 | 1060.356 | 2055.0332 | 0
2018-08-08 03:00 | 0 | 904.2564 | 2205.6177 | 0
2018-08-08 04:00 | 0 | 1158.8428 | 2345.3013 | 0
2018-08-08 05:00 | 0 | 907.2128 | 1808.1226 | 0
2018-08-08 06:00 | 0 | 1001.4276 | 2260.0186 | 0
2018-08-08 07:00 | 0 | 923.0009 | 1826.397 | 0
2018-08-08 08:00 | 0 | 1054.322 | 1917.8884 | 0
2018-08-08 09:00 | 0 | 963.0998 | 1688.7344 | 0
2018-08-08 10:00 | 0 | 1057.5599 | 2034.2363 | 0
2018-08-08 11:00 | 0 | 860.9291 | 1846.5476 | 0
2018-08-08 12:00 | 0 | 1041.7002 | 2109.2002 | 0
2018-08-08 13:00 | 0 | 1015.7048 | 1860.0924 | 0
2018-08-08 14:00 | 0 | 1101.601 | 2027.485 | 0
2018-08-08 15:00 | 0 | 1105.6038 | 1909.8442 | 0
2018-08-08 16:00 | 0 | 894.9239 | 2201.5505 | 0
2018-08-08 17:00 | 0 | 1255.6853 | 1996.353 | 0
2018-08-08 18:00 | 0 | 1016.735 | 2005.7722 | 0
2018-08-08 19:00 | 0 | 976.5824 | 2126.9934 | 0
2018-08-08 20:00 | 0 | 957.0251 | 1883.1511 | 0
2018-08-08 21:00 | 0 | 1130.5931 | 2141.5522 | 0
2018-08-08 22:00 | 0 | 880.0823 | 2051.7651 | 0
2018-08-08 23:00 | 0 | 1032.377 | 2075.2227 | 0
2018-08-09 | 0 | 1228.2045 | 1932.0455 | 0
2018-08-09 01:00 | 0 | 1080.0421 | 2039.8977 | 0
2018-08-09 02:00 | 0 | 1028.1666 | 2000.321 | 0
2018-08-09 03:00 | 0 | 1225.3954 | 1920.2192 | 0
2018-08-09 04:00 | 0 | 1022.1365 | 2236.598 | 0
2018-08-09 05:00 | 0 | 1058.8704 | 1948.9319 | 0
2018-08-09 06:00 | 0 | 980.7694 | 1858.8541 | 0
2018-08-09 07:00 | 0 | 847.1568 | 2053.6975 | 0
2018-08-09 08:00 | 0 | 939.7992 | 2240.3367 | 0
2018-08-09 09:00 | 0 | 1027.6833 | 1943.646 | 0
2018-08-09 10:00 | 0 | 925.291 | 2079.6045 | 0
2018-08-09 11:00 | 0 | 1062.36 | 1940.7714 | 0
2018-08-09 12:00 | 0 | 976.1205 | 1837.6074 | 0
2018-08-09 13:00 | 0 | 991.6956 | 858.83 | 0
2018-08-09 14:00 | 0 | 994.5721 | 1049.4962 | 0
2018-08-09 15:00 | 0 | 1236.869 | 1031.8889 | 0
2018-08-09 16:00 | 0 | 971.1509 | 1006.0934 | 0
2018-08-09 17:00 | 0 | 1038.3997 | 1145.9388 | 0
2018-08-09 18:00 | 0 | 1054.7971 | 992.5924 | 0
2018-08-09 19:00 | 0 | 1026.9725 | 865.3369 | 0
2018-08-09 20:00 | 0 | 1338.9768 | 1064.7035 | 0
2018-08-09 21:00 | 0 | 1077.9967 | 1267.1052 | 0
2018-08-09 22:00 | 0 | 1100.4084 | 1129.8054 | 0
2018-08-09 23:00 | 0 | 1137.8348 | 1021.54 | 0
2018-08-10 | 0 | 1124.5132 | 1140.9529 | 0
2018-08-10 01:00 | 0 | 1001.5616 | 1018.4003 | 0
2018-08-10 02:00 | 0 | 904.0547 | 1106.9308 | 0
2018-08-10 03:00 | 0 | 1069.0527 | 1006.0062 | 0
2018-08-10 04:00 | 0 | 947.7391 | 1112.639 | 0
2018-08-10 05:00 | 0 | 1113.164 | 792.4143 | 0
2018-08-10 06:00 | 0 | 995.1324 | 1193.0684 | 0
2018-08-10 07:00 | 0 | 1064.8441 | 1019.5789 | 0
2018-08-10 08:00 | 0 | 864.2335 | 1096.7867 | 0
2018-08-10 09:00 | 0 | 1117.0253 | 1073.6968 | 0
2018-08-10 10:00 | 0 | 957.4266 | 987.0956 | 0
2018-08-10 11:00 | 0 | 1123.8745 | 961.8162 | 0
2018-08-10 12:00 | 0 | 995.5164 | 970.027 | 0
2018-08-10 13:00 | 0 | 964.5038 | 939.7722 | 0
2018-08-10 14:00 | 0 | 988.7424 | 1003.3291 | 0
2018-08-10 15:00 | 0 | 1067.3761 | 1082.8279 | 0
2018-08-10 16:00 | 0 | 1200.1597 | 1113.5673 | 0
2018-08-10 17:00 | 0 | 977.7603 | 812.6428 | 0
2018-08-10 18:00 | 0 | 958.1537 | 1242.4966 | 0
2018-08-10 19:00 | 0 | 1095.6428 | 979.6306 | 0
2018-08-10 20:00 | 0 | 1110.8997 | 1005.9931 | 0
2018-08-10 21:00 | 0 | 1210.2062 | 1105.7343 | 0
2018-08-10 22:00 | 0 | 1141.9585 | 1021.5103 | 0
2018-08-10 23:00 | 0 | 1010.5857 | 877.7963 | 0
2018-08-11 | 0 | 1003.96 | 1141.4294 | 0
2018-08-11 01:00 | 0 | 886.687 | 1112.5784 | 0
2018-08-11 02:00 | 0 | 906.0656 | 1145.8646 | 0
2018-08-11 03:00 | 0 | 1314.5908 | 986.4038 | 0
2018-08-11 04:00 | 0 | 1185.9758 | 1028.7449 | 0
2018-08-11 05:00 | 0 | 806.6316 | 844.5897 | 0
2018-08-11 06:00 | 0 | 1021.3465 | 786.9059 | 0
2018-08-11 07:00 | 0 | 983.1844 | 1056.2415 | 0
2018-08-11 08:00 | 0 | 1074.2262 | 1083.742 | 0
2018-08-11 09:00 | 0 | 1051.7767 | 980.4767 | 0
2018-08-11 10:00 | 0 | 1034.1517 | 1048.0427 | 0
2018-08-11 11:00 | 0 | 1097.9712 | 1020.3881 | 0
2018-08-11 12:00 | 0 | 893.7238 | 1044.2739 | 8236.584
2018-08-11 13:00 | 0 | 895.4585 | 1012.811 | 8366.8042
2018-08-11 14:00 | 0 | 1050.0234 | 1168.2576 | 8364.0045
2018-08-11 15:00 | 0 | 999.6246 | 1096.5498 | 8230.1102
2018-08-11 16:00 | 0 | 1041.2137 | 987.5781 | 8214.7452
2018-08-11 17:00 | 0 | 850.5948 | 1203.2506 | 8127.0073
2018-08-11 18:00 | 0 | 908.1206 | 1021.6033 | 8092.7213
2018-08-11 19:00 | 0 | 1212.6902 | 964.7898 | 8080.5865
2018-08-11 20:00 | 0 | 1077.6885 | 985.0131 | 7953.9953
2018-08-11 21:00 | 0 | 870.0822 | 917.6554 | 7669.993
2018-08-11 22:00 | 0 | 1360.5372 | 1011.1185 | 7407.3569
2018-08-11 23:00 | 0 | 2001.6879 | 998.2961 | 7554.8689
2018-08-12 | 0 | 2126.1191 | 1070.1023 | 7820.4826
2018-08-12 01:00 | 0 | 2271.422 | 1206.6484 | 0
2018-08-12 02:00 | 0 | 1896.6511 | 917.5628 | 0
2018-08-12 03:00 | 0 | 1992.115 | 1087.3643 | 0
2018-08-12 04:00 | 0 | 2087.6113 | 1147.105 | 0
2018-08-12 05:00 | 0 | 2198.6067 | 879.4509 | 0
2018-08-12 06:00 | 0 | 1846.47 | 937.5185 | 0
2018-08-12 07:00 | 0 | 1965.8613 | 1036.3674 | 0
2018-08-12 08:00 | 0 | 1731.1511 | 875.2253 | 0
2018-08-12 09:00 | 0 | 1981.9056 | 953.9028 | 0
2018-08-12 10:00 | 0 | 1782.4587 | 973.0159 | 0
2018-08-12 11:00 | 0 | 1894.5212 | 945.4947 | 0
2018-08-12 12:00 | 0 | 1893.715 | 1006.4818 | 0
2018-08-12 13:00 | 0 | 2034.1338 | 909.3807 | 0
2018-08-12 14:00 | 0 | 1811.5718 | 926.3216 | 0
2018-08-12 15:00 | 0 | 1798.1545 | 987.1537 | 0
2018-08-12 16:00 | 0 | 1910.8146 | 961.4906 | 0
2018-08-12 17:00 | 0 | 2134.0522 | 1135.094 | 0
2018-08-12 18:00 | 0 | 2166.5132 | 1140.1333 | 0
2018-08-12 19:00 | 0 | 1863.1731 | 1000.6561 | 0
2018-08-12 20:00 | 0 | 2101.4927 | 970.6221 | 0
2018-08-12 21:00 | 0 | 2005.9141 | 1110.7009 | 0
2018-08-12 22:00 | 0 | 2357.1445 | 965.493 | 0
2018-08-12 23:00 | 0 | 1992.4646 | 1029.5513 | 0
2018-08-13 | 0 | 2290.818 | 1018.5886 | 0
2018-08-13 01:00 | 0 | 2155.3657 | 1070.2734 | 0
2018-08-13 02:00 | 0 | 2172.6875 | 944.3466 | 0
2018-08-13 03:00 | 0 | 1861.8875 | 1123.8546 | 0
2018-08-13 04:00 | 0 | 2108.378 | 858.4409 | 0
2018-08-13 05:00 | 0 | 2033.9951 | 1004.26 | 0
2018-08-13 06:00 | 0 | 1966.4445 | 930.5618 | 0
2018-08-13 07:00 | 0 | 2057.183 | 931.9451 | 0
2018-08-13 08:00 | 0 | 1915.515 | 826.0046 | 0
2018-08-13 09:00 | 0 | 1802.7253 | 798.5535 | 0
2018-08-13 10:00 | 0 | 1813.0972 | 845.3937 | 0
2018-08-13 11:00 | 0 | 2056.0786 | 1051.1201 | 0
2018-08-13 12:00 | 0 | 1820.0564 | 1092.2217 | 0
2018-08-13 13:00 | 0 | 1813.5414 | 1149.3444 | 0
2018-08-13 14:00 | 0 | 2054.1785 | 924.8424 | 0
2018-08-13 15:00 | 0 | 1973.0852 | 900.3296 | 0
2018-08-13 16:00 | 0 | 1954.6566 | 959.4348 | 0
2018-08-13 17:00 | 0 | 1958.7825 | 1227.4707 | 0
2018-08-13 18:00 | 0 | 2066.1863 | 880.8626 | 0
2018-08-13 19:00 | 0 | 2095.8445 | 868.4504 | 0
2018-08-13 20:00 | 0 | 2099.528 | 952.527 | 0
2018-08-13 21:00 | 0 | 2156.4502 | 1076.7955 | 0
2018-08-13 22:00 | 0 | 1985.9332 | 977.0831 | 0
2018-08-13 23:00 | 0 | 2136.7498 | 1029.2083 | 0
2018-08-14 | 0 | 2022.1993 | 1118.553 | 0
2018-08-14 01:00 | 0 | 2064.7798 | 902.925 | 0
2018-08-14 02:00 | 0 | 1878.8289 | 1110.93 | 0
2018-08-14 03:00 | 0 | 2184.7588 | 997.1459 | 0
2018-08-14 04:00 | 0 | 2082.9536 | 1112.3689 | 0
2018-08-14 05:00 | 0 | 1947.4448 | 1074.4839 | 0
2018-08-14 06:00 | 0 | 2106.5957 | 1157.8801 | 0
2018-08-14 07:00 | 0 | 2126.523 | 958.0208 | 0
2018-08-14 08:00 | 0 | 1970.8795 | 971.9707 | 0
2018-08-14 09:00 | 0 | 1853.3115 | 1176.1279 | 0
2018-08-14 10:00 | 0 | 2112.8167 | 917.8283 | 0
2018-08-14 11:00 | 0 | 1946.6862 | 1086.6165 | 0
2018-08-14 12:00 | 0 | 1660.196 | 959.1285 | 0
2018-08-14 13:00 | 0 | 1850.3694 | 1010 | 0
2018-08-14 14:00 | 0 | 1871.1094 | 904.7617 | 0
2018-08-14 15:00 | 0 | 1926.254 | 1006.9612 | 0
2018-08-14 16:00 | 0 | 2059.2502 | 898.6767 | 0
2018-08-14 17:00 | 0 | 2105.1946 | 977.3582 | 0
2018-08-14 18:00 | 0 | 1955.3611 | 1133.7334 | 0
2018-08-14 19:00 | 0 | 2101.1604 | 907.757 | 0
2018-08-14 20:00 | 0 | 2149.2935 | 969.8907 | 0
2018-08-14 21:00 | 0 | 2066.9724 | 1006.5979 | 7148.2409
2018-08-14 22:00 | 0 | 1915.3843 | 1013.7908 | 6958.7555
2018-08-14 23:00 | 0 | 2329.248 | 897.1686 | 7234.0889
2018-08-15 | 0 | 2033.792 | 982.6953 | 7530.7026
2018-08-15 01:00 | 0 | 2163.4497 | 817.5334 | 7873.9882
2018-08-15 02:00 | 0 | 2125.2847 | 1037.4011 | 8100.8831
2018-08-15 03:00 | 0 | 2009.7822 | 1122.7134 | 8144.007
2018-08-15 04:00 | 0 | 2192.7026 | 1128.0427 | 8290.9873
2018-08-15 05:00 | 0 | 2118.2646 | 884.6716 | 8229.5326
2018-08-15 06:00 | 0 | 1835.72 | 1011.0693 | 8013.3253
2018-08-15 07:00 | 0 | 2030.0051 | 1115.3037 | 0
2018-08-15 08:00 | 0 | 1866.5056 | 841.8462 | 0
2018-08-15 09:00 | 0 | 2101.707 | 1014.2251 | 0
2018-08-15 10:00 | 0 | 1918.2876 | 942.6503 | 0
2018-08-15 11:00 | 0 | 1811.1816 | 826.2039 | 0
2018-08-15 12:00 | 0 | 1743.0477 | 919.6482 | 0
2018-08-15 13:00 | 0 | 2037.9656 | 819.5939 | 0
2018-08-15 14:00 | 0 | 2000.6426 | 997.5261 | 0
2018-08-15 15:00 | 0 | 2019.7299 | 1128.095 | 0
2018-08-15 16:00 | 0 | 2115.577 | 889.4392 | 0
2018-08-15 17:00 | 0 | 2295.1274 | 992.9409 | 0
2018-08-15 18:00 | 0 | 1871.5918 | 1068.9133 | 0
2018-08-15 19:00 | 0 | 2140.7334 | 837.2731 | 0
2018-08-15 20:00 | 0 | 2118.734 | 920.2152 | 0
2018-08-15 21:00 | 0 | 2325.7495 | 1000.774 | 0
2018-08-15 22:00 | 0 | 2089.5374 | 809.1231 | 0
2018-08-15 23:00 | 0 | 1871.9894 | 0 | 0
2018-08-16 | 0 | 1957.4126 | 0 | 0
2018-08-16 01:00 | 0 | 1792.1592 | 0 | 0
2018-08-16 02:00 | 0 | 2118.1465 | 0 | 0
2018-08-16 03:00 | 0 | 1953.252 | 0 | 0
2018-08-16 04:00 | 0 | 1929.494 | 0 | 0
2018-08-16 05:00 | 0 | 2099.1636 | 0 | 0
2018-08-16 06:00 | 0 | 2167.1262 | 0 | 0
2018-08-16 07:00 | 0 | 2194.22 | 0 | 0
2018-08-16 08:00 | 0 | 1881.754 | 0 | 0
2018-08-16 09:00 | 0 | 1850.9707 | 0 | 0
2018-08-16 10:00 | 0 | 2032.7411 | 0 | 0
2018-08-16 11:00 | 0 | 1870.343 | 0 | 0
2018-08-16 12:00 | 0 | 1807.3732 | 0 | 0
2018-08-16 13:00 | 0 | 1841.0686 | 0 | 0
2018-08-16 14:00 | 0 | 1775.4244 | 0 | 0
2018-08-16 15:00 | 0 | 2057.183 | 0 | 0
2018-08-16 16:00 | 0 | 1193.2014 | 0 | 0
2018-08-16 17:00 | 0 | 1056.9879 | 0 | 0
2018-08-16 18:00 | 0 | 1096.7134 | 0 | 0
2018-08-16 19:00 | 0 | 1077.9385 | 0 | 0
2018-08-16 20:00 | 0 | 1062.3561 | 0 | 0
2018-08-16 21:00 | 0 | 1119.2899 | 0 | 0
2018-08-16 22:00 | 0 | 1053.8091 | 0 | 0
2018-08-16 23:00 | 0 | 905.7487 | 0 | 0
2018-08-17 | 0 | 1031.2087 | 0 | 0
2018-08-17 01:00 | 0 | 825.2203 | 0 | 0
2018-08-17 02:00 | 0 | 1038.3927 | 0 | 0
2018-08-17 03:00 | 0 | 1146.8469 | 0 | 0
2018-08-17 04:00 | 0 | 891.9704 | 0 | 0
2018-08-17 05:00 | 0 | 1092.8215 | 0 | 0
2018-08-17 06:00 | 0 | 847.0618 | 0 | 0
2018-08-17 07:00 | 0 | 1179.5215 | 0 | 0
2018-08-17 08:00 | 0 | 1098.7236 | 0 | 0
2018-08-17 09:00 | 0 | 1073.1189 | 0 | 0
2018-08-17 10:00 | 0 | 1010.6001 | 0 | 0
2018-08-17 11:00 | 0 | 979.5576 | 0 | 0
2018-08-17 12:00 | 0 | 1107.2627 | 0 | 0
2018-08-17 13:00 | 0 | 1012.907 | 0 | 0
2018-08-17 14:00 | 0 | 1104.3855 | 0 | 0
2018-08-17 15:00 | 0 | 1192.4474 | 0 | 0
2018-08-17 16:00 | 0 | 904.118 | 0 | 0
2018-08-17 17:00 | 0 | 1153.591 | 0 | 0
2018-08-17 18:00 | 0 | 1071.1772 | 0 | 0
2018-08-17 19:00 | 0 | 968.8722 | 0 | 0
2018-08-17 20:00 | 0 | 864.6281 | 0 | 0
2018-08-17 21:00 | 0 | 1175.9574 | 0 | 0
2018-08-17 22:00 | 0 | 1152.3828 | 0 | 0
2018-08-17 23:00 | 0 | 1178.5624 | 0 | 0
2018-08-18 | 0 | 956.7936 | 0 | 0
2018-08-18 01:00 | 0 | 1112.6774 | 0 | 0
2018-08-18 02:00 | 0 | 874.9247 | 0 | 0
2018-08-18 03:00 | 0 | 1032.3397 | 0 | 0
2018-08-18 04:00 | 0 | 995.1356 | 0 | 0
2018-08-18 05:00 | 0 | 1150.6454 | 0 | 0
2018-08-18 06:00 | 0 | 1063.4417 | 0 | 0
2018-08-18 07:00 | 0 | 1000.0311 | 0 | 8250.9522
2018-08-18 08:00 | 0 | 1027.3328 | 0 | 8027.8664
2018-08-18 09:00 | 0 | 980.9686 | 0 | 7724.9747
2018-08-18 10:00 | 0 | 950.4866 | 0 | 7785.9264
2018-08-18 11:00 | 0 | 940.3524 | 0 | 8003.6659
2018-08-18 12:00 | 0 | 1160.247 | 0 | 8146.4491
2018-08-18 13:00 | 0 | 998.4387 | 0 | 8210.0445
2018-08-18 14:00 | 0 | 884.3099 | 0 | 8220.2788
2018-08-18 15:00 | 0 | 885.1269 | 0 | 8183.4876
2018-08-18 16:00 | 0 | 1153.4302 | 0 | 8085.4866
2018-08-18 17:00 | 0 | 1062.972 | 0 | 8109.4481
2018-08-18 18:00 | 0 | 873.8552 | 0 | 8230.8661
2018-08-18 19:00 | 0 | 987.4877 | 0 | 8188.204
2018-08-18 20:00 | 0 | 1141.3665 | 0 | 0
2018-08-18 21:00 | 0 | 904.3798 | 0 | 0
2018-08-18 22:00 | 0 | 1212.3389 | 0 | 0
2018-08-18 23:00 | 0 | 1135.2212 | 0 | 0
2018-08-19 | 0 | 909.4573 | 0 | 0
2018-08-19 01:00 | 0 | 871.9303 | 0 | 0
2018-08-19 02:00 | 0 | 976.5404 | 0 | 0
2018-08-19 03:00 | 0 | 1082.329 | 0 | 0
2018-08-19 04:00 | 0 | 837.1237 | 0 | 0
2018-08-19 05:00 | 0 | 1074.2986 | 0 | 0
2018-08-19 06:00 | 0 | 811.7322 | 0 | 0
2018-08-19 07:00 | 0 | 1081.6864 | 0 | 0
2018-08-19 08:00 | 0 | 1082.23 | 0 | 0
2018-08-19 09:00 | 0 | 906.0701 | 0 | 0
2018-08-19 10:00 | 0 | 894.8622 | 0 | 0
2018-08-19 11:00 | 0 | 906.8405 | 0 | 0
2018-08-19 12:00 | 0 | 1061.7603 | 0 | 0
2018-08-19 13:00 | 0 | 1060.2201 | 0 | 0
2018-08-19 14:00 | 0 | 1014.8962 | 0 | 0
2018-08-19 15:00 | 0 | 995.252 | 0 | 0
2018-08-19 16:00 | 0 | 1018.7675 | 0 | 0
2018-08-19 17:00 | 0 | 1310.9211 | 0 | 0
2018-08-19 18:00 | 0 | 967.6708 | 0 | 0
2018-08-19 19:00 | 0 | 957.5359 | 0 | 0
2018-08-19 20:00 | 0 | 979.1093 | 0 | 0
2018-08-19 21:00 | 0 | 1020.8737 | 0 | 0
2018-08-19 22:00 | 0 | 927.9564 | 0 | 0
2018-08-19 23:00 | 0 | 1033.1913 | 0 | 0
2018-08-20 | 0 | 1148.9028 | 0 | 0
2018-08-20 01:00 | 0 | 926.847 | 0 | 0
2018-08-20 02:00 | 0 | 1058.5424 | 0 | 0
2018-08-20 03:00 | 0 | 504.8748 | 0 | 0
2018-08-20 04:00 | 0 | 0 | 0 | 0
2018-08-20 05:00 | 0 | 0 | 0 | 0
2018-08-20 06:00 | 0 | 0 | 0 | 0
2018-08-20 07:00 | 0 | 0 | 0 | 0
2018-08-20 08:00 | 0 | 0 | 0 | 0
2018-08-20 09:00 | 0 | 0 | 0 | 0
2018-08-20 10:00 | 0 | 0 | 0 | 0
2018-08-20 11:00 | 0 | 0 | 0 | 0
2018-08-20 12:00 | 0 | 0 | 0 | 0
2018-08-20 13:00 | 0 | 0 | 0 | 0
2018-08-20 14:00 | 0 | 0 | 0 | 0
2018-08-20 15:00 | 0 | 0 | 0 | 0
2018-08-20 16:00 | 0 | 0 | 0 | 0
2018-08-20 17:00 | 0 | 0 | 0 | 0
2018-08-20 18:00 | 0 | 0 | 0 | 0
2018-08-20 19:00 | 0 | 0 | 0 | 0
2018-08-20 20:00 | 0 | 0 | 0 | 0
2018-08-20 21:00 | 0 | 0 | 0 | 0
2018-08-20 22:00 | 0 | 0 | 0 | 0
2018-08-20 23:00 | 0 | 0 | 0 | 0
2018-08-21 | 0 | 0 | 0 | 0
2018-08-21 01:00 | 0 | 0 | 0 | 0
2018-08-21 02:00 | 0 | 0 | 0 | 0
2018-08-21 03:00 | 0 | 0 | 0 | 8273.53
2018-08-21 04:00 | 0 | 0 | 0 | 8403.7767
2018-08-21 05:00 | 0 | 0 | 0 | 8342.6176
2018-08-21 06:00 | 0 | 0 | 0 | 8179.9523
2018-08-21 07:00 | 0 | 0 | 0 | 8099.6309
2018-08-21 08:00 | 0 | 0 | 0 | 7906.5693
2018-08-21 09:00 | 0 | 0 | 0 | 7534.6545
2018-08-21 10:00 | 0 | 0 | 0 | 7502.5363
2018-08-21 11:00 | 0 | 0 | 0 | 7572.3102
2018-08-21 12:00 | 0 | 0 | 0 | 7560.2965
2018-08-21 13:00 | 0 | 0 | 0 | 0
2018-08-21 14:00 | 0 | 0 | 0 | 0
2018-08-21 15:00 | 0 | 0 | 0 | 0
2018-08-21 16:00 | 0 | 0 | 0 | 0
2018-08-21 17:00 | 0 | 0 | 0 | 0
2018-08-21 18:00 | 0 | 0 | 0 | 0
2018-08-21 19:00 | 0 | 0 | 0 | 0
2018-08-21 20:00 | 0 | 0 | 0 | 0
2018-08-21 21:00 | 0 | 0 | 0 | 0
2018-08-21 22:00 | 0 | 0 | 0 | 0
2018-08-21 23:00 | 0 | 0 | 0 | 0
2018-08-22 | 0 | 0 | 0 | 0
2018-08-22 01:00 | 0 | 0 | 0 | 0
2018-08-22 02:00 | 0 | 0 | 0 | 0
2018-08-22 03:00 | 0 | 0 | 0 | 0
2018-08-22 04:00 | 0 | 0 | 0 | 0
2018-08-22 05:00 | 0 | 0 | 0 | 0
2018-08-22 06:00 | 0 | 0 | 0 | 0
2018-08-22 07:00 | 0 | 0 | 0 | 0
2018-08-22 08:00 | 0 | 0 | 0 | 0
2018-08-22 09:00 | 0 | 0 | 0 | 0
2018-08-22 10:00 | 0 | 0 | 0 | 0
2018-08-22 11:00 | 0 | 0 | 0 | 0
2018-08-22 12:00 | 0 | 0 | 0 | 0
2018-08-22 13:00 | 0 | 0 | 0 | 0
2018-08-22 14:00 | 0 | 0 | 0 | 0
2018-08-22 15:00 | 0 | 0 | 0 | 0
2018-08-22 16:00 | 0 | 0 | 0 | 0
2018-08-22 17:00 | 0 | 0 | 0 | 0
2018-08-22 18:00 | 0 | 0 | 0 | 0
2018-08-22 19:00 | 0 | 0 | 668.6725 | 0
2018-08-22 20:00 | 0 | 0 | 1028.5447 | 0
2018-08-22 21:00 | 0 | 0 | 1123.3966 | 0
2018-08-22 22:00 | 0 | 0 | 1002.8602 | 0
2018-08-22 23:00 | 0 | 0 | 991.6055 | 0
2018-08-23 | 0 | 0 | 890.2584 | 0
2018-08-23 01:00 | 0 | 0 | 935.3262 | 0
2018-08-23 02:00 | 0 | 0 | 1053.4384 | 0
2018-08-23 03:00 | 0 | 0 | 1000.3552 | 0
2018-08-23 04:00 | 0 | 0 | 1023.8157 | 0
2018-08-23 05:00 | 0 | 0 | 907.4413 | 0
2018-08-23 06:00 | 0 | 0 | 1135.7988 | 0
2018-08-23 07:00 | 0 | 0 | 1049.2855 | 0
2018-08-23 08:00 | 0 | 0 | 886.2482 | 0
2018-08-23 09:00 | 0 | 0 | 891.7512 | 0
2018-08-23 10:00 | 0 | 0 | 1095.7297 | 0
2018-08-23 11:00 | 0 | 0 | 951.0542 | 0
2018-08-23 12:00 | 0 | 0 | 928.418 | 0
2018-08-23 13:00 | 0 | 0 | 1011.7194 | 0
2018-08-23 14:00 | 0 | 0 | 1051.8677 | 0
2018-08-23 15:00 | 0 | 0 | 960.0388 | 0
2018-08-23 16:00 | 0 | 0 | 1037.3624 | 0
2018-08-23 17:00 | 0 | 0 | 954.8381 | 0
2018-08-23 18:00 | 0 | 0 | 1112.6924 | 0
2018-08-23 19:00 | 0 | 0 | 1029.6459 | 0
2018-08-23 20:00 | 0 | 0 | 1086.8451 | 0
2018-08-23 21:00 | 0 | 0 | 1095.3739 | 0
2018-08-23 22:00 | 0 | 0 | 1115.4712 | 0
2018-08-23 23:00 | 0 | 0 | 976.6956 | 0
2018-08-24 | 0 | 0 | 1198.02 | 0
2018-08-24 01:00 | 0 | 0 | 1250.4174 | 0
2018-08-24 02:00 | 0 | 0 | 1034.3197 | 0
2018-08-24 03:00 | 0 | 0 | 1131.4491 | 0
2018-08-24 04:00 | 0 | 0 | 961.6502 | 0
2018-08-24 05:00 | 0 | 0 | 1086.6643 | 0
2018-08-24 06:00 | 0 | 0 | 1056.4885 | 0
2018-08-24 07:00 | 0 | 0 | 943.091 | 0
2018-08-24 08:00 | 0 | 0 | 1105.1992 | 0
2018-08-24 09:00 | 0 | 0 | 980.1951 | 0
2018-08-24 10:00 | 0 | 0 | 870.2902 | 0
2018-08-24 11:00 | 0 | 0 | 1024.8333 | 0
2018-08-24 12:00 | 0 | 0 | 1131.966 | 0
2018-08-24 13:00 | 0 | 0 | 1009.2826 | 0
2018-08-24 14:00 | 0 | 0 | 958.7344 | 0
2018-08-24 15:00 | 0 | 0 | 1021.736 | 0
2018-08-24 16:00 | 0 | 0 | 1049.5862 | 0
2018-08-24 17:00 | 0 | 0 | 1080.2365 | 0
2018-08-24 18:00 | 0 | 0 | 1049.9822 | 0
2018-08-24 19:00 | 0 | 0 | 948.3968 | 0
2018-08-24 20:00 | 0 | 0 | 981.4612 | 0
2018-08-24 21:00 | 0 | 0 | 1005.978 | 0
2018-08-24 22:00 | 0 | 0 | 930.7065 | 0
2018-08-24 23:00 | 0 | 0 | 1030.1321 | 0
2018-08-25 | 0 | 0 | 1012.0512 | 0
2018-08-25 01:00 | 0 | 0 | 962.0208 | 0
2018-08-25 02:00 | 0 | 0 | 911.2045 | 0
2018-08-25 03:00 | 0 | 0 | 1037.7445 | 0
2018-08-25 04:00 | 0 | 0 | 985.4993 | 0
2018-08-25 05:00 | 0 | 0 | 843.9146 | 0
2018-08-25 06:00 | 0 | 0 | 859.6038 | 0
2018-08-25 07:00 | 0 | 0 | 1030.9017 | 0
2018-08-25 08:00 | 0 | 0 | 861.1885 | 0
2018-08-25 09:00 | 0 | 0 | 984.2745 | 0
2018-08-25 10:00 | 0 | 0 | 1072.9603 | 0
2018-08-25 11:00 | 0 | 0 | 1209.4639 | 0
2018-08-25 12:00 | 0 | 0 | 992.6021 | 0
2018-08-25 13:00 | 0 | 0 | 1069.6517 | 0
2018-08-25 14:00 | 0 | 0 | 980.1323 | 0
2018-08-25 15:00 | 0 | 0 | 1048.2185 | 0
2018-08-25 16:00 | 0 | 0 | 1170.6735 | 0
2018-08-25 17:00 | 0 | 0 | 1025.9124 | 0
2018-08-25 18:00 | 0 | 0 | 1028.5718 | 0
2018-08-25 19:00 | 0 | 0 | 1036.4043 | 0
2018-08-25 20:00 | 0 | 0 | 993.8137 | 0
2018-08-25 21:00 | 0 | 0 | 1139.5684 | 0
2018-08-25 22:00 | 0 | 0 | 1070.6855 | 0
2018-08-25 23:00 | 0 | 0 | 1054.0903 | 7001.1271
2018-08-26 | 0 | 0 | 1000.417 | 7310.3371
2018-08-26 01:00 | 0 | 0 | 965.2784 | 7694.4818
2018-08-26 02:00 | 0 | 0 | 1126.3191 | 7925.8972
2018-08-26 03:00 | 0 | 0 | 971.5339 | 7964.9514
2018-08-26 04:00 | 0 | 0 | 1078.6002 | 8099.6123
2018-08-26 05:00 | 0 | 0 | 965.1809 | 8036.4802
2018-08-26 06:00 | 0 | 0 | 918.152 | 7876.3407
2018-08-26 07:00 | 0 | 0 | 963.9702 | 7807.3219
2018-08-26 08:00 | 0 | 0 | 994.6807 | 7659.2069
2018-08-26 09:00 | 0 | 0 | 955.813 | 7266.6545
2018-08-26 10:00 | 0 | 0 | 972.0355 | 7176.8675
2018-08-26 11:00 | 0 | 0 | 1011.5922 | 7304.1573
2018-08-26 12:00 | 0 | 0 | 1035.8126 | 0
2018-08-26 13:00 | 0 | 0 | 990.0103 | 0
2018-08-26 14:00 | 0 | 0 | 931.8442 | 0
2018-08-26 15:00 | 0 | 0 | 1075.3335 | 0
2018-08-26 16:00 | 0 | 0 | 946.3019 | 0
2018-08-26 17:00 | 0 | 0 | 1100.6901 | 0
2018-08-26 18:00 | 0 | 0 | 969.3558 | 0
2018-08-26 19:00 | 0 | 0 | 1101.8916 | 0
2018-08-26 20:00 | 0 | 0 | 906.7967 | 0
2018-08-26 21:00 | 0 | 0 | 921.1801 | 0
2018-08-26 22:00 | 0 | 0 | 1178.0969 | 0
2018-08-26 23:00 | 0 | 0 | 1076.0354 | 0
2018-08-27 | 0 | 0 | 1026.7809 | 0
2018-08-27 01:00 | 0 | 0 | 933.9587 | 0
2018-08-27 02:00 | 0 | 0 | 1042.9106 | 0
2018-08-27 03:00 | 0 | 0 | 1024.5576 | 0
2018-08-27 04:00 | 0 | 0 | 1024.4185 | 0
2018-08-27 05:00 | 0 | 0 | 1002.1185 | 0
2018-08-27 06:00 | 0 | 0 | 1056.6812 | 0
2018-08-27 07:00 | 0 | 0 | 1204.0417 | 0
2018-08-27 08:00 | 0 | 0 | 945.5557 | 0
2018-08-27 09:00 | 0 | 0 | 995.0544 | 0
2018-08-27 10:00 | 0 | 0 | 939.3984 | 0
2018-08-27 11:00 | 0 | 0 | 1084.1952 | 0
2018-08-27 12:00 | 0 | 0 | 1083.047 | 0
2018-08-27 13:00 | 0 | 0 | 912.5054 | 0
2018-08-27 14:00 | 0 | 0 | 834.1343 | 0
2018-08-27 15:00 | 0 | 0 | 948.1978 | 0
2018-08-27 16:00 | 0 | 0 | 967.7487 | 0
2018-08-27 17:00 | 0 | 0 | 1021.4509 | 0
2018-08-27 18:00 | 0 | 0 | 1172.6199 | 0
2018-08-27 19:00 | 0 | 0 | 965.285 | 0
2018-08-27 20:00 | 0 | 0 | 1038.0586 | 0
2018-08-27 21:00 | 0 | 0 | 1128.8577 | 0
2018-08-27 22:00 | 0 | 0 | 927.0177 | 0
2018-08-27 23:00 | 0 | 0 | 1011.4431 | 0
2018-08-28 | 0 | 0 | 1058.0857 | 0
2018-08-28 01:00 | 0 | 0 | 929.3875 | 0
2018-08-28 02:00 | 0 | 0 | 910.5581 | 0
2018-08-28 03:00 | 0 | 0 | 1155.8905 | 0
2018-08-28 04:00 | 0 | 0 | 895.1295 | 0
2018-08-28 05:00 | 0 | 0 | 1095.2397 | 0
2018-08-28 06:00 | 0 | 0 | 1239.008 | 0
2018-08-28 07:00 | 0 | 0 | 1096.3739 | 0
2018-08-28 08:00 | 0 | 0 | 947.1099 | 0
2018-08-28 09:00 | 0 | 0 | 967.3531 | 0
2018-08-28 10:00 | 0 | 0 | 1015.1118 | 0
2018-08-28 11:00 | 0 | 0 | 925.7905 | 0
2018-08-28 12:00 | 0 | 0 | 1032.1049 | 0
2018-08-28 13:00 | 0 | 0 | 1069.1377 | 0
2018-08-28 14:00 | 0 | 0 | 1099.2128 | 0
2018-08-28 15:00 | 0 | 0 | 1186.8873 | 0
2018-08-28 16:00 | 0 | 0 | 1004.2239 | 0
2018-08-28 17:00 | 0 | 0 | 1052.8086 | 0
2018-08-28 18:00 | 0 | 0 | 979.0472 | 0
2018-08-28 19:00 | 0 | 0 | 939.9575 | 0
2018-08-28 20:00 | 0 | 0 | 964.2288 | 0
2018-08-28 21:00 | 0 | 0 | 905.2384 | 0
2018-08-28 22:00 | 0 | 0 | 1163.7408 | 0
2018-08-28 23:00 | 0 | 0 | 1067.2024 | 0
2018-08-29 | 0 | 0 | 1056.9971 | 0
2018-08-29 01:00 | 0 | 0 | 1057.4407 | 0
2018-08-29 02:00 | 0 | 0 | 966.0433 | 0
2018-08-29 03:00 | 0 | 0 | 890.2993 | 0
2018-08-29 04:00 | 0 | 0 | 1113.0061 | 0
2018-08-29 05:00 | 0 | 0 | 993.1235 | 0
2018-08-29 06:00 | 0 | 0 | 1148.0394 | 0
2018-08-29 07:00 | 0 | 0 | 1107.2688 | 0
2018-08-29 08:00 | 0 | 0 | 1039.0658 | 0
2018-08-29 09:00 | 0 | 0 | 985.781 | 0
2018-08-29 10:00 | 0 | 0 | 1104.1685 | 0
2018-08-29 11:00 | 0 | 0 | 996.2002 | 0
2018-08-29 12:00 | 0 | 0 | 999.5273 | 0
2018-08-29 13:00 | 0 | 0 | 945.9181 | 0
2018-08-29 14:00 | 0 | 0 | 944.2338 | 0
2018-08-29 15:00 | 0 | 0 | 1028.9739 | 0
2018-08-29 16:00 | 0 | 0 | 1067.5657 | 0
2018-08-29 17:00 | 0 | 0 | 1017.5869 | 0
2018-08-29 18:00 | 0 | 0 | 1060.7944 | 0
2018-08-29 19:00 | 0 | 0 | 803.4812 | 0
2018-08-29 20:00 | 0 | 0 | 1156.3859 | 0
2018-08-29 21:00 | 0 | 0 | 1049.199 | 0
2018-08-29 22:00 | 0 | 0 | 1066.187 | 0
2018-08-29 23:00 | 0 | 0 | 1044.4227 | 0
2018-08-30 | 0 | 0 | 952.727 | 0
2018-08-30 01:00 | 0 | 0 | 1052.4646 | 0
2018-08-30 02:00 | 0 | 0 | 1036.0554 | 0
2018-08-30 03:00 | 0 | 0 | 1067.5778 | 0
2018-08-30 04:00 | 0 | 0 | 991.4224 | 0
2018-08-30 05:00 | 0 | 0 | 944.5568 | 0
2018-08-30 06:00 | 0 | 0 | 891.2373 | 0
2018-08-30 07:00 | 0 | 0 | 1045.3978 | 0
2018-08-30 08:00 | 0 | 0 | 983.8853 | 0
2018-08-30 09:00 | 0 | 0 | 848.8503 | 0
2018-08-30 10:00 | 0 | 0 | 948.729 | 0
2018-08-30 11:00 | 0 | 0 | 919.5344 | 0
2018-08-30 12:00 | 0 | 0 | 1168.3523 | 0
2018-08-30 13:00 | 0 | 0 | 1109.1289 | 0
2018-08-30 14:00 | 0 | 0 | 959.0937 | 0
2018-08-30 15:00 | 0 | 0 | 898.3496 | 0
2018-08-30 16:00 | 0 | 0 | 856.8896 | 0
2018-08-30 17:00 | 0 | 0 | 913.231 | 0
2018-08-30 18:00 | 0 | 0 | 989.9665 | 0
2018-08-30 19:00 | 0 | 0 | 995.4266 | 0
2018-08-30 20:00 | 0 | 0 | 1115.2003 | 0
2018-08-30 21:00 | 0 | 0 | 1065.4015 | 0
2018-08-30 22:00 | 0 | 0 | 1052.8944 | 0
2018-08-30 23:00 | 0 | 0 | 1062.7864 | 0
2018-08-31 | 0 | 0 | 1106.2034 | 0
2018-08-31 01:00 | 0 | 0 | 975.144 | 0
2018-08-31 02:00 | 0 | 0 | 1013.2596 | 0
2018-08-31 03:00 | 0 | 0 | 1048.1597 | 0
2018-08-31 04:00 | 0 | 0 | 1057.1566 | 0
2018-08-31 05:00 | 0 | 0 | 1053.2102 | 0
2018-08-31 06:00 | 0 | 0 | 462.6157 | 0
2018-08-31 07:00 | 0 | 0 | 0 | 0
2018-08-31 08:00 | 0 | 0 | 0 | 0
2018-08-31 09:00 | 0 | 0 | 0 | 0
2018-08-31 10:00 | 0 | 0 | 0 | 0
2018-08-31 11:00 | 0 | 0 | 0 | 0
2018-08-31 12:00 | 0 | 0 | 0 | 0
2018-08-31 13:00 | 0 | 0 | 0 | 0
2018-08-31 14:00 | 0 | 0 | 0 | 0
2018-08-31 15:00 | 0 | 0 | 0 | 0
2018-08-31 16:00 | 0 | 0 | 0 | 0
2018-08-31 17:00 | 0 | 0 | 0 | 0
2018-08-31 18:00 | 0 | 0 | 0 | 0
2018-08-31 19:00 | 0 | 0 | 0 | 0
2018-08-31 20:00 | 0 | 0 | 0 | 0
2018-08-31 21:00 | 0 | 0 | 0 | 0
2018-08-31 22:00 | 0 | 0 | 0 | 0
2018-08-31 23:00 | 0 | 0 | 0 | 0
2018-09-01 | 0 | 0 | 0 | 0
2018-09-01 01:00 | 0 | 0 | 0 | 0
2018-09-01 02:00 | 0 | 0 | 0 | 0
2018-09-01 03:00 | 0 | 0 | 0 | 0
2018-09-01 04:00 | 0 | 0 | 0 | 0
2018-09-01 05:00 | 0 | 0 | 0 | 8025.6336
2018-09-01 06:00 | 0 | 0 | 0 | 7900.3402
2018-09-01 07:00 | 0 | 0 | 0 | 7808.0549
2018-09-01 08:00 | 0 | 0 | 0 | 7632.6917
2018-09-01 09:00 | 0 | 0 | 0 | 7280.0952
2018-09-01 10:00 | 0 | 0 | 0 | 7228.8594
2018-09-01 11:00 | 0 | 0 | 0 | 7317.8265
2018-09-01 12:00 | 0 | 0 | 0 | 7357.9306
2018-09-01 13:00 | 0 | 0 | 0 | 7371.3769
2018-09-01 14:00 | 0 | 0 | 0 | 0
2018-09-01 15:00 | 0 | 0 | 0 | 0
2018-09-01 16:00 | 0 | 0 | 0 | 0
2018-09-01 17:00 | 0 | 0 | 0 | 0
2018-09-01 18:00 | 0 | 0 | 0 | 0
2018-09-01 19:00 | 0 | 0 | 0 | 0
2018-09-01 20:00 | 0 | 0 | 0 | 0
2018-09-01 21:00 | 0 | 0 | 0 | 0
2018-09-01 22:00 | 0 | 0 | 0 | 0
2018-09-01 23:00 | 0 | 0 | 0 | 0
2018-09-02 | 0 | 0 | 0 | 0
2018-09-02 01:00 | 0 | 0 | 0 | 0
2018-09-02 02:00 | 0 | 0 | 0 | 0
2018-09-02 03:00 | 0 | 0 | 0 | 0
2018-09-02 04:00 | 0 | 0 | 0 | 0
2018-09-02 05:00 | 0 | 0 | 0 | 0
2018-09-02 06:00 | 0 | 0 | 0 | 0
2018-09-02 07:00 | 0 | 0 | 0 | 0
2018-09-02 08:00 | 0 | 0 | 0 | 0
2018-09-02 09:00 | 0 | 0 | 0 | 0
2018-09-02 10:00 | 0 | 0 | 0 | 0
2018-09-02 11:00 | 0 | 0 | 0 | 0
2018-09-02 12:00 | 0 | 0 | 0 | 0
2018-09-02 13:00 | 0 | 0 | 0 | 0
2018-09-02 14:00 | 0 | 0 | 0 | 0
2018-09-02 15:00 | 0 | 0 | 0 | 0
2018-09-02 16:00 | 0 | 0 | 0 | 0
2018-09-02 17:00 | 0 | 0 | 0 | 0
2018-09-02 18:00 | 0 | 0 | 0 | 0
2018-09-02 19:00 | 0 | 0 | 0 | 0
2018-09-02 20:00 | 0 | 0 | 0 | 0
2018-09-02 21:00 | 0 | 0 | 0 | 0
2018-09-02 22:00 | 0 | 0 | 0 | 0
2018-09-02 23:00 | 0 | 0 | 0 | 0
2018-09-03 | 0 | 0 | 0 | 0
2018-09-03 01:00 | 0 | 0 | 0 | 0
2018-09-03 02:00 | 0 | 0 | 0 | 0
2018-09-03 03:00 | 0 | 0 | 0 | 0
2018-09-03 04:00 | 0 | 0 | 0 | 0
2018-09-03 05:00 | 0 | 0 | 0 | 0
2018-09-03 06:00 | 0 | 0 | 0 | 0
2018-09-03 07:00 | 0 | 0 | 0 | 0
2018-09-03 08:00 | 0 | 0 | 0 | 0
2018-09-03 09:00 | 0 | 0 | 0 | 0
2018-09-03 10:00 | 0 | 0 | 0 | 0
2018-09-03 11:00 | 0 | 0 | 0 | 0
2018-09-03 12:00 | 0 | 0 | 0 | 0
2018-09-03 13:00 | 0 | 0 | 0 | 0
2018-09-03 14:00 | 0 | 0 | 0 | 0
2018-09-03 15:00 | 0 | 0 | 0 | 0
2018-09-03 16:00 | 0 | 0 | 0 | 0
2018-09-03 17:00 | 0 | 0 | 0 | 0
2018-09-03 18:00 | 0 | 0 | 0 | 0
2018-09-03 19:00 | 0 | 0 | 0 | 0
2018-09-03 20:00 | 0 | 0 | 0 | 0
2018-09-03 21:00 | 0 | 0 | 0 | 0
2018-09-03 22:00 | 0 | 0 | 0 | 0
2018-09-03 23:00 | 0 | 0 | 0 | 0
2018-09-04 | 0 | 0 | 0 | 0
2018-09-04 01:00 | 0 | 0 | 0 | 0
2018-09-04 02:00 | 0 | 0 | 0 | 0
2018-09-04 03:00 | 0 | 0 | 0 | 0
2018-09-04 04:00 | 0 | 0 | 0 | 0
2018-09-04 05:00 | 0 | 0 | 0 | 0
2018-09-04 06:00 | 0 | 0 | 0 | 0
2018-09-04 07:00 | 0 | 0 | 0 | 0
2018-09-04 08:00 | 0 | 0 | 0 | 0
2018-09-04 09:00 | 0 | 0 | 0 | 0
2018-09-04 10:00 | 0 | 0 | 0 | 0
2018-09-04 11:00 | 0 | 0 | 0 | 0
2018-09-04 12:00 | 0 | 0 | 0 | 0
2018-09-04 13:00 | 0 | 0 | 0 | 0
2018-09-04 14:00 | 0 | 0 | 0 | 0
2018-09-04 15:00 | 0 | 0 | 0 | 0
2018-09-04 16:00 | 0 | 0 | 0 | 0
2018-09-04 17:00 | 0 | 0 | 0 | 0
2018-09-04 18:00 | 0 | 0 | 0 | 0
2018-09-04 19:00 | 0 | 0 | 0 | 0
2018-09-04 20:00 | 0 | 0 | 0 | 7216.7908
2018-09-04 21:00 | 0 | 0 | 0 | 6928.4603
2018-09-04 22:00 | 0 | 0 | 0 | 6854.9969
2018-09-04 23:00 | 0 | 0 | 0 | 7129.3382
2018-09-05 | 0 | 0 | 0 | 7483.3026
2018-09-05 01:00 | 0 | 0 | 0 | 7863.6191
2018-09-05 02:00 | 0 | 0 | 0 | 8077.6283
2018-09-05 03:00 | 0 | 0 | 0 | 8101.6635
2018-09-05 04:00 | 0 | 0 | 0 | 8152.4474
2018-09-05 05:00 | 0 | 0 | 0 | 8084.3991
2018-09-05 06:00 | 0 | 0 | 0 | 7932.3036
2018-09-05 07:00 | 0 | 0 | 0 | 7812.9304
2018-09-05 08:00 | 0 | 0 | 0 | 0
2018-09-05 09:00 | 0 | 0 | 0 | 0
2018-09-05 10:00 | 0 | 0 | 0 | 0
2018-09-05 11:00 | 0 | 0 | 0 | 0
2018-09-05 12:00 | 0 | 0 | 0 | 0
2018-09-05 13:00 | 0 | 0 | 0 | 0
2018-09-05 14:00 | 0 | 0 | 0 | 0
2018-09-05 15:00 | 0 | 0 | 0 | 0
2018-09-05 16:00 | 0 | 0 | 0 | 0
2018-09-05 17:00 | 0 | 0 | 0 | 0
2018-09-05 18:00 | 0 | 0 | 0 | 0
2018-09-05 19:00 | 0 | 0 | 0 | 0
2018-09-05 20:00 | 0 | 0 | 0 | 0
2018-09-05 21:00 | 0 | 0 | 0 | 0
2018-09-05 22:00 | 0 | 0 | 0 | 0
2018-09-05 23:00 | 0 | 0 | 0 | 0
2018-09-06 | 0 | 0 | 0 | 0
2018-09-06 01:00 | 0 | 0 | 0 | 0
2018-09-06 02:00 | 0 | 0 | 0 | 0
2018-09-06 03:00 | 0 | 0 | 0 | 0
2018-09-06 04:00 | 0 | 0 | 0 | 0
2018-09-06 05:00 | 0 | 0 | 0 | 0
2018-09-06 06:00 | 0 | 0 | 0 | 0
2018-09-06 07:00 | 0 | 0 | 0 | 0
2018-09-06 08:00 | 0 | 0 | 0 | 0
2018-09-06 09:00 | 0 | 0 | 0 | 0
2018-09-06 10:00 | 0 | 0 | 0 | 0
2018-09-06 11:00 | 0 | 0 | 0 | 0
2018-09-06 12:00 | 0 | 0 | 0 | 0
2018-09-06 13:00 | 0 | 0 | 0 | 0
2018-09-06 14:00 | 0 | 0 | 0 | 0
2018-09-06 15:00 | 0 | 0 | 0 | 0
2018-09-06 16:00 | 0 | 0 | 0 | 0
2018-09-06 17:00 | 0 | 0 | 0 | 0
2018-09-06 18:00 | 0 | 0 | 0 | 0
2018-09-06 19:00 | 0 | 0 | 0 | 0
2018-09-06 20:00 | 0 | 0 | 0 | 0
2018-09-06 21:00 | 0 | 0 | 0 | 0
2018-09-06 22:00 | 0 | 0 | 0 | 0
2018-09-06 23:00 | 0 | 0 | 0 | 0
2018-09-07 | 0 | 0 | 0 | 0
2018-09-07 01:00 | 0 | 0 | 0 | 0
2018-09-07 02:00 | 0 | 0 | 0 | 0
2018-09-07 03:00 | 0 | 0 | 0 | 0
2018-09-07 04:00 | 0 | 0 | 0 | 0
2018-09-07 05:00 | 0 | 0 | 0 | 0
2018-09-07 06:00 | 0 | 0 | 0 | 0
2018-09-07 07:00 | 0 | 0 | 0 | 0
2018-09-07 08:00 | 0 | 0 | 0 | 0
2018-09-07 09:00 | 0 | 0 | 0 | 0
2018-09-07 10:00 | 0 | 0 | 0 | 0
2018-09-07 11:00 | 0 | 0 | 0 | 0
2018-09-07 12:00 | 0 | 0 | 0 | 0
2018-09-07 13:00 | 0 | 0 | 0 | 0
2018-09-07 14:00 | 0 | 0 | 0 | 0
2018-09-07 15:00 | 0 | 0 | 0 | 0
2018-09-07 16:00 | 0 | 0 | 0 | 0
2018-09-07 17:00 | 0 | 0 | 0 | 0
2018-09-07 18:00 | 0 | 0 | 0 | 0
2018-09-07 19:00 | 0 | 0 | 0 | 0
2018-09-07 20:00 | 0 | 0 | 0 | 0
2018-09-07 21:00 | 0 | 0 | 0 | 0
2018-09-07 22:00 | 0 | 0 | 0 | 0
2018-09-07 23:00 | 0 | 0 | 0 | 0
2018-09-08 | 0 | 0 | 0 | 0
2018-09-08 01:00 | 0 | 0 | 0 | 0
2018-09-08 02:00 | 0 | 0 | 0 | 0
2018-09-08 03:00 | 0 | 0 | 0 | 0
2018-09-08 04:00 | 0 | 0 | 0 | 0
2018-09-08 05:00 | 0 | 0 | 0 | 0
2018-09-08 06:00 | 0 | 0 | 0 | 0
2018-09-08 07:00 | 0 | 0 | 0 | 0
2018-09-08 08:00 | 0 | 0 | 0 | 0
2018-09-08 09:00 | 0 | 0 | 0 | 0
2018-09-08 10:00 | 0 | 0 | 0 | 0
2018-09-08 11:00 | 0 | 0 | 0 | 0
2018-09-08 12:00 | 0 | 0 | 0 | 0
2018-09-08 13:00 | 0 | 0 | 0 | 0
2018-09-08 14:00 | 0 | 0 | 0 | 0
2018-09-08 15:00 | 0 | 0 | 0 | 0
2018-09-08 16:00 | 0 | 0 | 0 | 0
2018-09-08 17:00 | 0 | 0 | 0 | 0
2018-09-08 18:00 | 0 | 0 | 0 | 0
2018-09-08 19:00 | 0 | 0 | 0 | 0
2018-09-08 20:00 | 0 | 0 | 0 | 0
2018-09-08 21:00 | 0 | 0 | 0 | 7516.3609
2018-09-08 22:00 | 0 | 0 | 0 | 7150.9166
2018-09-08 23:00 | 0 | 0 | 0 | 7296.0845
2018-09-09 | 0 | 0 | 0 | 7584.8638
2018-09-09 01:00 | 0 | 0 | 0 | 7906.4263
2018-09-09 02:00 | 0 | 0 | 0 | 8127.8708
2018-09-09 03:00 | 0 | 0 | 0 | 8165.4216
2018-09-09 04:00 | 0 | 0 | 0 | 8232.2681
2018-09-09 05:00 | 0 | 0 | 0 | 8160.3162
2018-09-09 06:00 | 0 | 0 | 0 | 7970.8863
2018-09-09 07:00 | 0 | 0 | 0 | 7857.1564
2018-09-09 08:00 | 0 | 0 | 0 | 7668.897
2018-09-09 09:00 | 0 | 0 | 0 | 7295.9954
2018-09-09 10:00 | 0 | 0 | 0 | 0
2018-09-09 11:00 | 0 | 0 | 0 | 0
2018-09-09 12:00 | 0 | 0 | 0 | 0
2018-09-09 13:00 | 0 | 0 | 0 | 0
2018-09-09 14:00 | 0 | 0 | 0 | 0
2018-09-09 15:00 | 0 | 0 | 0 | 0
2018-09-09 16:00 | 0 | 0 | 0 | 0
2018-09-09 17:00 | 0 | 0 | 0 | 0
2018-09-09 18:00 | 0 | 0 | 0 | 0
2018-09-09 19:00 | 0 | 0 | 0 | 0
2018-09-09 20:00 | 0 | 0 | 0 | 0
2018-09-09 21:00 | 0 | 0 | 0 | 0
2018-09-09 22:00 | 0 | 0 | 0 | 0
2018-09-09 23:00 | 0 | 0 | 0 | 0
2018-09-10 | 0 | 0 | 0 | 0
2018-09-10 01:00 | 0 | 0 | 0 | 0
2018-09-10 02:00 | 0 | 0 | 0 | 0
2018-09-10 03:00 | 0 | 0 | 0 | 0
2018-09-10 04:00 | 0 | 0 | 0 | 0
2018-09-10 05:00 | 0 | 0 | 0 | 0
2018-09-10 06:00 | 0 | 0 | 0 | 0
2018-09-10 07:00 | 0 | 0 | 0 | 0
2018-09-10 08:00 | 0 | 0 | 0 | 0
2018-09-10 09:00 | 0 | 0 | 0 | 0
2018-09-10 10:00 | 0 | 0 | 0 | 0
2018-09-10 11:00 | 0 | 0 | 0 | 0
2018-09-10 12:00 | 0 | 0 | 0 | 0
2018-09-10 13:00 | 0 | 0 | 0 | 0
2018-09-10 14:00 | 0 | 0 | 0 | 0
2018-09-10 15:00 | 0 | 0 | 0 | 0
2018-09-10 16:00 | 0 | 0 | 0 | 0
2018-09-10 17:00 | 0 | 0 | 0 | 0
2018-09-10 18:00 | 0 | 0 | 0 | 0
2018-09-10 19:00 | 0 | 0 | 0 | 0
2018-09-10 20:00 | 0 | 0 | 0 | 0
2018-09-10 21:00 | 0 | 0 | 0 | 0
2018-09-10 22:00 | 0 | 0 | 0 | 0
2018-09-10 23:00 | 0 | 0 | 0 | 0
2018-09-11 | 0 | 0 | 0 | 0
2018-09-11 01:00 | 0 | 0 | 0 | 0
2018-09-11 02:00 | 0 | 0 | 0 | 0
2018-09-11 03:00 | 0 | 0 | 0 | 8114.9632
2018-09-11 04:00 | 0 | 0 | 0 | 8256.2262
2018-09-11 05:00 | 0 | 0 | 0 | 8195.4964
2018-09-11 06:00 | 0 | 0 | 0 | 7995.766
2018-09-11 07:00 | 0 | 0 | 0 | 7845.2186
2018-09-11 08:00 | 0 | 0 | 0 | 7628.3648
2018-09-11 09:00 | 0 | 0 | 0 | 7349.3558
2018-09-11 10:00 | 0 | 0 | 0 | 7248.4063
2018-09-11 11:00 | 0 | 0 | 0 | 7467.2869
2018-09-11 12:00 | 0 | 0 | 0 | 7703.7421
2018-09-11 13:00 | 0 | 0 | 0 | 7783.198
2018-09-11 14:00 | 0 | 0 | 0 | 7759.5695
2018-09-11 15:00 | 0 | 0 | 0 | 7547.8381
2018-09-11 16:00 | 0 | 0 | 0 | 7345.7353
2018-09-11 17:00 | 0 | 0 | 0 | 0
2018-09-11 18:00 | 0 | 0 | 0 | 0
2018-09-11 19:00 | 0 | 0 | 0 | 0
2018-09-11 20:00 | 0 | 0 | 0 | 0
2018-09-11 21:00 | 0 | 0 | 0 | 0
2018-09-11 22:00 | 0 | 0 | 0 | 0
2018-09-11 23:00 | 0 | 0 | 0 | 0
2018-09-12 | 0 | 0 | 0 | 0
2018-09-12 01:00 | 0 | 0 | 0 | 0
2018-09-12 02:00 | 0 | 0 | 0 | 0
2018-09-12 03:00 | 0 | 0 | 0 | 0
2018-09-12 04:00 | 0 | 0 | 0 | 0
2018-09-12 05:00 | 0 | 0 | 0 | 0
2018-09-12 06:00 | 0 | 0 | 0 | 0
2018-09-12 07:00 | 0 | 0 | 0 | 0
2018-09-12 08:00 | 0 | 0 | 0 | 0
2018-09-12 09:00 | 0 | 0 | 0 | 0
2018-09-12 10:00 | 0 | 0 | 0 | 0
2018-09-12 11:00 | 0 | 0 | 0 | 0
2018-09-12 12:00 | 0 | 0 | 0 | 0
2018-09-12 13:00 | 0 | 0 | 0 | 0
2018-09-12 14:00 | 0 | 0 | 0 | 0
2018-09-12 15:00 | 0 | 0 | 0 | 0
2018-09-12 16:00 | 0 | 0 | 0 | 0
2018-09-12 17:00 | 0 | 0 | 0 | 0
2018-09-12 18:00 | 0 | 0 | 0 | 0
2018-09-12 19:00 | 0 | 0 | 0 | 0
2018-09-12 20:00 | 0 | 0 | 0 | 0
2018-09-12 21:00 | 0 | 0 | 0 | 0
2018-09-12 22:00 | 0 | 0 | 0 | 0
2018-09-12 23:00 | 0 | 0 | 0 | 0
2018-09-13 | 0 | 0 | 0 | 0
2018-09-13 01:00 | 0 | 0 | 0 | 0
2018-09-13 02:00 | 0 | 0 | 0 | 0
2018-09-13 03:00 | 0 | 0 | 0 | 0
2018-09-13 04:00 | 0 | 0 | 0 | 0
2018-09-13 05:00 | 0 | 0 | 0 | 0
2018-09-13 06:00 | 0 | 0 | 0 | 0
2018-09-13 07:00 | 0 | 0 | 0 | 0
2018-09-13 08:00 | 0 | 0 | 0 | 0
2018-09-13 09:00 | 0 | 0 | 0 | 0
2018-09-13 10:00 | 0 | 0 | 0 | 0
2018-09-13 11:00 | 662.5559 | 0 | 0 | 0
2018-09-13 12:00 | 1099.0632 | 0 | 0 | 0
2018-09-13 13:00 | 1024.8595 | 0 | 0 | 0
2018-09-13 14:00 | 1064.3516 | 0 | 0 | 0
2018-09-13 15:00 | 1109.9415 | 0 | 0 | 0
2018-09-13 16:00 | 1110.299 | 0 | 0 | 0
2018-09-13 17:00 | 905.3062 | 0 | 0 | 0
2018-09-13 18:00 | 1033.542 | 0 | 0 | 0
2018-09-13 19:00 | 1235.9282 | 0 | 0 | 0
2018-09-13 20:00 | 1207.4735 | 0 | 0 | 0
2018-09-13 21:00 | 1113.0342 | 0 | 0 | 0
2018-09-13 22:00 | 1025.1077 | 0 | 0 | 0
2018-09-13 23:00 | 1215.2891 | 0 | 0 | 0
2018-09-14 | 1089.9357 | 0 | 0 | 0
2018-09-14 01:00 | 1162.6733 | 0 | 0 | 0
2018-09-14 02:00 | 1165.9326 | 0 | 0 | 0
2018-09-14 03:00 | 955.1599 | 0 | 0 | 0
2018-09-14 04:00 | 1221.368 | 0 | 0 | 0
2018-09-14 05:00 | 1018.9982 | 0 | 0 | 0
2018-09-14 06:00 | 938.8306 | 0 | 0 | 0
2018-09-14 07:00 | 939.3905 | 0 | 0 | 0
2018-09-14 08:00 | 1042.1482 | 0 | 0 | 0
2018-09-14 09:00 | 1191.366 | 0 | 0 | 0
2018-09-14 10:00 | 1023.1494 | 0 | 0 | 0
2018-09-14 11:00 | 1009.8811 | 0 | 0 | 0
2018-09-14 12:00 | 993.4438 | 0 | 0 | 0
2018-09-14 13:00 | 1057.631 | 0 | 0 | 0
2018-09-14 14:00 | 1149.9283 | 0 | 0 | 0
2018-09-14 15:00 | 1123.2793 | 0 | 0 | 0
2018-09-14 16:00 | 1127.8955 | 0 | 0 | 0
2018-09-14 17:00 | 1103.0485 | 0 | 0 | 0
2018-09-14 18:00 | 983.079 | 0 | 0 | 0
2018-09-14 19:00 | 1154.0847 | 0 | 0 | 0
2018-09-14 20:00 | 1254.7256 | 0 | 0 | 0
2018-09-14 21:00 | 1184.224 | 0 | 0 | 0
2018-09-14 22:00 | 1081.0615 | 0 | 0 | 0
2018-09-14 23:00 | 1199.189 | 0 | 0 | 0
2018-09-15 | 1020.0797 | 0 | 0 | 0
2018-09-15 01:00 | 1002.5136 | 0 | 0 | 0
2018-09-15 02:00 | 1241.4985 | 0 | 0 | 0
2018-09-15 03:00 | 985.107 | 0 | 0 | 0
2018-09-15 04:00 | 1120.3383 | 0 | 0 | 0
2018-09-15 05:00 | 1221.1904 | 0 | 0 | 0
2018-09-15 06:00 | 1226.7798 | 0 | 0 | 0
2018-09-15 07:00 | 987.5084 | 0 | 0 | 0
2018-09-15 08:00 | 1093.1154 | 0 | 0 | 0
2018-09-15 09:00 | 1133.8279 | 0 | 0 | 0
2018-09-15 10:00 | 1050.7367 | 0 | 0 | 0
2018-09-15 11:00 | 927.1801 | 0 | 0 | 7520.263
2018-09-15 12:00 | 956.3388 | 0 | 0 | 7461.3141
2018-09-15 13:00 | 1331.3881 | 0 | 0 | 7352.5675
2018-09-15 14:00 | 988.563 | 0 | 0 | 7216.7147
2018-09-15 15:00 | 1035.5406 | 0 | 0 | 6957.3289
2018-09-15 16:00 | 1127.9055 | 0 | 0 | 6718.9184
2018-09-15 17:00 | 1205.6744 | 0 | 0 | 6643.9845
2018-09-15 18:00 | 970.2989 | 0 | 0 | 6673.5899
2018-09-15 19:00 | 994.3568 | 0 | 0 | 6677.4479
2018-09-15 20:00 | 1001.7454 | 0 | 0 | 0
2018-09-15 21:00 | 1046.4358 | 0 | 0 | 0
2018-09-15 22:00 | 1145.4365 | 0 | 0 | 0
2018-09-15 23:00 | 1157.9923 | 0 | 0 | 0
2018-09-16 | 1079.1472 | 0 | 0 | 0
2018-09-16 01:00 | 1149.7678 | 0 | 0 | 0
2018-09-16 02:00 | 1219.489 | 0 | 0 | 0
2018-09-16 03:00 | 1117.635 | 0 | 0 | 0
2018-09-16 04:00 | 1183.2909 | 0 | 0 | 0
2018-09-16 05:00 | 1230.6414 | 0 | 0 | 0
2018-09-16 06:00 | 1118.607 | 0 | 0 | 0
2018-09-16 07:00 | 1004.3632 | 0 | 0 | 0
2018-09-16 08:00 | 933.0338 | 0 | 0 | 0
2018-09-16 09:00 | 1067.1499 | 0 | 0 | 0
2018-09-16 10:00 | 1219.1248 | 0 | 0 | 0
2018-09-16 11:00 | 1021.7837 | 0 | 0 | 0
2018-09-16 12:00 | 886.3755 | 0 | 0 | 0
2018-09-16 13:00 | 1078.1432 | 0 | 0 | 0
2018-09-16 14:00 | 1100.7029 | 0 | 0 | 0
2018-09-16 15:00 | 1040.2352 | 0 | 0 | 0
2018-09-16 16:00 | 1293.4924 | 0 | 0 | 0
2018-09-16 17:00 | 1081.756 | 0 | 0 | 0
2018-09-16 18:00 | 1045.835 | 0 | 0 | 0
2018-09-16 19:00 | 1334.3651 | 0 | 0 | 0
2018-09-16 20:00 | 1060.5186 | 0 | 0 | 0
2018-09-16 21:00 | 1163.8901 | 0 | 0 | 0
2018-09-16 22:00 | 1193.6902 | 0 | 0 | 0
2018-09-16 23:00 | 1142.341 | 0 | 0 | 0
2018-09-17 | 1211.7227 | 0 | 0 | 0
2018-09-17 01:00 | 897.2957 | 0 | 0 | 0
2018-09-17 02:00 | 1313.463 | 0 | 0 | 0
2018-09-17 03:00 | 1067.0922 | 0 | 0 | 0
2018-09-17 04:00 | 1202.9454 | 0 | 0 | 0
2018-09-17 05:00 | 1240.5637 | 0 | 0 | 0
2018-09-17 06:00 | 875.9833 | 0 | 0 | 0
2018-09-17 07:00 | 1056.1135 | 0 | 0 | 0
2018-09-17 08:00 | 942.3973 | 0 | 0 | 0
2018-09-17 09:00 | 1019.1645 | 0 | 0 | 0
2018-09-17 10:00 | 1193.6548 | 0 | 0 | 0
2018-09-17 11:00 | 992.6291 | 0 | 0 | 0
2018-09-17 12:00 | 949.8906 | 0 | 0 | 0
2018-09-17 13:00 | 786.9627 | 0 | 0 | 0
2018-09-17 14:00 | 1182.1389 | 0 | 0 | 0
2018-09-17 15:00 | 1065.9102 | 0 | 0 | 0
2018-09-17 16:00 | 1204.5813 | 0 | 0 | 0
2018-09-17 17:00 | 1120.6764 | 0 | 0 | 0
2018-09-17 18:00 | 1140.428 | 0 | 0 | 0
2018-09-17 19:00 | 1018.3122 | 0 | 0 | 0
2018-09-17 20:00 | 1020.7856 | 0 | 0 | 0
2018-09-17 21:00 | 944.9356 | 0 | 0 | 0
2018-09-17 22:00 | 1157.0686 | 0 | 0 | 0
2018-09-17 23:00 | 1006.2632 | 0 | 0 | 0
2018-09-18 | 1123.2246 | 0 | 0 | 0
2018-09-18 01:00 | 1089.5774 | 0 | 0 | 0
2018-09-18 02:00 | 996.67 | 0 | 0 | 0
2018-09-18 03:00 | 1287.9414 | 0 | 0 | 0
2018-09-18 04:00 | 1241.1976 | 0 | 0 | 0
2018-09-18 05:00 | 1096.279 | 0 | 0 | 0
2018-09-18 06:00 | 1019.4567 | 0 | 0 | 0
2018-09-18 07:00 | 1136.5581 | 0 | 0 | 0
2018-09-18 08:00 | 1075.1017 | 0 | 0 | 0
2018-09-18 09:00 | 1096.0408 | 0 | 0 | 7063.9899
2018-09-18 10:00 | 960.161 | 0 | 0 | 6872.0116
2018-09-18 11:00 | 960.6594 | 0 | 0 | 7068.5801
2018-09-18 12:00 | 1171.2885 | 0 | 0 | 7179.7005
2018-09-18 13:00 | 1053.0891 | 0 | 0 | 7183.9813
2018-09-18 14:00 | 1032.7279 | 0 | 0 | 7141.9796
2018-09-18 15:00 | 1018.0836 | 0 | 0 | 7022.1194
2018-09-18 16:00 | 1018.0026 | 0 | 0 | 6824.0053
2018-09-18 17:00 | 1120.3152 | 0 | 0 | 6651.3666
2018-09-18 18:00 | 1143.705 | 0 | 0 | 6628.3815
2018-09-18 19:00 | 1098.1407 | 0 | 0 | 0
2018-09-18 20:00 | 1358.7809 | 0 | 0 | 0
2018-09-18 21:00 | 1113.1199 | 0 | 0 | 0
2018-09-18 22:00 | 1195.8232 | 0 | 0 | 0
2018-09-18 23:00 | 992.2873 | 0 | 0 | 0
2018-09-19 | 1055.5789 | 0 | 0 | 0
2018-09-19 01:00 | 1041.7268 | 0 | 0 | 0
2018-09-19 02:00 | 923.0223 | 0 | 0 | 0
2018-09-19 03:00 | 1236.2593 | 0 | 0 | 0
2018-09-19 04:00 | 1114.9805 | 0 | 0 | 0
2018-09-19 05:00 | 1201.0825 | 0 | 0 | 0
2018-09-19 06:00 | 1114.7355 | 0 | 0 | 0
2018-09-19 07:00 | 1037.0913 | 0 | 0 | 0
2018-09-19 08:00 | 1080.9756 | 0 | 0 | 0
2018-09-19 09:00 | 1247.759 | 0 | 0 | 0
2018-09-19 10:00 | 1246.3105 | 0 | 0 | 0
2018-09-19 11:00 | 860.0947 | 0 | 0 | 0
2018-09-19 12:00 | 1086.7083 | 0 | 0 | 0
2018-09-19 13:00 | 898.5707 | 0 | 0 | 0
2018-09-19 14:00 | 1100.9264 | 0 | 0 | 0
2018-09-19 15:00 | 1298.5029 | 0 | 0 | 0
2018-09-19 16:00 | 1071.4573 | 0 | 0 | 0
2018-09-19 17:00 | 1037.9304 | 0 | 0 | 0
2018-09-19 18:00 | 1114.1941 | 0 | 0 | 0
2018-09-19 19:00 | 1113.4036 | 0 | 0 | 0
2018-09-19 20:00 | 885.1436 | 0 | 0 | 0
2018-09-19 21:00 | 1142.158 | 0 | 0 | 0
2018-09-19 22:00 | 1253.0945 | 0 | 0 | 0
2018-09-19 23:00 | 1069.3755 | 0 | 0 | 0
2018-09-20 | 1026.1038 | 0 | 0 | 0
2018-09-20 01:00 | 1067.4288 | 0 | 0 | 0
2018-09-20 02:00 | 1326.0885 | 0 | 0 | 0
2018-09-20 03:00 | 1014.895 | 0 | 0 | 0
2018-09-20 04:00 | 1076.8716 | 0 | 0 | 0
2018-09-20 05:00 | 1150.7686 | 0 | 0 | 0
2018-09-20 06:00 | 1288.4713 | 0 | 0 | 0
2018-09-20 07:00 | 1212.1254 | 0 | 0 | 0
2018-09-20 08:00 | 1065.8359 | 0 | 0 | 0
2018-09-20 09:00 | 911.915 | 0 | 0 | 0
2018-09-20 10:00 | 986.8805 | 0 | 0 | 0
2018-09-20 11:00 | 1086.4272 | 0 | 0 | 0
2018-09-20 12:00 | 1088.7155 | 0 | 0 | 0
2018-09-20 13:00 | 1097.9805 | 0 | 0 | 0
2018-09-20 14:00 | 1250.5679 | 0 | 0 | 0
2018-09-20 15:00 | 1141.8184 | 0 | 0 | 0
2018-09-20 16:00 | 1089.4052 | 0 | 0 | 0
2018-09-20 17:00 | 1029.0605 | 0 | 0 | 0
2018-09-20 18:00 | 1066.7751 | 0 | 0 | 0
2018-09-20 19:00 | 959.1398 | 0 | 0 | 0
2018-09-20 20:00 | 1126.605 | 0 | 0 | 0
2018-09-20 21:00 | 1077.6807 | 0 | 0 | 0
2018-09-20 22:00 | 1081.4834 | 0 | 0 | 0
2018-09-20 23:00 | 1141.3693 | 0 | 0 | 0
2018-09-21 | 958.8595 | 0 | 0 | 0
2018-09-21 01:00 | 1128.6061 | 0 | 0 | 0
2018-09-21 02:00 | 1095.6326 | 0 | 0 | 0
2018-09-21 03:00 | 1304.8364 | 0 | 0 | 0
2018-09-21 04:00 | 1155.5875 | 0 | 0 | 0
2018-09-21 05:00 | 1213.8528 | 0 | 0 | 0
2018-09-21 06:00 | 1011.3743 | 0 | 0 | 0
2018-09-21 07:00 | 960.9794 | 0 | 0 | 0
2018-09-21 08:00 | 837.0793 | 0 | 0 | 0
2018-09-21 09:00 | 1050.285 | 0 | 0 | 0
2018-09-21 10:00 | 1258.0175 | 0 | 0 | 0
2018-09-21 11:00 | 1069.8542 | 0 | 0 | 0
2018-09-21 12:00 | 960.7108 | 0 | 0 | 0
2018-09-21 13:00 | 1140.8477 | 0 | 0 | 0
2018-09-21 14:00 | 1047.7958 | 0 | 0 | 0
2018-09-21 15:00 | 1076.2284 | 0 | 0 | 0
2018-09-21 16:00 | 1022.572 | 0 | 0 | 0
2018-09-21 17:00 | 1120.0892 | 0 | 0 | 0
2018-09-21 18:00 | 1141.9047 | 0 | 0 | 0
2018-09-21 19:00 | 1196.905 | 0 | 0 | 0
2018-09-21 20:00 | 1023.7288 | 0 | 0 | 0
2018-09-21 21:00 | 1291.6925 | 0 | 0 | 0
2018-09-21 22:00 | 1160.7034 | 0 | 0 | 0
2018-09-21 23:00 | 1101.4521 | 0 | 0 | 0
2018-09-22 | 1188.0979 | 0 | 0 | 0
2018-09-22 01:00 | 968.7941 | 0 | 0 | 0
2018-09-22 02:00 | 1122.543 | 0 | 0 | 0
2018-09-22 03:00 | 1133.9882 | 0 | 0 | 0
2018-09-22 04:00 | 0 | 0 | 0 | 0
2018-09-22 05:00 | 0 | 0 | 0 | 0
2018-09-22 06:00 | 0 | 0 | 0 | 0
2018-09-22 07:00 | 0 | 0 | 0 | 0
2018-09-22 08:00 | 0 | 0 | 0 | 0
2018-09-22 09:00 | 0 | 0 | 0 | 0
2018-09-22 10:00 | 0 | 0 | 0 | 0
2018-09-22 11:00 | 0 | 0 | 0 | 0
2018-09-22 12:00 | 0 | 0 | 0 | 0
2018-09-22 13:00 | 0 | 0 | 0 | 0
2018-09-22 14:00 | 0 | 0 | 0 | 0
2018-09-22 15:00 | 0 | 0 | 0 | 0
2018-09-22 16:00 | 0 | 0 | 0 | 0
2018-09-22 17:00 | 0 | 0 | 0 | 0
2018-09-22 18:00 | 0 | 0 | 0 | 0
2018-09-22 19:00 | 0 | 0 | 0 | 0
2018-09-22 20:00 | 0 | 0 | 0 | 0
2018-09-22 21:00 | 0 | 0 | 0 | 6575.5227
2018-09-22 22:00 | 0 | 0 | 0 | 6782.4508
2018-09-22 23:00 | 0 | 0 | 0 | 7048.1336
2018-09-23 | 0 | 0 | 0 | 7323.3866
2018-09-23 01:00 | 0 | 0 | 0 | 7638.0382
2018-09-23 02:00 | 0 | 0 | 0 | 7901.4433
2018-09-23 03:00 | 0 | 0 | 0 | 7914.6591
2018-09-23 04:00 | 0 | 0 | 0 | 7986.1157
2018-09-23 05:00 | 0 | 0 | 0 | 7958.1596
2018-09-23 06:00 | 0 | 0 | 0 | 7794.0774
2018-09-23 07:00 | 0 | 0 | 0 | 7700.5671
2018-09-23 08:00 | 0 | 0 | 0 | 7579.9003
2018-09-23 09:00 | 0 | 0 | 0 | 0
2018-09-23 10:00 | 0 | 0 | 0 | 0
2018-09-23 11:00 | 0 | 0 | 0 | 0
2018-09-23 12:00 | 0 | 0 | 0 | 0
2018-09-23 13:00 | 0 | 0 | 0 | 0
2018-09-23 14:00 | 0 | 0 | 0 | 0
2018-09-23 15:00 | 0 | 0 | 0 | 0
2018-09-23 16:00 | 0 | 0 | 0 | 0
2018-09-23 17:00 | 0 | 0 | 0 | 0
2018-09-23 18:00 | 0 | 0 | 0 | 0
2018-09-23 19:00 | 0 | 0 | 0 | 0
2018-09-23 20:00 | 0 | 0 | 0 | 0
2018-09-23 21:00 | 0 | 0 | 0 | 0
2018-09-23 22:00 | 0 | 0 | 0 | 0
2018-09-23 23:00 | 0 | 0 | 0 | 0
2018-09-24 | 0 | 0 | 0 | 0
2018-09-24 01:00 | 0 | 0 | 0 | 0
2018-09-24 02:00 | 0 | 0 | 0 | 0
2018-09-24 03:00 | 0 | 0 | 0 | 0
2018-09-24 04:00 | 0 | 0 | 0 | 0
2018-09-24 05:00 | 0 | 292.469 | 0 | 0
2018-09-24 06:00 | 0 | 1101.6038 | 0 | 0
2018-09-24 07:00 | 0 | 1282.8578 | 0 | 0
2018-09-24 08:00 | 0 | 1200.8033 | 0 | 0
2018-09-24 09:00 | 0 | 1039.5117 | 0 | 0
2018-09-24 10:00 | 0 | 1181.7307 | 0 | 0
2018-09-24 11:00 | 0 | 1221.022 | 0 | 0
2018-09-24 12:00 | 0 | 953.5368 | 0 | 0
2018-09-24 13:00 | 0 | 1015.1495 | 0 | 0
2018-09-24 14:00 | 0 | 1274.6146 | 0 | 0
2018-09-24 15:00 | 0 | 1200.3379 | 0 | 0
2018-09-24 16:00 | 0 | 1313.1804 | 0 | 0
2018-09-24 17:00 | 0 | 1268.7534 | 0 | 0
2018-09-24 18:00 | 0 | 1312.0317 | 0 | 0
2018-09-24 19:00 | 0 | 1093.9601 | 0 | 0
2018-09-24 20:00 | 0 | 1411.1992 | 0 | 0
2018-09-24 21:00 | 0 | 1121.071 | 0 | 0
2018-09-24 22:00 | 0 | 1333.0337 | 0 | 0
2018-09-24 23:00 | 0 | 1164.0137 | 0 | 0
2018-09-25 | 0 | 1125.078 | 0 | 0
2018-09-25 01:00 | 0 | 1170.5712 | 0 | 0
2018-09-25 02:00 | 0 | 1204.7646 | 0 | 0
2018-09-25 03:00 | 0 | 1102.2712 | 0 | 0
2018-09-25 04:00 | 0 | 1197.7216 | 0 | 0
2018-09-25 05:00 | 0 | 1210.646 | 0 | 0
2018-09-25 06:00 | 0 | 1212.7954 | 0 | 0
2018-09-25 07:00 | 0 | 1132.44 | 0 | 0
2018-09-25 08:00 | 0 | 1117.0859 | 0 | 0
2018-09-25 09:00 | 0 | 1169.8458 | 0 | 0
2018-09-25 10:00 | 0 | 1011.79 | 0 | 0
2018-09-25 11:00 | 0 | 1073.4252 | 0 | 0
2018-09-25 12:00 | 0 | 944.6195 | 0 | 0
2018-09-25 13:00 | 0 | 1157.1854 | 0 | 0
2018-09-25 14:00 | 0 | 1273.4033 | 0 | 0
2018-09-25 15:00 | 0 | 1131.149 | 0 | 0
2018-09-25 16:00 | 0 | 1163.4949 | 0 | 0
2018-09-25 17:00 | 0 | 1270.1893 | 0 | 0
2018-09-25 18:00 | 0 | 1168.301 | 0 | 0
2018-09-25 19:00 | 0 | 921.1472 | 0 | 0
2018-09-25 20:00 | 0 | 1097.0181 | 0 | 6798.0195
2018-09-25 21:00 | 0 | 1056.0197 | 0 | 6530.3892
2018-09-25 22:00 | 0 | 1004.6157 | 0 | 6606.9733
2018-09-25 23:00 | 0 | 1250.804 | 0 | 6852.6778
2018-09-26 | 0 | 1344.6019 | 0 | 7184.1369
2018-09-26 01:00 | 0 | 1210.4502 | 0 | 7598.0425
2018-09-26 02:00 | 0 | 1150.3964 | 0 | 7811.2623
2018-09-26 03:00 | 0 | 1194.0847 | 0 | 7812.2144
2018-09-26 04:00 | 0 | 1296.448 | 0 | 7932.1678
2018-09-26 05:00 | 0 | 1010.8785 | 0 | 0
2018-09-26 06:00 | 0 | 1131.3345 | 0 | 0
2018-09-26 07:00 | 0 | 1307.313 | 0 | 0
2018-09-26 08:00 | 0 | 1076.5542 | 0 | 0
2018-09-26 09:00 | 0 | 1015.4528 | 0 | 0
2018-09-26 10:00 | 0 | 977.2711 | 0 | 0
2018-09-26 11:00 | 0 | 1175.0374 | 0 | 0
2018-09-26 12:00 | 0 | 1082.1505 | 0 | 0
2018-09-26 13:00 | 0 | 1252.7969 | 0 | 0
2018-09-26 14:00 | 0 | 1240.8815 | 0 | 0
2018-09-26 15:00 | 0 | 1011.3853 | 0 | 0
2018-09-26 16:00 | 0 | 1078.0925 | 0 | 0
2018-09-26 17:00 | 0 | 1149.5806 | 0 | 0
2018-09-26 18:00 | 0 | 1210.546 | 0 | 0
2018-09-26 19:00 | 0 | 922.4888 | 0 | 0
2018-09-26 20:00 | 0 | 1239.1927 | 0 | 0
2018-09-26 21:00 | 0 | 1292.7134 | 0 | 0
2018-09-26 22:00 | 0 | 1268.1643 | 0 | 0
2018-09-26 23:00 | 0 | 1088.4811 | 0 | 0
2018-09-27 | 0 | 1204.9528 | 0 | 0
2018-09-27 01:00 | 0 | 1314.7603 | 0 | 0
2018-09-27 02:00 | 0 | 1070.7244 | 0 | 0
2018-09-27 03:00 | 0 | 971.1603 | 0 | 0
2018-09-27 04:00 | 0 | 1247.0898 | 0 | 0
2018-09-27 05:00 | 0 | 1073.0403 | 0 | 0
2018-09-27 06:00 | 0 | 1212.6326 | 0 | 0
2018-09-27 07:00 | 0 | 1030.7542 | 0 | 0
2018-09-27 08:00 | 0 | 1043.3754 | 0 | 0
2018-09-27 09:00 | 0 | 1109.461 | 0 | 0
2018-09-27 10:00 | 0 | 1122.1464 | 0 | 0
2018-09-27 11:00 | 0 | 1153.1287 | 0 | 0
2018-09-27 12:00 | 0 | 1002.9681 | 0 | 0
2018-09-27 13:00 | 0 | 985.718 | 0 | 0
2018-09-27 14:00 | 0 | 980.9111 | 1105.7295 | 0
2018-09-27 15:00 | 0 | 1167.8318 | 1132.9816 | 0
2018-09-27 16:00 | 0 | 1054.1232 | 1138.6775 | 0
2018-09-27 17:00 | 0 | 1156.1401 | 1278.1241 | 0
2018-09-27 18:00 | 0 | 1115.1428 | 956.6431 | 0
2018-09-27 19:00 | 0 | 1159.9591 | 1157.0042 | 0
2018-09-27 20:00 | 0 | 1104.6665 | 1250.2837 | 0
2018-09-27 21:00 | 0 | 1219.2534 | 1415.7235 | 0
2018-09-27 22:00 | 0 | 1278.9669 | 1115.5923 | 0
2018-09-27 23:00 | 0 | 1139.3328 | 1249.288 | 0
2018-09-28 | 0 | 1148.6503 | 974.2198 | 0
2018-09-28 01:00 | 0 | 1252.22 | 1234.2854 | 0
2018-09-28 02:00 | 0 | 1068.3125 | 984.4995 | 0
2018-09-28 03:00 | 0 | 1130.8779 | 1148.6199 | 0
2018-09-28 04:00 | 0 | 1013.6791 | 1203.1907 | 0
2018-09-28 05:00 | 0 | 944.2785 | 1164.2959 | 0
2018-09-28 06:00 | 0 | 971.4129 | 957.7296 | 0
2018-09-28 07:00 | 0 | 1188.4714 | 1200.1658 | 0
2018-09-28 08:00 | 0 | 972.6313 | 1015.4872 | 0
2018-09-28 09:00 | 0 | 1185.2285 | 1059.7937 | 0
2018-09-28 10:00 | 0 | 1179.482 | 1208.2842 | 0
2018-09-28 11:00 | 0 | 1162.8728 | 1201.1055 | 0
2018-09-28 12:00 | 0 | 1242.8613 | 887.532 | 0
2018-09-28 13:00 | 0 | 1168.5068 | 1152.5316 | 0
2018-09-28 14:00 | 0 | 1343.2827 | 1785.3279 | 0
2018-09-28 15:00 | 0 | 1123.4004 | 2226.7373 | 0
2018-09-28 16:00 | 0 | 1248.551 | 2336.7476 | 0
2018-09-28 17:00 | 0 | 1093.6215 | 2023.2625 | 0
2018-09-28 18:00 | 0 | 1124.0255 | 2381.085 | 0
2018-09-28 19:00 | 0 | 1233.0239 | 2308.5 | 0
2018-09-28 20:00 | 0 | 1193.7598 | 2263.1577 | 0
2018-09-28 21:00 | 0 | 1111.4812 | 2155.4988 | 0
2018-09-28 22:00 | 0 | 1356.2446 | 2499.1904 | 0
2018-09-28 23:00 | 0 | 1118.6409 | 2452.495 | 0
2018-09-29 | 0 | 1161.3198 | 2088.2676 | 0
2018-09-29 01:00 | 0 | 1112.9568 | 2492.9136 | 0
2018-09-29 02:00 | 0 | 1090.0402 | 2443.7896 | 0
2018-09-29 03:00 | 0 | 1053.0056 | 2351.9229 | 0
2018-09-29 04:00 | 0 | 1134.4263 | 2457.856 | 0
2018-09-29 05:00 | 0 | 1071.8179 | 2304.1208 | 0
2018-09-29 06:00 | 0 | 1051.6448 | 2032.6323 | 0
2018-09-29 07:00 | 0 | 1036.3993 | 2207.3794 | 0
2018-09-29 08:00 | 0 | 1068.2136 | 2098.0928 | 0
2018-09-29 09:00 | 0 | 1273.9529 | 2005.2777 | 0
2018-09-29 10:00 | 0 | 1021.8606 | 2216.1372 | 0
2018-09-29 11:00 | 0 | 1101.7668 | 2458.9082 | 0
2018-09-29 12:00 | 0 | 1029.0033 | 2127.6187 | 0
2018-09-29 13:00 | 0 | 1100.676 | 2136.286 | 0
2018-09-29 14:00 | 0 | 1065.2185 | 2675.0796 | 0
2018-09-29 15:00 | 0 | 1048.0798 | 2456.6965 | 0
2018-09-29 16:00 | 0 | 1150.6433 | 2276.8906 | 0
2018-09-29 17:00 | 0 | 1036.651 | 2298.2388 | 6317.2979
2018-09-29 18:00 | 0 | 1189.9781 | 2607.4595 | 6321.7185
2018-09-29 19:00 | 0 | 1167.382 | 2208.8516 | 6281.76
2018-09-29 20:00 | 0 | 1172.8175 | 2609.8154 | 6193.0752
2018-09-29 21:00 | 0 | 1218.6184 | 2195.4536 | 6082.6266
2018-09-29 22:00 | 0 | 1300.3893 | 2184.5376 | 6236.2755
2018-09-29 23:00 | 0 | 1359.6929 | 2405.7444 | 6520.0276
2018-09-30 | 0 | 1214.3793 | 2321.7742 | 6863.3293
2018-09-30 01:00 | 0 | 1191.1636 | 2334.666 | 7263.1212
2018-09-30 02:00 | 0 | 1161.459 | 2403.3508 | 7513.1105
2018-09-30 03:00 | 0 | 1339.5945 | 2120.2476 | 7615.5515
2018-09-30 04:00 | 0 | 1175.1372 | 2247.1611 | 0
2018-09-30 05:00 | 0 | 1231.7979 | 2301.077 | 0
2018-09-30 06:00 | 0 | 1024.5168 | 2307.705 | 0
2018-09-30 07:00 | 0 | 961.644 | 2293.2512 | 0
2018-09-30 08:00 | 0 | 1174.7255 | 2031.4296 | 0
2018-09-30 09:00 | 0 | 987.2015 | 2150.0955 | 0
2018-09-30 10:00 | 0 | 1191.7115 | 2315.3972 | 0
2018-09-30 11:00 | 0 | 969.0853 | 2105.684 | 0
2018-09-30 12:00 | 0 | 1163.7014 | 2304.1091 | 0
2018-09-30 13:00 | 0 | 1158.8011 | 2291.7505 | 0
2018-09-30 14:00 | 0 | 1189.1901 | 2073.8538 | 0
2018-09-30 15:00 | 0 | 958.5166 | 2265.697 | 0
2018-09-30 16:00 | 0 | 1114.7336 | 2338.4163 | 0
2018-09-30 17:00 | 0 | 1259.8579 | 2243.1667 | 0
2018-09-30 18:00 | 0 | 1093.8582 | 2320.9617 | 0
2018-09-30 19:00 | 0 | 1188.627 | 2229.497 | 0
2018-09-30 20:00 | 0 | 1194.965 | 2056.24 | 0
2018-09-30 21:00 | 0 | 1321.8093 | 2249.9675 | 0
2018-09-30 22:00 | 0 | 1237.223 | 2762.796 | 0
2018-09-30 23:00 | 0 | 1018.2658 | 2350.209 | 0
2018-10-01 | 0 | 1203.126 | 2450.5496 | 0
2018-10-01 01:00 | 0 | 970.4943 | 2192.3987 | 0
2018-10-01 02:00 | 0 | 951.3545 | 2244.3062 | 0
2018-10-01 03:00 | 0 | 0 | 2420.4482 | 0
2018-10-01 04:00 | 0 | 0 | 2241.1543 | 0
2018-10-01 05:00 | 0 | 0 | 2081.2397 | 0
2018-10-01 06:00 | 0 | 0 | 2519.289 | 0
2018-10-01 07:00 | 0 | 0 | 2085.492 | 0
2018-10-01 08:00 | 0 | 0 | 2243.541 | 0
2018-10-01 09:00 | 0 | 0 | 2225.8147 | 0
2018-10-01 10:00 | 0 | 0 | 2316.6704 | 0
2018-10-01 11:00 | 0 | 0 | 2177.2495 | 0
2018-10-01 12:00 | 0 | 0 | 2257.5195 | 0
2018-10-01 13:00 | 0 | 0 | 2157.4155 | 0
2018-10-01 14:00 | 0 | 0 | 2405.5337 | 0
2018-10-01 15:00 | 0 | 0 | 2305.975 | 0
2018-10-01 16:00 | 0 | 0 | 2079.042 | 0
2018-10-01 17:00 | 0 | 0 | 2182.1187 | 0
2018-10-01 18:00 | 0 | 0 | 2614.4055 | 0
2018-10-01 19:00 | 0 | 0 | 2196.079 | 0
2018-10-01 20:00 | 0 | 0 | 2314.5947 | 0
2018-10-01 21:00 | 0 | 0 | 2577.339 | 6397.4353
2018-10-01 22:00 | 0 | 0 | 2258.7566 | 6704.4485
2018-10-01 23:00 | 0 | 0 | 2451.7764 | 7000.3813
2018-10-02 | 0 | 0 | 2554.731 | 7388.2668
2018-10-02 01:00 | 0 | 0 | 2454.4211 | 7810.88
2018-10-02 02:00 | 0 | 0 | 2523.0308 | 8112.7659
2018-10-02 03:00 | 0 | 0 | 2505.2478 | 8163.4671
2018-10-02 04:00 | 0 | 0 | 2329.5903 | 8251.4553
2018-10-02 05:00 | 0 | 0 | 2311.6553 | 8185.3246
2018-10-02 06:00 | 0 | 0 | 2285.1777 | 8042.7037
2018-10-02 07:00 | 0 | 0 | 2355.7368 | 7957.3545
2018-10-02 08:00 | 0 | 0 | 2309.2358 | 0
2018-10-02 09:00 | 0 | 0 | 2171.8594 | 0
2018-10-02 10:00 | 0 | 0 | 1893.9292 | 0
2018-10-02 11:00 | 0 | 0 | 2401.9185 | 0
2018-10-02 12:00 | 0 | 0 | 2439.1719 | 0
2018-10-02 13:00 | 0 | 0 | 1986.9075 | 0
2018-10-02 14:00 | 0 | 0 | 2201.972 | 0
2018-10-02 15:00 | 0 | 0 | 2174.9006 | 0
2018-10-02 16:00 | 0 | 0 | 2225.6597 | 0
2018-10-02 17:00 | 0 | 0 | 2052.8997 | 0
2018-10-02 18:00 | 0 | 0 | 2181.4714 | 0
2018-10-02 19:00 | 0 | 0 | 2325.1099 | 0
2018-10-02 20:00 | 0 | 0 | 2160.285 | 0
2018-10-02 21:00 | 0 | 0 | 2125.8838 | 0
2018-10-02 22:00 | 0 | 0 | 1924.5043 | 0
2018-10-02 23:00 | 0 | 0 | 1939.8289 | 0
2018-10-03 | 0 | 0 | 2197.9038 | 0
2018-10-03 01:00 | 0 | 0 | 2327.459 | 0
2018-10-03 02:00 | 0 | 0 | 2440.206 | 0
2018-10-03 03:00 | 0 | 0 | 1959.8103 | 0
2018-10-03 04:00 | 0 | 0 | 2404.2634 | 0
2018-10-03 05:00 | 0 | 0 | 2180.108 | 0
2018-10-03 06:00 | 0 | 0 | 2464.7314 | 0
2018-10-03 07:00 | 0 | 0 | 2033.347 | 0
2018-10-03 08:00 | 0 | 0 | 2036.0258 | 0
2018-10-03 09:00 | 0 | 0 | 1998.1445 | 0
2018-10-03 10:00 | 0 | 0 | 2024.0168 | 0
2018-10-03 11:00 | 0 | 0 | 2121.81 | 0
2018-10-03 12:00 | 0 | 0 | 2400.166 | 0
2018-10-03 13:00 | 0 | 0 | 2177.5867 | 0
2018-10-03 14:00 | 0 | 0 | 2153.0632 | 0
2018-10-03 15:00 | 0 | 0 | 1940.7821 | 0
2018-10-03 16:00 | 0 | 0 | 2158.4653 | 0
2018-10-03 17:00 | 0 | 0 | 2216.379 | 0
2018-10-03 18:00 | 0 | 0 | 2301.8467 | 0
2018-10-03 19:00 | 0 | 0 | 2073.441 | 0
2018-10-03 20:00 | 0 | 0 | 2638.9705 | 0
2018-10-03 21:00 | 0 | 0 | 2268.7188 | 0
2018-10-03 22:00 | 0 | 0 | 2238.5679 | 0
2018-10-03 23:00 | 0 | 0 | 2114.3374 | 0
2018-10-04 | 0 | 0 | 2410.0288 | 0
2018-10-04 01:00 | 0 | 0 | 2312.369 | 0
2018-10-04 02:00 | 0 | 0 | 2109.6377 | 0
2018-10-04 03:00 | 0 | 0 | 2140.4734 | 0
2018-10-04 04:00 | 0 | 0 | 2479.1274 | 0
2018-10-04 05:00 | 0 | 0 | 2420.8323 | 0
2018-10-04 06:00 | 0 | 0 | 2088.5493 | 0
2018-10-04 07:00 | 0 | 0 | 2117.8464 | 0
2018-10-04 08:00 | 0 | 0 | 2287.1182 | 0
2018-10-04 09:00 | 0 | 0 | 2277.313 | 0
2018-10-04 10:00 | 0 | 0 | 1981.0919 | 0
2018-10-04 11:00 | 0 | 0 | 2115.0603 | 0
2018-10-04 12:00 | 0 | 0 | 2072.8765 | 0
2018-10-04 13:00 | 0 | 0 | 2104.4844 | 0
2018-10-04 14:00 | 0 | 0 | 2031.0602 | 0
2018-10-04 15:00 | 0 | 0 | 2153.3672 | 0
2018-10-04 16:00 | 0 | 0 | 2308.5264 | 0
2018-10-04 17:00 | 0 | 0 | 2268.6172 | 0
2018-10-04 18:00 | 0 | 0 | 2494.94 | 0
2018-10-04 19:00 | 0 | 0 | 2467.8894 | 0
2018-10-04 20:00 | 0 | 0 | 2063.8066 | 0
2018-10-04 21:00 | 0 | 0 | 2220.7822 | 0
2018-10-04 22:00 | 0 | 0 | 2299.351 | 0
2018-10-04 23:00 | 0 | 0 | 2039.2483 | 0
2018-10-05 | 0 | 0 | 2268.6204 | 0
2018-10-05 01:00 | 0 | 0 | 2491.1455 | 0
2018-10-05 02:00 | 0 | 0 | 2113.3984 | 0
2018-10-05 03:00 | 0 | 0 | 2157.1616 | 0
2018-10-05 04:00 | 0 | 0 | 2158.5435 | 0
2018-10-05 05:00 | 0 | 0 | 2339.0378 | 0
2018-10-05 06:00 | 0 | 0 | 2107.27 | 0
2018-10-05 07:00 | 0 | 0 | 2034.7747 | 0
2018-10-05 08:00 | 0 | 1022.2849 | 2003.7997 | 0
2018-10-05 09:00 | 0 | 1108.2545 | 2324.3508 | 0
2018-10-05 10:00 | 0 | 1071.8362 | 2160.0303 | 0
2018-10-05 11:00 | 0 | 1124.3594 | 2069.464 | 0
2018-10-05 12:00 | 0 | 1136.5322 | 2022.2686 | 0
2018-10-05 13:00 | 0 | 1110.2887 | 2073.1296 | 0
2018-10-05 14:00 | 0 | 1223.904 | 2254.3052 | 6831.4646
2018-10-05 15:00 | 0 | 1213.9277 | 1972.8787 | 6658.7678
2018-10-05 16:00 | 0 | 1057.9299 | 1999.7075 | 6424.1002
2018-10-05 17:00 | 0 | 1054.302 | 1493.1644 | 6241.2875
2018-10-05 18:00 | 0 | 1080.2645 | 1169.3564 | 6159.6765
2018-10-05 19:00 | 0 | 1091.7473 | 1202.161 | 6085.8372
2018-10-05 20:00 | 0 | 1169.1052 | 1050.8486 | 5999.9546
2018-10-05 21:00 | 0 | 977.0073 | 1200.9333 | 5864.9585
2018-10-05 22:00 | 0 | 1215.2129 | 1145.8425 | 6116.6453
2018-10-05 23:00 | 0 | 1289.4624 | 994.199 | 0
2018-10-06 | 0 | 1075.0686 | 982.6957 | 0
2018-10-06 01:00 | 0 | 1162.6471 | 1265.752 | 0
2018-10-06 02:00 | 0 | 1083.9111 | 1310.0011 | 0
2018-10-06 03:00 | 0 | 1065.413 | 1160.4219 | 0
2018-10-06 04:00 | 0 | 1014.702 | 1112.8174 | 0
2018-10-06 05:00 | 0 | 1145.1155 | 1084.1028 | 0
2018-10-06 06:00 | 0 | 869.0709 | 1248.203 | 0
2018-10-06 07:00 | 0 | 1093.6086 | 1163.6807 | 0
2018-10-06 08:00 | 0 | 1007.0717 | 1033.174 | 0
2018-10-06 09:00 | 0 | 1296.5616 | 885.307 | 0
2018-10-06 10:00 | 0 | 1131.0714 | 1100.2236 | 0
2018-10-06 11:00 | 0 | 976.5433 | 1103.866 | 0
2018-10-06 12:00 | 0 | 1014.4775 | 1010.1111 | 0
2018-10-06 13:00 | 0 | 998.3562 | 1061.3303 | 0
2018-10-06 14:00 | 0 | 1005.9205 | 1279.0404 | 0
2018-10-06 15:00 | 0 | 953.0454 | 888.7932 | 0
2018-10-06 16:00 | 0 | 889.1793 | 1253.473 | 5952.394
2018-10-06 17:00 | 0 | 1225.4335 | 988.3485 | 5835.0237
2018-10-06 18:00 | 0 | 1150.2399 | 1008.2319 | 5779.1193
2018-10-06 19:00 | 0 | 1063.9368 | 1226.9165 | 5814.3007
2018-10-06 20:00 | 0 | 1252.634 | 1262.2499 | 5761.4001
2018-10-06 21:00 | 0 | 1241.3894 | 1169.5892 | 5711.594
2018-10-06 22:00 | 0 | 1013.1364 | 1042.9724 | 5990.0868
2018-10-06 23:00 | 0 | 1152.2499 | 0 | 6353.0229
2018-10-07 | 0 | 1244.5144 | 0 | 6803.685
2018-10-07 01:00 | 0 | 1208.5786 | 0 | 7231.5141
2018-10-07 02:00 | 0 | 1194.4064 | 0 | 7534.5909
2018-10-07 03:00 | 0 | 1076.7496 | 0 | 7651.3096
2018-10-07 04:00 | 0 | 1043.0254 | 0 | 0
2018-10-07 05:00 | 0 | 1016.1765 | 0 | 0
2018-10-07 06:00 | 0 | 1231.7228 | 0 | 0
2018-10-07 07:00 | 0 | 984.7187 | 0 | 0
2018-10-07 08:00 | 0 | 1192.8212 | 0 | 0
2018-10-07 09:00 | 0 | 1014.6346 | 0 | 0
2018-10-07 10:00 | 0 | 998.1145 | 0 | 0
2018-10-07 11:00 | 0 | 1095.3411 | 0 | 0
2018-10-07 12:00 | 0 | 1038.2883 | 0 | 0
2018-10-07 13:00 | 0 | 917.7993 | 0 | 0
2018-10-07 14:00 | 0 | 978.709 | 0 | 0
2018-10-07 15:00 | 0 | 1053.624 | 0 | 0
2018-10-07 16:00 | 0 | 1122.5422 | 0 | 0
2018-10-07 17:00 | 0 | 1054.6644 | 0 | 0
2018-10-07 18:00 | 0 | 985.8521 | 0 | 0
2018-10-07 19:00 | 0 | 1081.0276 | 0 | 0
2018-10-07 20:00 | 0 | 1036.4136 | 0 | 0
2018-10-07 21:00 | 0 | 1251.906 | 0 | 5926.6051
2018-10-07 22:00 | 0 | 1032.4502 | 0 | 6100.2387
2018-10-07 23:00 | 0 | 1129.8721 | 0 | 6456.9359
2018-10-08 | 0 | 1144.4099 | 0 | 6851.2123
2018-10-08 01:00 | 0 | 1221.2518 | 0 | 7275.3113
2018-10-08 02:00 | 0 | 1026.9751 | 0 | 7585.5569
2018-10-08 03:00 | 0 | 1123.1262 | 0 | 7770.7784
2018-10-08 04:00 | 0 | 976.95 | 0 | 7935.5034
2018-10-08 05:00 | 0 | 1147.6844 | 0 | 7882.1885
2018-10-08 06:00 | 0 | 955.4127 | 0 | 0
2018-10-08 07:00 | 0 | 1086.781 | 0 | 0
2018-10-08 08:00 | 0 | 982.6547 | 0 | 0
2018-10-08 09:00 | 0 | 1078.537 | 0 | 0
2018-10-08 10:00 | 0 | 963.8869 | 0 | 0
2018-10-08 11:00 | 0 | 1198.5059 | 0 | 0
2018-10-08 12:00 | 0 | 965.0449 | 0 | 0
2018-10-08 13:00 | 0 | 880.3542 | 0 | 0
2018-10-08 14:00 | 0 | 826.0068 | 0 | 0
2018-10-08 15:00 | 0 | 919.9871 | 0 | 0
2018-10-08 16:00 | 0 | 1237.0598 | 0 | 0
2018-10-08 17:00 | 0 | 949.4325 | 0 | 0
2018-10-08 18:00 | 0 | 887.8949 | 0 | 0
2018-10-08 19:00 | 0 | 1317.0045 | 0 | 0
2018-10-08 20:00 | 0 | 1212.9353 | 0 | 0
2018-10-08 21:00 | 0 | 1084.7745 | 0 | 0
2018-10-08 22:00 | 0 | 1161.9498 | 0 | 0
2018-10-08 23:00 | 0 | 1133.0474 | 0 | 0
2018-10-09 | 0 | 1012.9968 | 0 | 6827.3624
2018-10-09 01:00 | 0 | 1128.3188 | 0 | 7269.7649
2018-10-09 02:00 | 0 | 1206.7305 | 0 | 7566.6793
2018-10-09 03:00 | 0 | 1142.8958 | 0 | 7690.6548
2018-10-09 04:00 | 0 | 1120.0198 | 0 | 7853.127
2018-10-09 05:00 | 0 | 1092.161 | 0 | 7868.0213
2018-10-09 06:00 | 0 | 1226.732 | 0 | 7727.4804
2018-10-09 07:00 | 0 | 1130.0316 | 0 | 7642.1396
2018-10-09 08:00 | 0 | 872.9452 | 0 | 7474.4712
2018-10-09 09:00 | 0 | 999.7037 | 0 | 7270.9881
2018-10-09 10:00 | 0 | 979.3793 | 0 | 6878.9436
2018-10-09 11:00 | 0 | 1166.1093 | 0 | 0
2018-10-09 12:00 | 0 | 924.7961 | 0 | 0
2018-10-09 13:00 | 0 | 1146.0051 | 0 | 0
2018-10-09 14:00 | 0 | 1051.1011 | 0 | 0
2018-10-09 15:00 | 0 | 937.0039 | 0 | 0
2018-10-09 16:00 | 0 | 976.0508 | 0 | 0
2018-10-09 17:00 | 0 | 1083.5636 | 0 | 0
2018-10-09 18:00 | 0 | 1024.1012 | 0 | 0
2018-10-09 19:00 | 0 | 1014.7284 | 0 | 0
2018-10-09 20:00 | 0 | 1087.0176 | 0 | 5884.5931
2018-10-09 21:00 | 0 | 1058.3293 | 0 | 5654.9491
2018-10-09 22:00 | 0 | 958.5779 | 0 | 5950.4228
2018-10-09 23:00 | 0 | 1250.5349 | 0 | 6312.9508
2018-10-10 | 0 | 1051.6692 | 0 | 6767.7736
2018-10-10 01:00 | 0 | 1078.8474 | 0 | 7229.244
2018-10-10 02:00 | 0 | 1052.9761 | 0 | 7503.8767
2018-10-10 03:00 | 0 | 1231.7938 | 0 | 7656.4006
2018-10-10 04:00 | 0 | 936.1659 | 0 | 7819.336
2018-10-10 05:00 | 0 | 956.8126 | 0 | 0
2018-10-10 06:00 | 0 | 941.3496 | 0 | 0
2018-10-10 07:00 | 0 | 1015.7163 | 0 | 0
2018-10-10 08:00 | 0 | 1000.6902 | 0 | 0
2018-10-10 09:00 | 0 | 915.0175 | 0 | 0
2018-10-10 10:00 | 0 | 1213.2668 | 0 | 0
2018-10-10 11:00 | 0 | 959.1207 | 0 | 0
2018-10-10 12:00 | 0 | 929.2838 | 0 | 0
2018-10-10 13:00 | 0 | 1120.4567 | 0 | 0
2018-10-10 14:00 | 0 | 1358.0522 | 0 | 0
2018-10-10 15:00 | 0 | 1087.6941 | 0 | 0
2018-10-10 16:00 | 0 | 1196.276 | 0 | 0
2018-10-10 17:00 | 0 | 911.6512 | 0 | 0
2018-10-10 18:00 | 0 | 954.2078 | 0 | 0
2018-10-10 19:00 | 0 | 1037.9684 | 0 | 0
2018-10-10 20:00 | 0 | 1027.4452 | 0 | 0
2018-10-10 21:00 | 0 | 1274.349 | 0 | 0
2018-10-10 22:00 | 0 | 1305.2339 | 0 | 0
2018-10-10 23:00 | 0 | 1103.6038 | 0 | 0
2018-10-11 | 0 | 1082.564 | 0 | 0
2018-10-11 01:00 | 0 | 933.7134 | 0 | 0
2018-10-11 02:00 | 0 | 1068.4988 | 0 | 0
2018-10-11 03:00 | 0 | 1085.0623 | 0 | 0
2018-10-11 04:00 | 0 | 1252.1337 | 0 | 0
2018-10-11 05:00 | 0 | 1101.7526 | 0 | 0
2018-10-11 06:00 | 0 | 1074.6199 | 0 | 0
2018-10-11 07:00 | 0 | 993.0665 | 0 | 0
2018-10-11 08:00 | 0 | 1107.8407 | 0 | 0
2018-10-11 09:00 | 0 | 1183.9412 | 0 | 0
2018-10-11 10:00 | 0 | 1082.0938 | 0 | 0
2018-10-11 11:00 | 0 | 949.0967 | 0 | 0
2018-10-11 12:00 | 0 | 1052.1874 | 0 | 0
2018-10-11 13:00 | 0 | 1157.2937 | 0 | 0
2018-10-11 14:00 | 0 | 1044.0271 | 0 | 0
2018-10-11 15:00 | 0 | 1045.1019 | 0 | 0
2018-10-11 16:00 | 0 | 976.1166 | 0 | 0
2018-10-11 17:00 | 0 | 1192.7632 | 0 | 0
2018-10-11 18:00 | 0 | 1144.6643 | 0 | 0
2018-10-11 19:00 | 0 | 1317.3881 | 0 | 0
2018-10-11 20:00 | 0 | 1156.5032 | 0 | 0
2018-10-11 21:00 | 0 | 1229.4148 | 0 | 0
2018-10-11 22:00 | 0 | 1306.0171 | 0 | 0
2018-10-11 23:00 | 0 | 1035.9742 | 0 | 0
2018-10-12 | 0 | 1149.3942 | 0 | 0
2018-10-12 01:00 | 0 | 1098.4515 | 0 | 0
2018-10-12 02:00 | 0 | 1202.5198 | 0 | 0
2018-10-12 03:00 | 0 | 1029.6531 | 0 | 0
2018-10-12 04:00 | 0 | 1186.8525 | 0 | 0
2018-10-12 05:00 | 0 | 1223.7627 | 0 | 0
2018-10-12 06:00 | 0 | 1103.166 | 0 | 0
2018-10-12 07:00 | 0 | 1104.7087 | 0 | 0
2018-10-12 08:00 | 0 | 982.6876 | 0 | 0
2018-10-12 09:00 | 0 | 970.3529 | 0 | 0
2018-10-12 10:00 | 0 | 883.775 | 0 | 0
2018-10-12 11:00 | 0 | 1150.5774 | 0 | 0
2018-10-12 12:00 | 0 | 1106.0991 | 0 | 0
2018-10-12 13:00 | 0 | 1153.4001 | 0 | 0
2018-10-12 14:00 | 0 | 1078.7533 | 0 | 0
2018-10-12 15:00 | 0 | 1153.033 | 0 | 0
2018-10-12 16:00 | 0 | 1117.8026 | 0 | 0
2018-10-12 17:00 | 0 | 1007.1831 | 0 | 0
2018-10-12 18:00 | 0 | 1241.6719 | 0 | 0
2018-10-12 19:00 | 0 | 934.3964 | 0 | 0
2018-10-12 20:00 | 0 | 1194.6493 | 0 | 0
2018-10-12 21:00 | 0 | 966.2082 | 0 | 0
2018-10-12 22:00 | 0 | 1062.9612 | 0 | 0
2018-10-12 23:00 | 0 | 895.3807 | 0 | 0
2018-10-13 | 0 | 1116.5522 | 0 | 0
2018-10-13 01:00 | 0 | 347.3441 | 0 | 0
2018-10-13 02:00 | 0 | 0 | 0 | 0
2018-10-13 03:00 | 0 | 0 | 0 | 0
2018-10-13 04:00 | 0 | 0 | 0 | 0
2018-10-13 05:00 | 0 | 0 | 0 | 0
2018-10-13 06:00 | 0 | 0 | 0 | 0
2018-10-13 07:00 | 0 | 0 | 0 | 0
2018-10-13 08:00 | 0 | 0 | 0 | 0
2018-10-13 09:00 | 0 | 0 | 0 | 0
2018-10-13 10:00 | 0 | 0 | 0 | 0
2018-10-13 11:00 | 0 | 0 | 0 | 0
2018-10-13 12:00 | 0 | 0 | 0 | 0
2018-10-13 13:00 | 0 | 0 | 0 | 0
2018-10-13 14:00 | 0 | 0 | 0 | 6405.1132
2018-10-13 15:00 | 0 | 0 | 0 | 6118.8698
2018-10-13 16:00 | 0 | 0 | 0 | 5890.2303
2018-10-13 17:00 | 0 | 0 | 0 | 5745.5712
2018-10-13 18:00 | 0 | 0 | 0 | 5723.7812
2018-10-13 19:00 | 0 | 0 | 0 | 5702.269
2018-10-13 20:00 | 0 | 0 | 0 | 5602.9325
2018-10-13 21:00 | 0 | 0 | 0 | 5536.1497
2018-10-13 22:00 | 0 | 0 | 0 | 5894.016
2018-10-13 23:00 | 0 | 0 | 0 | 6258.2452
2018-10-14 | 0 | 0 | 0 | 6705.5055
2018-10-14 01:00 | 0 | 0 | 0 | 7184.7494
2018-10-14 02:00 | 0 | 0 | 0 | 0
2018-10-14 03:00 | 0 | 0 | 0 | 0
2018-10-14 04:00 | 0 | 0 | 0 | 0
2018-10-14 05:00 | 0 | 0 | 0 | 0
2018-10-14 06:00 | 0 | 0 | 0 | 7671.4061
2018-10-14 07:00 | 0 | 0 | 0 | 7638.7629
2018-10-14 08:00 | 0 | 0 | 0 | 7538.6574
2018-10-14 09:00 | 0 | 0 | 0 | 7347.6774
2018-10-14 10:00 | 0 | 0 | 0 | 6885.2073
2018-10-14 11:00 | 0 | 0 | 0 | 6754.2695
2018-10-14 12:00 | 0 | 0 | 0 | 6572.6851
2018-10-14 13:00 | 0 | 0 | 0 | 6587.3791
2018-10-14 14:00 | 0 | 0 | 0 | 6497.6777
2018-10-14 15:00 | 0 | 0 | 0 | 6330.0089
2018-10-14 16:00 | 0 | 0 | 0 | 6198.1343
2018-10-14 17:00 | 0 | 0 | 0 | 6061.2833
2018-10-14 18:00 | 0 | 0 | 0 | 6001.5962
2018-10-14 19:00 | 0 | 0 | 0 | 0
2018-10-14 20:00 | 0 | 0 | 0 | 0
2018-10-14 21:00 | 0 | 0 | 0 | 0
2018-10-14 22:00 | 0 | 0 | 0 | 0
2018-10-14 23:00 | 0 | 0 | 0 | 0
2018-10-15 | 0 | 0 | 0 | 0
2018-10-15 01:00 | 0 | 0 | 0 | 0
2018-10-15 02:00 | 0 | 0 | 0 | 0
2018-10-15 03:00 | 0 | 0 | 0 | 0
2018-10-15 04:00 | 0 | 0 | 0 | 0
2018-10-15 05:00 | 0 | 0 | 0 | 0
2018-10-15 06:00 | 0 | 0 | 0 | 0
2018-10-15 07:00 | 0 | 0 | 0 | 0
2018-10-15 08:00 | 0 | 0 | 0 | 0
2018-10-15 09:00 | 0 | 0 | 0 | 0
2018-10-15 10:00 | 0 | 0 | 0 | 0
2018-10-15 11:00 | 0 | 0 | 0 | 0
2018-10-15 12:00 | 0 | 0 | 0 | 6971.5795
2018-10-15 13:00 | 0 | 0 | 0 | 6854.1233
2018-10-15 14:00 | 0 | 0 | 0 | 6665.1232
2018-10-15 15:00 | 0 | 0 | 0 | 6484.7391
2018-10-15 16:00 | 0 | 0 | 0 | 6350.9865
2018-10-15 17:00 | 0 | 0 | 0 | 6276.4205
2018-10-15 18:00 | 0 | 0 | 0 | 6312.6828
2018-10-15 19:00 | 0 | 0 | 0 | 6226.5788
2018-10-15 20:00 | 0 | 0 | 0 | 6006.1978
2018-10-15 21:00 | 0 | 0 | 0 | 5784.837
2018-10-15 22:00 | 0 | 0 | 0 | 5965.465
2018-10-15 23:00 | 0 | 0 | 0 | 6271.8665
2018-10-16 | 0 | 0 | 0 | 6669.8611
2018-10-16 01:00 | 0 | 0 | 0 | 0
2018-10-16 02:00 | 0 | 0 | 0 | 0
2018-10-16 03:00 | 0 | 0 | 0 | 0
2018-10-16 04:00 | 0 | 0 | 0 | 0
2018-10-16 05:00 | 0 | 0 | 0 | 0
2018-10-16 06:00 | 0 | 0 | 0 | 0
2018-10-16 07:00 | 0 | 0 | 0 | 0
2018-10-16 08:00 | 0 | 0 | 0 | 0
2018-10-16 09:00 | 0 | 0 | 0 | 0
2018-10-16 10:00 | 0 | 0 | 0 | 0
2018-10-16 11:00 | 0 | 0 | 0 | 0
2018-10-16 12:00 | 0 | 0 | 0 | 6807.2959
2018-10-16 13:00 | 0 | 0 | 0 | 6707.062
2018-10-16 14:00 | 0 | 0 | 0 | 6564.9224
2018-10-16 15:00 | 0 | 0 | 0 | 6389.4334
2018-10-16 16:00 | 0 | 0 | 0 | 6208.0422
2018-10-16 17:00 | 0 | 0 | 0 | 6069.4762
2018-10-16 18:00 | 0 | 0 | 0 | 6009.6798
2018-10-16 19:00 | 0 | 0 | 0 | 5902.5719
2018-10-16 20:00 | 0 | 0 | 0 | 5786.7437
2018-10-16 21:00 | 0 | 0 | 0 | 5707.1263
2018-10-16 22:00 | 0 | 0 | 0 | 5953.7742
2018-10-16 23:00 | 0 | 0 | 0 | 0
2018-10-17 | 0 | 0 | 0 | 0
2018-10-17 01:00 | 0 | 0 | 0 | 0
2018-10-17 02:00 | 0 | 0 | 0 | 0
2018-10-17 03:00 | 0 | 0 | 0 | 0
2018-10-17 04:00 | 0 | 0 | 0 | 0
2018-10-17 05:00 | 0 | 0 | 0 | 0
2018-10-17 06:00 | 0 | 0 | 0 | 0
2018-10-17 07:00 | 0 | 0 | 0 | 0
2018-10-17 08:00 | 0 | 0 | 0 | 0
2018-10-17 09:00 | 0 | 0 | 0 | 0
2018-10-17 10:00 | 0 | 0 | 0 | 0
2018-10-17 11:00 | 0 | 0 | 0 | 0
2018-10-17 12:00 | 0 | 0 | 0 | 0
2018-10-17 13:00 | 0 | 0 | 0 | 0
2018-10-17 14:00 | 0 | 0 | 0 | 0
2018-10-17 15:00 | 0 | 0 | 0 | 0
2018-10-17 16:00 | 0 | 0 | 0 | 0
2018-10-17 17:00 | 0 | 0 | 0 | 0
2018-10-17 18:00 | 0 | 0 | 0 | 0
2018-10-17 19:00 | 0 | 0 | 0 | 0
2018-10-17 20:00 | 0 | 0 | 0 | 0
2018-10-17 21:00 | 0 | 0 | 0 | 0
2018-10-17 22:00 | 0 | 0 | 0 | 0
2018-10-17 23:00 | 0 | 0 | 0 | 0
2018-10-18 | 0 | 0 | 0 | 0
2018-10-18 01:00 | 0 | 0 | 0 | 0
2018-10-18 02:00 | 0 | 0 | 0 | 0
2018-10-18 03:00 | 0 | 0 | 0 | 0
2018-10-18 04:00 | 0 | 0 | 0 | 0
2018-10-18 05:00 | 0 | 0 | 0 | 0
2018-10-18 06:00 | 0 | 0 | 0 | 0
2018-10-18 07:00 | 0 | 0 | 0 | 0
2018-10-18 08:00 | 0 | 0 | 0 | 0
2018-10-18 09:00 | 0 | 0 | 0 | 0
2018-10-18 10:00 | 0 | 0 | 0 | 0
2018-10-18 11:00 | 0 | 0 | 0 | 0
2018-10-18 12:00 | 0 | 0 | 0 | 0
2018-10-18 13:00 | 0 | 0 | 0 | 0
2018-10-18 14:00 | 0 | 0 | 0 | 0
2018-10-18 15:00 | 0 | 0 | 0 | 0
2018-10-18 16:00 | 0 | 0 | 0 | 0
2018-10-18 17:00 | 0 | 0 | 0 | 0
2018-10-18 18:00 | 0 | 0 | 0 | 0
2018-10-18 19:00 | 0 | 0 | 0 | 0
2018-10-18 20:00 | 0 | 0 | 0 | 0
2018-10-18 21:00 | 0 | 0 | 0 | 0
2018-10-18 22:00 | 0 | 0 | 0 | 0
2018-10-18 23:00 | 0 | 0 | 0 | 0
2018-10-19 | 0 | 0 | 862.7252 | 0
2018-10-19 01:00 | 0 | 0 | 1232.7988 | 0
2018-10-19 02:00 | 0 | 0 | 1152.4376 | 0
2018-10-19 03:00 | 0 | 0 | 1086.9839 | 0
2018-10-19 04:00 | 0 | 0 | 1434.8558 | 0
2018-10-19 05:00 | 0 | 0 | 1225.377 | 0
2018-10-19 06:00 | 0 | 0 | 882.7324 | 0
2018-10-19 07:00 | 0 | 0 | 1282.9761 | 0
2018-10-19 08:00 | 0 | 0 | 998.535 | 0
2018-10-19 09:00 | 0 | 0 | 1184.2491 | 0
2018-10-19 10:00 | 0 | 0 | 1088.5137 | 0
2018-10-19 11:00 | 0 | 0 | 873.6633 | 0
2018-10-19 12:00 | 0 | 0 | 872.0826 | 0
2018-10-19 13:00 | 0 | 0 | 1143.3762 | 0
2018-10-19 14:00 | 0 | 0 | 979.7769 | 0
2018-10-19 15:00 | 0 | 0 | 1042.7859 | 0
2018-10-19 16:00 | 0 | 0 | 1124.302 | 0
2018-10-19 17:00 | 0 | 0 | 839.0721 | 0
2018-10-19 18:00 | 0 | 0 | 900.1916 | 0
2018-10-19 19:00 | 0 | 0 | 1106.5854 | 0
2018-10-19 20:00 | 0 | 0 | 1095.3301 | 0
2018-10-19 21:00 | 0 | 0 | 1148.8666 | 0
2018-10-19 22:00 | 0 | 0 | 1151.3403 | 0
2018-10-19 23:00 | 0 | 0 | 1203.3722 | 0
2018-10-20 | 0 | 0 | 1301.7207 | 0
2018-10-20 01:00 | 0 | 0 | 1205.7559 | 0
2018-10-20 02:00 | 0 | 0 | 1209.4934 | 0
2018-10-20 03:00 | 0 | 0 | 1239.8508 | 0
2018-10-20 04:00 | 0 | 0 | 1261.3884 | 0
2018-10-20 05:00 | 0 | 0 | 1269.2262 | 0
2018-10-20 06:00 | 0 | 0 | 1134.4929 | 0
2018-10-20 07:00 | 0 | 0 | 1118.3578 | 0
2018-10-20 08:00 | 0 | 0 | 1035.2548 | 0
2018-10-20 09:00 | 0 | 0 | 1105.7054 | 0
2018-10-20 10:00 | 0 | 0 | 1029.9806 | 0
2018-10-20 11:00 | 0 | 0 | 1093.7299 | 0
2018-10-20 12:00 | 0 | 0 | 1033.1926 | 0
2018-10-20 13:00 | 0 | 0 | 982.4453 | 0
2018-10-20 14:00 | 0 | 0 | 1108.6031 | 0
2018-10-20 15:00 | 0 | 0 | 1127.022 | 0
2018-10-20 16:00 | 0 | 0 | 968.182 | 0
2018-10-20 17:00 | 0 | 0 | 1276.8821 | 0
2018-10-20 18:00 | 0 | 0 | 1143.2238 | 0
2018-10-20 19:00 | 0 | 0 | 1148.7029 | 0
2018-10-20 20:00 | 0 | 0 | 1052.2993 | 0
2018-10-20 21:00 | 0 | 0 | 938.0958 | 0
2018-10-20 22:00 | 0 | 0 | 1280.9504 | 0
2018-10-20 23:00 | 0 | 0 | 1166.8279 | 0
2018-10-21 | 0 | 0 | 1031.444 | 0
2018-10-21 01:00 | 0 | 0 | 977.8511 | 0
2018-10-21 02:00 | 0 | 0 | 995.8058 | 0
2018-10-21 03:00 | 0 | 0 | 1043.4813 | 7823.9332
2018-10-21 04:00 | 0 | 0 | 1376.4187 | 7913.0231
2018-10-21 05:00 | 0 | 0 | 1176.9535 | 7917.6842
2018-10-21 06:00 | 0 | 0 | 956.8786 | 7825.6917
2018-10-21 07:00 | 0 | 0 | 1114.3563 | 7753.7239
2018-10-21 08:00 | 0 | 0 | 1131.0005 | 7632.6396
2018-10-21 09:00 | 0 | 0 | 1277.1261 | 7454.4338
2018-10-21 10:00 | 0 | 0 | 1214.5635 | 6948.1575
2018-10-21 11:00 | 0 | 0 | 1032.4608 | 6830.6643
2018-10-21 12:00 | 0 | 0 | 947.8303 | 6707.3526
2018-10-21 13:00 | 0 | 0 | 1087.1382 | 6604.1845
2018-10-21 14:00 | 0 | 0 | 963.2449 | 6436.1508
2018-10-21 15:00 | 0 | 0 | 1036.2253 | 6199.292
2018-10-21 16:00 | 0 | 0 | 1064.9707 | 0
2018-10-21 17:00 | 0 | 0 | 1250.4097 | 0
2018-10-21 18:00 | 0 | 0 | 1201.4067 | 0
2018-10-21 19:00 | 0 | 0 | 1011.0807 | 0
2018-10-21 20:00 | 0 | 0 | 1308.6023 | 0
2018-10-21 21:00 | 0 | 0 | 1156.564 | 0
2018-10-21 22:00 | 0 | 0 | 1191.8184 | 0
2018-10-21 23:00 | 0 | 0 | 1120.9427 | 0
2018-10-22 | 0 | 0 | 1015.4072 | 0
2018-10-22 01:00 | 0 | 0 | 1103.4927 | 0
2018-10-22 02:00 | 0 | 0 | 1033.2905 | 0
2018-10-22 03:00 | 0 | 0 | 936.0486 | 0
2018-10-22 04:00 | 0 | 0 | 1054.0104 | 0
2018-10-22 05:00 | 0 | 0 | 992.4471 | 0
2018-10-22 06:00 | 0 | 0 | 1114.9629 | 0
2018-10-22 07:00 | 0 | 0 | 993.1331 | 0
2018-10-22 08:00 | 0 | 0 | 925.6971 | 0
2018-10-22 09:00 | 0 | 0 | 944.9731 | 0
2018-10-22 10:00 | 0 | 0 | 1116.404 | 0
2018-10-22 11:00 | 0 | 0 | 1038.0137 | 0
2018-10-22 12:00 | 0 | 0 | 1049.5874 | 0
2018-10-22 13:00 | 0 | 0 | 1157.3527 | 0
2018-10-22 14:00 | 0 | 0 | 1125.9236 | 0
2018-10-22 15:00 | 0 | 0 | 1023.3118 | 0
2018-10-22 16:00 | 0 | 0 | 1052.8411 | 0
2018-10-22 17:00 | 0 | 0 | 832.2368 | 0
2018-10-22 18:00 | 0 | 0 | 1244.7318 | 0
2018-10-22 19:00 | 0 | 0 | 1367.7971 | 0
2018-10-22 20:00 | 0 | 0 | 1201.2562 | 0
2018-10-22 21:00 | 0 | 0 | 1276.9595 | 0
2018-10-22 22:00 | 0 | 0 | 1259.108 | 0
2018-10-22 23:00 | 0 | 0 | 1138.9811 | 0
2018-10-23 | 0 | 0 | 1112.5677 | 0
2018-10-23 01:00 | 0 | 0 | 1119.7837 | 0
2018-10-23 02:00 | 0 | 0 | 1129.5146 | 0
2018-10-23 03:00 | 0 | 0 | 1091.9277 | 0
2018-10-23 04:00 | 0 | 0 | 1157.973 | 0
2018-10-23 05:00 | 0 | 0 | 1140.4333 | 0
2018-10-23 06:00 | 0 | 0 | 1355.2837 | 0
2018-10-23 07:00 | 0 | 0 | 1237.3088 | 0
2018-10-23 08:00 | 0 | 0 | 957.9008 | 0
2018-10-23 09:00 | 0 | 0 | 1113.0632 | 0
2018-10-23 10:00 | 0 | 0 | 952.8299 | 0
2018-10-23 11:00 | 0 | 0 | 1107.9197 | 0
2018-10-23 12:00 | 0 | 0 | 1308.6511 | 0
2018-10-23 13:00 | 0 | 0 | 1014.8328 | 0
2018-10-23 14:00 | 0 | 0 | 989.6693 | 0
2018-10-23 15:00 | 0 | 0 | 967.9465 | 0
2018-10-23 16:00 | 0 | 0 | 1082.1223 | 0
2018-10-23 17:00 | 0 | 0 | 1050.3657 | 0
2018-10-23 18:00 | 0 | 0 | 956.6657 | 0
2018-10-23 19:00 | 0 | 0 | 1223.983 | 0
2018-10-23 20:00 | 0 | 0 | 1134.7317 | 0
2018-10-23 21:00 | 0 | 0 | 1005.4565 | 5739.1366
2018-10-23 22:00 | 0 | 0 | 1105.2415 | 6048.2454
2018-10-23 23:00 | 0 | 0 | 1099.7217 | 6488.0948
2018-10-24 | 0 | 0 | 1054.4255 | 6938.6467
2018-10-24 01:00 | 0 | 0 | 1060.0319 | 7392.8953
2018-10-24 02:00 | 0 | 0 | 1187.8821 | 7676.5267
2018-10-24 03:00 | 0 | 0 | 1024.4938 | 7785.3145
2018-10-24 04:00 | 0 | 0 | 1109.1542 | 7970.052
2018-10-24 05:00 | 0 | 0 | 1062.0059 | 7996.3286
2018-10-24 06:00 | 0 | 0 | 1023.6921 | 7869.7979
2018-10-24 07:00 | 0 | 0 | 1110.6394 | 7796.0566
2018-10-24 08:00 | 0 | 0 | 1166.6211 | 0
2018-10-24 09:00 | 0 | 0 | 1059.8331 | 0
2018-10-24 10:00 | 0 | 0 | 1166.4023 | 0
2018-10-24 11:00 | 0 | 0 | 897.5502 | 0
2018-10-24 12:00 | 0 | 0 | 1073.4908 | 0
2018-10-24 13:00 | 0 | 0 | 1051.7095 | 0
2018-10-24 14:00 | 0 | 0 | 911.2086 | 0
2018-10-24 15:00 | 0 | 0 | 1056.9467 | 0
2018-10-24 16:00 | 0 | 0 | 1205.1469 | 0
2018-10-24 17:00 | 0 | 0 | 1190.6943 | 0
2018-10-24 18:00 | 0 | 0 | 1001.9841 | 0
2018-10-24 19:00 | 0 | 0 | 1038.1793 | 0
2018-10-24 20:00 | 0 | 0 | 1236.6956 | 0
2018-10-24 21:00 | 0 | 0 | 1221.1185 | 0
2018-10-24 22:00 | 0 | 0 | 1139.5703 | 0
2018-10-24 23:00 | 0 | 0 | 1125.6866 | 0
2018-10-25 | 0 | 0 | 973.5367 | 0
2018-10-25 01:00 | 0 | 0 | 1259.6809 | 0
2018-10-25 02:00 | 0 | 0 | 1052.0555 | 0
2018-10-25 03:00 | 0 | 0 | 984.8984 | 0
2018-10-25 04:00 | 0 | 0 | 1286.6937 | 0
2018-10-25 05:00 | 0 | 0 | 1046.2708 | 0
2018-10-25 06:00 | 0 | 0 | 1134.9143 | 0
2018-10-25 07:00 | 0 | 0 | 1305.4419 | 0
2018-10-25 08:00 | 0 | 0 | 979.1331 | 0
2018-10-25 09:00 | 0 | 0 | 1212.9426 | 0
2018-10-25 10:00 | 0 | 0 | 1019.2633 | 0
2018-10-25 11:00 | 0 | 0 | 1077.8799 | 0
2018-10-25 12:00 | 0 | 0 | 1211.5773 | 0
2018-10-25 13:00 | 0 | 0 | 1042.656 | 0
2018-10-25 14:00 | 0 | 0 | 1082.791 | 0
2018-10-25 15:00 | 0 | 0 | 1062.98 | 0
2018-10-25 16:00 | 0 | 0 | 1220.7637 | 0
2018-10-25 17:00 | 0 | 0 | 1122.2633 | 0
2018-10-25 18:00 | 0 | 0 | 869.259 | 0
2018-10-25 19:00 | 0 | 0 | 1047.8884 | 0
2018-10-25 20:00 | 0 | 0 | 928.2742 | 0
2018-10-25 21:00 | 0 | 0 | 1077.8848 | 0
2018-10-25 22:00 | 0 | 0 | 1177.4785 | 0
2018-10-25 23:00 | 0 | 0 | 954.3248 | 0
2018-10-26 | 0 | 0 | 1000.4135 | 0
2018-10-26 01:00 | 0 | 0 | 1340.4243 | 0
2018-10-26 02:00 | 0 | 0 | 1289.2765 | 0
2018-10-26 03:00 | 0 | 0 | 1102.1199 | 0
2018-10-26 04:00 | 0 | 0 | 1193.2339 | 0
2018-10-26 05:00 | 0 | 0 | 1050.6938 | 0
2018-10-26 06:00 | 0 | 0 | 1212.0083 | 0
2018-10-26 07:00 | 0 | 0 | 1137.6812 | 0
2018-10-26 08:00 | 0 | 0 | 900.4601 | 0
2018-10-26 09:00 | 0 | 0 | 972.8339 | 0
2018-10-26 10:00 | 0 | 0 | 1010.0522 | 0
2018-10-26 11:00 | 0 | 0 | 1211.8394 | 0
2018-10-26 12:00 | 0 | 0 | 866.102 | 0
2018-10-26 13:00 | 0 | 0 | 1125.8838 | 0
2018-10-26 14:00 | 0 | 0 | 1064.299 | 0
2018-10-26 15:00 | 0 | 0 | 1106.0608 | 0
2018-10-26 16:00 | 0 | 0 | 1118.9869 | 0
2018-10-26 17:00 | 0 | 0 | 990.6647 | 0
2018-10-26 18:00 | 0 | 0 | 1122.0522 | 0
2018-10-26 19:00 | 0 | 0 | 1160.6357 | 0
2018-10-26 20:00 | 0 | 0 | 1101.2588 | 0
2018-10-26 21:00 | 0 | 0 | 1135.4441 | 0
2018-10-26 22:00 | 0 | 0 | 1170.178 | 0
2018-10-26 23:00 | 0 | 0 | 1009.0631 | 0
2018-10-27 | 0 | 0 | 974.3519 | 0
2018-10-27 01:00 | 0 | 0 | 1085.0469 | 0
2018-10-27 02:00 | 0 | 0 | 844.7536 | 0
2018-10-27 03:00 | 0 | 0 | 1274.0374 | 0
2018-10-27 04:00 | 0 | 0 | 954.6812 | 0
2018-10-27 05:00 | 0 | 0 | 1153.0432 | 0
2018-10-27 06:00 | 0 | 0 | 1227.3722 | 0
2018-10-27 07:00 | 0 | 0 | 1154.9664 | 0
2018-10-27 08:00 | 0 | 0 | 1047.4508 | 0
2018-10-27 09:00 | 0 | 0 | 1148.5298 | 0
2018-10-27 10:00 | 0 | 0 | 1209.5912 | 0
2018-10-27 11:00 | 0 | 0 | 891.7261 | 0
2018-10-27 12:00 | 0 | 0 | 934.7953 | 0
2018-10-27 13:00 | 0 | 0 | 976.7796 | 0
2018-10-27 14:00 | 0 | 0 | 1042.109 | 0
2018-10-27 15:00 | 0 | 0 | 1247.4877 | 0
2018-10-27 16:00 | 0 | 0 | 1125.2858 | 0
2018-10-27 17:00 | 0 | 0 | 1185.6489 | 0
2018-10-27 18:00 | 0 | 0 | 1173.6665 | 0
2018-10-27 19:00 | 0 | 0 | 863.3336 | 0
2018-10-27 20:00 | 0 | 0 | 1035.1162 | 0
2018-10-27 21:00 | 0 | 0 | 1236.4167 | 0
2018-10-27 22:00 | 0 | 0 | 1197.7346 | 0
2018-10-27 23:00 | 0 | 0 | 1121.7726 | 0
2018-10-28 | 0 | 0 | 1168.3679 | 0
2018-10-28 01:00 | 0 | 0 | 0 | 7257.7949
2018-10-28 02:00 | 0 | 0 | 0 | 7547.6045
2018-10-28 03:00 | 0 | 0 | 0 | 7659.6536
2018-10-28 04:00 | 0 | 0 | 0 | 7805.124
2018-10-28 05:00 | 0 | 0 | 0 | 7808.0929
2018-10-28 06:00 | 0 | 0 | 0 | 7681.6152
2018-10-28 07:00 | 0 | 0 | 0 | 7592.6548
2018-10-28 08:00 | 0 | 0 | 0 | 7475.185
2018-10-28 09:00 | 0 | 0 | 0 | 7316.2387
2018-10-28 10:00 | 0 | 0 | 0 | 6862.3482
2018-10-28 11:00 | 0 | 0 | 0 | 6685.0112
2018-10-28 12:00 | 0 | 0 | 0 | 0
2018-10-28 13:00 | 0 | 0 | 0 | 0
2018-10-28 14:00 | 0 | 0 | 0 | 0
2018-10-28 15:00 | 0 | 0 | 0 | 0
2018-10-28 16:00 | 0 | 0 | 0 | 0
2018-10-28 17:00 | 0 | 0 | 0 | 0
2018-10-28 18:00 | 0 | 0 | 0 | 0
2018-10-28 19:00 | 0 | 0 | 0 | 0
2018-10-28 20:00 | 0 | 0 | 0 | 0
2018-10-28 21:00 | 0 | 0 | 0 | 0
2018-10-28 22:00 | 0 | 0 | 0 | 0
2018-10-28 23:00 | 0 | 0 | 0 | 0
2018-10-29 | 0 | 0 | 0 | 0
2018-10-29 01:00 | 0 | 0 | 0 | 0
2018-10-29 02:00 | 0 | 0 | 0 | 0
2018-10-29 03:00 | 0 | 0 | 0 | 0
2018-10-29 04:00 | 0 | 0 | 0 | 0
2018-10-29 05:00 | 0 | 0 | 0 | 0
2018-10-29 06:00 | 0 | 0 | 0 | 0
2018-10-29 07:00 | 0 | 0 | 0 | 0
2018-10-29 08:00 | 0 | 0 | 0 | 0
2018-10-29 09:00 | 0 | 0 | 0 | 0
2018-10-29 10:00 | 0 | 0 | 0 | 0
2018-10-29 11:00 | 0 | 0 | 0 | 0
2018-10-29 12:00 | 0 | 0 | 0 | 0
2018-10-29 13:00 | 0 | 0 | 0 | 0
2018-10-29 14:00 | 0 | 0 | 0 | 0
2018-10-29 15:00 | 0 | 0 | 0 | 0
2018-10-29 16:00 | 0 | 0 | 0 | 0
2018-10-29 17:00 | 0 | 0 | 0 | 0
2018-10-29 18:00 | 0 | 0 | 0 | 0
2018-10-29 19:00 | 0 | 0 | 0 | 0
2018-10-29 20:00 | 0 | 0 | 0 | 0
2018-10-29 21:00 | 0 | 0 | 0 | 0
2018-10-29 22:00 | 0 | 0 | 0 | 0
2018-10-29 23:00 | 0 | 0 | 0 | 0
2018-10-30 | 0 | 0 | 0 | 0
2018-10-30 01:00 | 0 | 0 | 0 | 0
2018-10-30 02:00 | 0 | 0 | 0 | 7779.3103
2018-10-30 03:00 | 0 | 0 | 0 | 7957.9101
2018-10-30 04:00 | 0 | 0 | 0 | 8110.3584
2018-10-30 05:00 | 0 | 0 | 0 | 8091.1049
2018-10-30 06:00 | 0 | 0 | 0 | 7999.9232
2018-10-30 07:00 | 0 | 0 | 0 | 7933.3493
2018-10-30 08:00 | 0 | 0 | 0 | 7733.6465
2018-10-30 09:00 | 0 | 0 | 0 | 7587.7344
2018-10-30 10:00 | 0 | 0 | 0 | 7161.5868
2018-10-30 11:00 | 0 | 0 | 0 | 6886.6273
2018-10-30 12:00 | 0 | 0 | 0 | 0
2018-10-30 13:00 | 0 | 0 | 0 | 0
2018-10-30 14:00 | 0 | 0 | 0 | 0
2018-10-30 15:00 | 0 | 0 | 0 | 0
2018-10-30 16:00 | 0 | 0 | 0 | 0
2018-10-30 17:00 | 0 | 0 | 0 | 0
2018-10-30 18:00 | 0 | 0 | 0 | 0
2018-10-30 19:00 | 0 | 0 | 0 | 0
2018-10-30 20:00 | 0 | 0 | 0 | 0
2018-10-30 21:00 | 0 | 0 | 0 | 0
2018-10-30 22:00 | 0 | 0 | 0 | 0
2018-10-30 23:00 | 0 | 0 | 0 | 0
2018-10-31 | 0 | 0 | 0 | 0
2018-10-31 01:00 | 0 | 0 | 0 | 0
2018-10-31 02:00 | 0 | 0 | 0 | 0
2018-10-31 03:00 | 0 | 0 | 0 | 0
2018-10-31 04:00 | 0 | 0 | 0 | 0
2018-10-31 05:00 | 0 | 0 | 0 | 0
2018-10-31 06:00 | 0 | 0 | 0 | 0
2018-10-31 07:00 | 0 | 0 | 0 | 0
2018-10-31 08:00 | 0 | 0 | 0 | 0
2018-10-31 09:00 | 0 | 0 | 0 | 0
2018-10-31 10:00 | 0 | 0 | 0 | 0
2018-10-31 11:00 | 0 | 0 | 0 | 0
2018-10-31 12:00 | 0 | 0 | 0 | 0
2018-10-31 13:00 | 0 | 0 | 0 | 0
2018-10-31 14:00 | 0 | 0 | 0 | 0
2018-10-31 15:00 | 0 | 0 | 0 | 0
2018-10-31 16:00 | 0 | 0 | 0 | 0
2018-10-31 17:00 | 0 | 0 | 0 | 0
2018-10-31 18:00 | 0 | 0 | 0 | 0
2018-10-31 19:00 | 0 | 0 | 0 | 0
2018-10-31 20:00 | 0 | 0 | 0 | 0
2018-10-31 21:00 | 0 | 0 | 0 | 0
2018-10-31 22:00 | 0 | 0 | 0 | 0
2018-10-31 23:00 | 0 | 0 | 0 | 0
2018-11-01 | 0 | 0 | 0 | 6720.7607
2018-11-01 01:00 | 0 | 0 | 0 | 7230.0723
2018-11-01 02:00 | 0 | 0 | 0 | 7576.7559
2018-11-01 03:00 | 0 | 0 | 0 | 7738.8091
2018-11-01 04:00 | 0 | 0 | 0 | 7961.2065
2018-11-01 05:00 | 0 | 0 | 0 | 8002.8716
2018-11-01 06:00 | 0 | 0 | 0 | 7938.3868
2018-11-01 07:00 | 0 | 0 | 0 | 7918.5545
2018-11-01 08:00 | 0 | 0 | 0 | 0
2018-11-01 09:00 | 0 | 0 | 0 | 0
2018-11-01 10:00 | 0 | 0 | 0 | 0
2018-11-01 11:00 | 0 | 0 | 0 | 0
2018-11-01 12:00 | 0 | 0 | 0 | 0
2018-11-01 13:00 | 0 | 0 | 0 | 0
2018-11-01 14:00 | 0 | 0 | 0 | 0
2018-11-01 15:00 | 0 | 0 | 0 | 0
2018-11-01 16:00 | 0 | 0 | 0 | 0
2018-11-01 17:00 | 0 | 0 | 0 | 0
2018-11-01 18:00 | 0 | 0 | 0 | 0
2018-11-01 19:00 | 0 | 0 | 0 | 0
2018-11-01 20:00 | 0 | 0 | 0 | 0
2018-11-01 21:00 | 0 | 0 | 0 | 0
2018-11-01 22:00 | 0 | 0 | 0 | 0
2018-11-01 23:00 | 0 | 0 | 0 | 6342.5196
2018-11-02 | 0 | 0 | 0 | 6758.3086
2018-11-02 01:00 | 0 | 0 | 0 | 7242.4105
2018-11-02 02:00 | 0 | 0 | 0 | 7552.3571
2018-11-02 03:00 | 0 | 0 | 0 | 7679.0466
2018-11-02 04:00 | 0 | 0 | 0 | 7877.1767
2018-11-02 05:00 | 0 | 0 | 0 | 7922.866
2018-11-02 06:00 | 0 | 0 | 0 | 7827.7506
2018-11-02 07:00 | 0 | 0 | 0 | 7804.9688
2018-11-02 08:00 | 0 | 0 | 0 | 7632.163
2018-11-02 09:00 | 0 | 0 | 0 | 7533.2723
2018-11-02 10:00 | 0 | 0 | 0 | 7103.0017
2018-11-02 11:00 | 0 | 0 | 0 | 6850.1306
2018-11-02 12:00 | 0 | 0 | 0 | 0
2018-11-02 13:00 | 0 | 0 | 0 | 0
2018-11-02 14:00 | 0 | 0 | 0 | 6894.5338
2018-11-02 15:00 | 0 | 0 | 0 | 6817.3444
2018-11-02 16:00 | 0 | 0 | 0 | 6608.773
2018-11-02 17:00 | 0 | 0 | 0 | 6496.6565
2018-11-02 18:00 | 0 | 0 | 0 | 6424.0443
2018-11-02 19:00 | 0 | 0 | 0 | 6231.4864
2018-11-02 20:00 | 0 | 0 | 0 | 5904.2863
2018-11-02 21:00 | 0 | 0 | 0 | 5899.9195
2018-11-02 22:00 | 0 | 0 | 0 | 6123.9286
2018-11-02 23:00 | 0 | 0 | 0 | 6446.5487
2018-11-03 | 0 | 0 | 0 | 6828.9258
2018-11-03 01:00 | 0 | 0 | 0 | 7264.7793
2018-11-03 02:00 | 0 | 0 | 0 | 0
2018-11-03 03:00 | 0 | 0 | 0 | 7623.4629
2018-11-03 04:00 | 0 | 0 | 0 | 7793.8516
2018-11-03 05:00 | 0 | 0 | 0 | 7842.0303
2018-11-03 06:00 | 0 | 0 | 0 | 7739.4146
2018-11-03 07:00 | 0 | 0 | 0 | 7686.5819
2018-11-03 08:00 | 0 | 0 | 0 | 7532.8231
2018-11-03 09:00 | 0 | 0 | 0 | 7395.5806
2018-11-03 10:00 | 0 | 0 | 0 | 7008.958
2018-11-03 11:00 | 0 | 0 | 0 | 6800.8609
2018-11-03 12:00 | 0 | 0 | 0 | 0
2018-11-03 13:00 | 0 | 0 | 0 | 0
2018-11-03 14:00 | 0 | 0 | 0 | 0
2018-11-03 15:00 | 0 | 0 | 0 | 0
2018-11-03 16:00 | 0 | 0 | 0 | 0
2018-11-03 17:00 | 0 | 0 | 0 | 0
2018-11-03 18:00 | 0 | 0 | 0 | 0
2018-11-03 19:00 | 0 | 0 | 0 | 0
2018-11-03 20:00 | 0 | 0 | 0 | 0
2018-11-03 21:00 | 0 | 0 | 0 | 0
2018-11-03 22:00 | 0 | 0 | 0 | 0
2018-11-03 23:00 | 0 | 0 | 0 | 0
2018-11-04 | 0 | 0 | 0 | 0
2018-11-04 01:00 | 0 | 0 | 0 | 0
2018-11-04 02:00 | 0 | 0 | 0 | 0
2018-11-04 03:00 | 0 | 0 | 0 | 0
2018-11-04 04:00 | 0 | 0 | 0 | 0
2018-11-04 05:00 | 0 | 0 | 0 | 7905.3222
2018-11-04 06:00 | 0 | 0 | 0 | 7925.6355
2018-11-04 07:00 | 0 | 0 | 0 | 7876.66
2018-11-04 08:00 | 0 | 0 | 0 | 7746.8779
2018-11-04 09:00 | 0 | 0 | 0 | 7553.6453
2018-11-04 10:00 | 0 | 0 | 0 | 7085.8378
2018-11-04 11:00 | 0 | 0 | 0 | 6731.0419
2018-11-04 12:00 | 0 | 0 | 0 | 6547.748
2018-11-04 13:00 | 0 | 0 | 0 | 6374.2479
2018-11-04 14:00 | 0 | 0 | 0 | 6364.0477
2018-11-04 15:00 | 0 | 0 | 0 | 6225.7629
2018-11-04 16:00 | 0 | 0 | 0 | 6043.5091
2018-11-04 17:00 | 0 | 0 | 0 | 5909.1119
2018-11-04 18:00 | 0 | 0 | 0 | 5892.7122
2018-11-04 19:00 | 565.0003 | 0 | 0 | 0
2018-11-04 20:00 | 1005.6803 | 0 | 0 | 0
2018-11-04 21:00 | 1112.1748 | 0 | 0 | 0
2018-11-04 22:00 | 1089.1643 | 0 | 0 | 0
2018-11-04 23:00 | 915.2374 | 0 | 0 | 0
2018-11-05 | 871.0178 | 0 | 0 | 0
2018-11-05 01:00 | 1017.3502 | 0 | 0 | 0
2018-11-05 02:00 | 915.8007 | 0 | 0 | 0
2018-11-05 03:00 | 1056.4814 | 0 | 0 | 0
2018-11-05 04:00 | 1069.0836 | 0 | 0 | 0
2018-11-05 05:00 | 1002.6845 | 0 | 0 | 0
2018-11-05 06:00 | 949.6693 | 0 | 0 | 0
2018-11-05 07:00 | 850.1344 | 0 | 0 | 0
2018-11-05 08:00 | 826.2388 | 0 | 0 | 0
2018-11-05 09:00 | 1037.194 | 0 | 0 | 0
2018-11-05 10:00 | 902.0213 | 0 | 0 | 0
2018-11-05 11:00 | 1063.682 | 0 | 0 | 0
2018-11-05 12:00 | 979.3137 | 0 | 0 | 0
2018-11-05 13:00 | 993.311 | 0 | 0 | 0
2018-11-05 14:00 | 950.431 | 0 | 0 | 0
2018-11-05 15:00 | 1066.2485 | 0 | 0 | 0
2018-11-05 16:00 | 1020.3416 | 0 | 0 | 0
2018-11-05 17:00 | 1099.6057 | 0 | 0 | 0
2018-11-05 18:00 | 1132.8533 | 0 | 0 | 0
2018-11-05 19:00 | 924.5853 | 0 | 0 | 0
2018-11-05 20:00 | 1010.9768 | 0 | 0 | 0
2018-11-05 21:00 | 1158.4689 | 0 | 0 | 0
2018-11-05 22:00 | 1012.2512 | 0 | 0 | 0
2018-11-05 23:00 | 987.5535 | 0 | 0 | 0
2018-11-06 | 833.5013 | 0 | 0 | 6305.8105
2018-11-06 01:00 | 1217.1007 | 0 | 0 | 6802.2704
2018-11-06 02:00 | 1002.32 | 0 | 0 | 7306.2616
2018-11-06 03:00 | 1052.687 | 0 | 0 | 7642.1673
2018-11-06 04:00 | 1031.1619 | 0 | 0 | 7810.8497
2018-11-06 05:00 | 883.2853 | 0 | 0 | 8025.6772
2018-11-06 06:00 | 1120.894 | 0 | 0 | 8073.7539
2018-11-06 07:00 | 904.0728 | 0 | 0 | 7968.3819
2018-11-06 08:00 | 954.8494 | 0 | 0 | 7917.6607
2018-11-06 09:00 | 1033.2648 | 0 | 0 | 7763.8261
2018-11-06 10:00 | 917.9473 | 0 | 0 | 0
2018-11-06 11:00 | 905.5986 | 0 | 0 | 0
2018-11-06 12:00 | 797.851 | 0 | 0 | 0
2018-11-06 13:00 | 987.5994 | 0 | 0 | 0
2018-11-06 14:00 | 893.757 | 0 | 0 | 0
2018-11-06 15:00 | 1019.3826 | 0 | 0 | 0
2018-11-06 16:00 | 1259.129 | 0 | 0 | 0
2018-11-06 17:00 | 1010.5043 | 0 | 0 | 0
2018-11-06 18:00 | 1056.7865 | 0 | 0 | 0
2018-11-06 19:00 | 1104.7766 | 0 | 0 | 0
2018-11-06 20:00 | 1025.3284 | 0 | 0 | 0
2018-11-06 21:00 | 1065.0911 | 0 | 0 | 5314.222
2018-11-06 22:00 | 899.5356 | 0 | 0 | 5476.9612
2018-11-06 23:00 | 980.8378 | 0 | 0 | 5807.5923
2018-11-07 | 1166.1045 | 0 | 0 | 6250.607
2018-11-07 01:00 | 954.3076 | 0 | 0 | 6768.0169
2018-11-07 02:00 | 1043.4905 | 0 | 0 | 7297.6846
2018-11-07 03:00 | 869.7776 | 0 | 0 | 7662.0432
2018-11-07 04:00 | 1298.0803 | 0 | 0 | 7825.5316
2018-11-07 05:00 | 1075.8174 | 0 | 0 | 8050.3947
2018-11-07 06:00 | 850.6862 | 0 | 0 | 8165.5273
2018-11-07 07:00 | 951.3246 | 0 | 0 | 0
2018-11-07 08:00 | 797.577 | 0 | 0 | 0
2018-11-07 09:00 | 1005.4634 | 0 | 0 | 0
2018-11-07 10:00 | 970.7646 | 0 | 0 | 0
2018-11-07 11:00 | 1101.7023 | 0 | 0 | 0
2018-11-07 12:00 | 942.2036 | 0 | 0 | 0
2018-11-07 13:00 | 1034.9641 | 0 | 0 | 0
2018-11-07 14:00 | 1043.2202 | 0 | 0 | 0
2018-11-07 15:00 | 1056.9983 | 0 | 0 | 0
2018-11-07 16:00 | 1132.8525 | 0 | 0 | 0
2018-11-07 17:00 | 1044.8322 | 0 | 0 | 0
2018-11-07 18:00 | 1078.028 | 0 | 0 | 0
2018-11-07 19:00 | 1094.9279 | 0 | 0 | 0
2018-11-07 20:00 | 1003.7707 | 0 | 0 | 0
2018-11-07 21:00 | 1023.5604 | 0 | 0 | 0
2018-11-07 22:00 | 991.0802 | 0 | 0 | 0
2018-11-07 23:00 | 1089.4198 | 0 | 0 | 0
2018-11-08 | 1020.6748 | 0 | 0 | 0
2018-11-08 01:00 | 1152.3535 | 0 | 0 | 0
2018-11-08 02:00 | 801.1237 | 0 | 0 | 0
2018-11-08 03:00 | 1227.5361 | 0 | 0 | 0
2018-11-08 04:00 | 965.4076 | 0 | 0 | 0
2018-11-08 05:00 | 1083.0837 | 0 | 0 | 0
2018-11-08 06:00 | 862.9989 | 0 | 0 | 0
2018-11-08 07:00 | 1065.2909 | 0 | 0 | 0
2018-11-08 08:00 | 817.3138 | 0 | 0 | 0
2018-11-08 09:00 | 913.9689 | 0 | 0 | 0
2018-11-08 10:00 | 936.7965 | 0 | 0 | 0
2018-11-08 11:00 | 1008.6331 | 0 | 0 | 0
2018-11-08 12:00 | 897.8093 | 0 | 0 | 0
2018-11-08 13:00 | 867.4652 | 0 | 0 | 0
2018-11-08 14:00 | 961.5553 | 0 | 0 | 0
2018-11-08 15:00 | 951.5928 | 0 | 0 | 0
2018-11-08 16:00 | 1069.0225 | 0 | 0 | 0
2018-11-08 17:00 | 993.0447 | 0 | 0 | 0
2018-11-08 18:00 | 1074.8608 | 0 | 0 | 0
2018-11-08 19:00 | 1058.2949 | 0 | 0 | 0
2018-11-08 20:00 | 1028.0001 | 0 | 0 | 0
2018-11-08 21:00 | 1062.537 | 0 | 0 | 0
2018-11-08 22:00 | 1193.6519 | 0 | 0 | 0
2018-11-08 23:00 | 957.529 | 0 | 0 | 0
2018-11-09 | 970.7402 | 0 | 0 | 0
2018-11-09 01:00 | 1005.8653 | 0 | 0 | 0
2018-11-09 02:00 | 1173.4232 | 0 | 0 | 0
2018-11-09 03:00 | 1003.3024 | 0 | 0 | 0
2018-11-09 04:00 | 972.1921 | 0 | 0 | 0
2018-11-09 05:00 | 945.2686 | 0 | 0 | 0
2018-11-09 06:00 | 1078.7252 | 0 | 0 | 0
2018-11-09 07:00 | 1056.4695 | 0 | 0 | 0
2018-11-09 08:00 | 901.9988 | 0 | 0 | 0
2018-11-09 09:00 | 1125.4851 | 0 | 0 | 0
2018-11-09 10:00 | 889.0642 | 0 | 0 | 0
2018-11-09 11:00 | 984.5476 | 0 | 0 | 0
2018-11-09 12:00 | 1024.4836 | 0 | 0 | 0
2018-11-09 13:00 | 1121.0874 | 0 | 0 | 0
2018-11-09 14:00 | 868.0785 | 0 | 0 | 0
2018-11-09 15:00 | 882.865 | 0 | 0 | 0
2018-11-09 16:00 | 1152.23 | 0 | 0 | 0
2018-11-09 17:00 | 937.1535 | 0 | 0 | 0
2018-11-09 18:00 | 1060.8062 | 0 | 0 | 0
2018-11-09 19:00 | 1039.2026 | 0 | 0 | 0
2018-11-09 20:00 | 1148.3788 | 0 | 0 | 0
2018-11-09 21:00 | 1052.1777 | 0 | 0 | 0
2018-11-09 22:00 | 1097.9412 | 0 | 0 | 0
2018-11-09 23:00 | 1000.3193 | 0 | 0 | 0
2018-11-10 | 896.9642 | 0 | 0 | 0
2018-11-10 01:00 | 1068.6962 | 0 | 0 | 0
2018-11-10 02:00 | 1032.2272 | 0 | 0 | 0
2018-11-10 03:00 | 1003.5594 | 0 | 0 | 0
2018-11-10 04:00 | 976.0927 | 0 | 0 | 0
2018-11-10 05:00 | 1004.5974 | 0 | 0 | 0
2018-11-10 06:00 | 931.1634 | 0 | 0 | 0
2018-11-10 07:00 | 944.1575 | 0 | 0 | 0
2018-11-10 08:00 | 782.821 | 0 | 0 | 0
2018-11-10 09:00 | 931.729 | 0 | 0 | 0
2018-11-10 10:00 | 1078.1323 | 0 | 0 | 0
2018-11-10 11:00 | 921.0569 | 0 | 0 | 0
2018-11-10 12:00 | 1019.9259 | 0 | 0 | 0
2018-11-10 13:00 | 1032.3197 | 0 | 0 | 0
2018-11-10 14:00 | 933.6266 | 0 | 0 | 0
2018-11-10 15:00 | 939.3026 | 0 | 0 | 0
2018-11-10 16:00 | 979.0666 | 0 | 0 | 0
2018-11-10 17:00 | 1101.2065 | 0 | 0 | 0
2018-11-10 18:00 | 1135.5044 | 0 | 0 | 0
2018-11-10 19:00 | 965.7367 | 0 | 0 | 0
2018-11-10 20:00 | 1090.5967 | 0 | 0 | 0
2018-11-10 21:00 | 992.7424 | 0 | 0 | 0
2018-11-10 22:00 | 996.6504 | 0 | 0 | 0
2018-11-10 23:00 | 1087.8215 | 0 | 0 | 0
2018-11-11 | 913.4982 | 0 | 0 | 6333.9207
2018-11-11 01:00 | 1178.5566 | 0 | 0 | 6881.5899
2018-11-11 02:00 | 850.3218 | 0 | 0 | 7472.4542
2018-11-11 03:00 | 1033.9216 | 0 | 0 | 7929.1629
2018-11-11 04:00 | 1018.4322 | 0 | 0 | 8153.4177
2018-11-11 05:00 | 1103.3943 | 0 | 0 | 8519.7628
2018-11-11 06:00 | 1042.1343 | 0 | 0 | 0
2018-11-11 07:00 | 1065.4629 | 0 | 0 | 0
2018-11-11 08:00 | 946.6562 | 0 | 0 | 0
2018-11-11 09:00 | 1071.6908 | 0 | 0 | 0
2018-11-11 10:00 | 947.0028 | 0 | 0 | 0
2018-11-11 11:00 | 867.9253 | 0 | 0 | 0
2018-11-11 12:00 | 958.0037 | 0 | 0 | 0
2018-11-11 13:00 | 1078.0182 | 0 | 0 | 0
2018-11-11 14:00 | 990.9534 | 0 | 0 | 0
2018-11-11 15:00 | 814.8028 | 0 | 0 | 0
2018-11-11 16:00 | 1124.3105 | 0 | 0 | 0
2018-11-11 17:00 | 1140.186 | 0 | 0 | 0
2018-11-11 18:00 | 1046.5295 | 0 | 0 | 0
2018-11-11 19:00 | 1233.8724 | 0 | 0 | 5194.2045
2018-11-11 20:00 | 947.2238 | 0 | 0 | 4931.7759
2018-11-11 21:00 | 1104.0563 | 0 | 0 | 5052.3101
2018-11-11 22:00 | 1171.6119 | 0 | 0 | 5420.5159
2018-11-11 23:00 | 1042.1528 | 0 | 0 | 5958.9681
2018-11-12 | 1015.3048 | 0 | 0 | 6505.9901
2018-11-12 01:00 | 948.1417 | 0 | 0 | 7144.0562
2018-11-12 02:00 | 808.9966 | 0 | 0 | 7770.1415
2018-11-12 03:00 | 947.8394 | 0 | 0 | 8181.6052
2018-11-12 04:00 | 799.9188 | 596.9825 | 0 | 8581.9781
2018-11-12 05:00 | 960.7774 | 1040.5692 | 0 | 0
2018-11-12 06:00 | 953.0797 | 1086.3287 | 0 | 0
2018-11-12 07:00 | 889.0656 | 1130.344 | 0 | 9076.1988
2018-11-12 08:00 | 967.1459 | 1018.3908 | 0 | 9271.5503
2018-11-12 09:00 | 992.616 | 1243.4602 | 0 | 9077.0892
2018-11-12 10:00 | 879.6987 | 1076.5829 | 0 | 8615.46
2018-11-12 11:00 | 982.4262 | 1042.9442 | 0 | 7724.9655
2018-11-12 12:00 | 1067.7208 | 1244.809 | 0 | 7223.6234
2018-11-12 13:00 | 938.8628 | 1042.8953 | 0 | 6887.5333
2018-11-12 14:00 | 926.5354 | 1535.2559 | 0 | 6568.1903
2018-11-12 15:00 | 989.2725 | 972.8767 | 0 | 6297.0368
2018-11-12 16:00 | 893.6732 | 1026.251 | 0 | 6036.4772
2018-11-12 17:00 | 1000.5414 | 1265.6282 | 0 | 0
2018-11-12 18:00 | 992.1555 | 1137.9447 | 0 | 0
2018-11-12 19:00 | 897.2759 | 1127.8031 | 0 | 0
2018-11-12 20:00 | 950.0399 | 1050.9922 | 0 | 0
2018-11-12 21:00 | 1000.2306 | 1077.611 | 0 | 0
2018-11-12 22:00 | 1276.1215 | 1051.3394 | 0 | 0
2018-11-12 23:00 | 963.028 | 1117.5974 | 0 | 0
2018-11-13 | 964.4215 | 1018.7726 | 0 | 0
2018-11-13 01:00 | 1042.4393 | 1018.746 | 0 | 0
2018-11-13 02:00 | 903.8095 | 1288.237 | 0 | 0
2018-11-13 03:00 | 1062.6412 | 1057.153 | 0 | 0
2018-11-13 04:00 | 856.8013 | 1199.0122 | 0 | 0
2018-11-13 05:00 | 928.754 | 1221.6946 | 0 | 0
2018-11-13 06:00 | 1007.1174 | 1134.1178 | 0 | 0
2018-11-13 07:00 | 1068.1499 | 974.7242 | 0 | 0
2018-11-13 08:00 | 1065.48 | 1087.0931 | 0 | 0
2018-11-13 09:00 | 750.2465 | 1117.8713 | 0 | 0
2018-11-13 10:00 | 1044.3009 | 1015.3691 | 0 | 0
2018-11-13 11:00 | 862.9966 | 1002.3941 | 0 | 0
2018-11-13 12:00 | 876.3741 | 1058.5411 | 0 | 0
2018-11-13 13:00 | 945.5267 | 1009.3044 | 0 | 0
2018-11-13 14:00 | 964.167 | 1198.3711 | 0 | 0
2018-11-13 15:00 | 986.0927 | 1046.9692 | 0 | 0
2018-11-13 16:00 | 961.1894 | 1146.1669 | 0 | 0
2018-11-13 17:00 | 1000.5144 | 1007.2879 | 0 | 0
2018-11-13 18:00 | 988.3563 | 1350.0968 | 0 | 0
2018-11-13 19:00 | 1040.5664 | 1205.3892 | 0 | 0
2018-11-13 20:00 | 995.7128 | 1010.9117 | 0 | 0
2018-11-13 21:00 | 1178.8884 | 984.6227 | 0 | 0
2018-11-13 22:00 | 1127.8787 | 1090.6798 | 0 | 0
2018-11-13 23:00 | 1021.4908 | 1086.5797 | 0 | 0
2018-11-14 | 941.9041 | 1144.5415 | 0 | 0
2018-11-14 01:00 | 1045.129 | 1233.6788 | 0 | 0
2018-11-14 02:00 | 1020.5752 | 1065.9604 | 0 | 0
2018-11-14 03:00 | 999.7645 | 1057.4648 | 0 | 0
2018-11-14 04:00 | 973.1066 | 1023.6017 | 0 | 0
2018-11-14 05:00 | 213.5916 | 1157.1108 | 0 | 0
2018-11-14 06:00 | 0 | 1094.2241 | 0 | 0
2018-11-14 07:00 | 0 | 1045.8628 | 0 | 0
2018-11-14 08:00 | 0 | 1064.935 | 0 | 0
2018-11-14 09:00 | 0 | 1129.0425 | 0 | 0
2018-11-14 10:00 | 0 | 1070.7017 | 0 | 0
2018-11-14 11:00 | 0 | 992.8162 | 0 | 0
2018-11-14 12:00 | 0 | 1144.9272 | 0 | 0
2018-11-14 13:00 | 0 | 1185.845 | 0 | 0
2018-11-14 14:00 | 0 | 1074.0507 | 0 | 0
2018-11-14 15:00 | 0 | 972.2972 | 0 | 0
2018-11-14 16:00 | 0 | 1118.646 | 0 | 0
2018-11-14 17:00 | 0 | 973.0439 | 0 | 0
2018-11-14 18:00 | 0 | 1165.9707 | 0 | 0
2018-11-14 19:00 | 0 | 1300.3221 | 0 | 0
2018-11-14 20:00 | 0 | 1137.2286 | 0 | 0
2018-11-14 21:00 | 0 | 1247.8848 | 0 | 0
2018-11-14 22:00 | 0 | 1077.4402 | 0 | 0
2018-11-14 23:00 | 0 | 1177.521 | 0 | 0
2018-11-15 | 0 | 1079.3507 | 0 | 0
2018-11-15 01:00 | 0 | 1129.6361 | 0 | 0
2018-11-15 02:00 | 0 | 1081.8884 | 0 | 0
2018-11-15 03:00 | 0 | 1044.6421 | 0 | 0
2018-11-15 04:00 | 0 | 1124.601 | 0 | 0
2018-11-15 05:00 | 0 | 1249.0637 | 0 | 0
2018-11-15 06:00 | 0 | 1140.8473 | 0 | 0
2018-11-15 07:00 | 0 | 1061.4949 | 0 | 0
2018-11-15 08:00 | 0 | 1130.6569 | 0 | 0
2018-11-15 09:00 | 0 | 998.2222 | 0 | 0
2018-11-15 10:00 | 0 | 1079.5476 | 0 | 0
2018-11-15 11:00 | 0 | 1082.5854 | 0 | 0
2018-11-15 12:00 | 0 | 1014.3182 | 0 | 0
2018-11-15 13:00 | 0 | 1205.9934 | 0 | 0
2018-11-15 14:00 | 0 | 985.5226 | 0 | 0
2018-11-15 15:00 | 0 | 1010.9493 | 0 | 0
2018-11-15 16:00 | 0 | 1260.2966 | 0 | 0
2018-11-15 17:00 | 0 | 1302.9813 | 0 | 0
2018-11-15 18:00 | 0 | 1142.9413 | 0 | 0
2018-11-15 19:00 | 0 | 1308.2351 | 0 | 0
2018-11-15 20:00 | 0 | 1181.9008 | 0 | 0
2018-11-15 21:00 | 0 | 1141.9231 | 0 | 0
2018-11-15 22:00 | 0 | 1183.0874 | 0 | 0
2018-11-15 23:00 | 0 | 1151.628 | 0 | 0
2018-11-16 | 0 | 1264.3066 | 0 | 0
2018-11-16 01:00 | 0 | 939.7206 | 0 | 0
2018-11-16 02:00 | 0 | 1065.1284 | 0 | 0
2018-11-16 03:00 | 0 | 1230.7219 | 0 | 0
2018-11-16 04:00 | 0 | 1050.4529 | 0 | 0
2018-11-16 05:00 | 0 | 988.8418 | 0 | 0
2018-11-16 06:00 | 0 | 947.5446 | 0 | 0
2018-11-16 07:00 | 0 | 1033.1771 | 0 | 0
2018-11-16 08:00 | 0 | 1149.5386 | 0 | 0
2018-11-16 09:00 | 0 | 1130.5634 | 0 | 0
2018-11-16 10:00 | 0 | 1007.9833 | 0 | 0
2018-11-16 11:00 | 0 | 1006.0511 | 0 | 0
2018-11-16 12:00 | 0 | 1056.4791 | 0 | 0
2018-11-16 13:00 | 0 | 1237.9557 | 0 | 0
2018-11-16 14:00 | 0 | 1132.1896 | 0 | 0
2018-11-16 15:00 | 0 | 1008.1685 | 0 | 0
2018-11-16 16:00 | 0 | 1092.6442 | 0 | 0
2018-11-16 17:00 | 0 | 1200.6521 | 0 | 0
2018-11-16 18:00 | 0 | 1095.9551 | 0 | 0
2018-11-16 19:00 | 0 | 1345.1445 | 0 | 0
2018-11-16 20:00 | 0 | 1063.5839 | 0 | 0
2018-11-16 21:00 | 0 | 1123.6647 | 0 | 0
2018-11-16 22:00 | 0 | 1168.1285 | 0 | 0
2018-11-16 23:00 | 0 | 1139.5532 | 0 | 0
2018-11-17 | 0 | 1062.762 | 0 | 0
2018-11-17 01:00 | 0 | 1131.9541 | 0 | 0
2018-11-17 02:00 | 0 | 1383.2762 | 0 | 0
2018-11-17 03:00 | 0 | 1127.2947 | 0 | 0
2018-11-17 04:00 | 0 | 1064.4929 | 0 | 0
2018-11-17 05:00 | 0 | 1149.1023 | 0 | 0
2018-11-17 06:00 | 0 | 1056.4738 | 0 | 0
2018-11-17 07:00 | 0 | 1117.1489 | 0 | 0
2018-11-17 08:00 | 0 | 1137.9407 | 0 | 0
2018-11-17 09:00 | 0 | 1023.4275 | 0 | 0
2018-11-17 10:00 | 0 | 969.1725 | 0 | 0
2018-11-17 11:00 | 0 | 1011.5831 | 0 | 0
2018-11-17 12:00 | 0 | 1110.4496 | 0 | 0
2018-11-17 13:00 | 0 | 1185.1248 | 0 | 0
2018-11-17 14:00 | 0 | 1108.7103 | 0 | 0
2018-11-17 15:00 | 0 | 1267.7566 | 0 | 0
2018-11-17 16:00 | 0 | 1002.6467 | 0 | 0
2018-11-17 17:00 | 0 | 903.3241 | 0 | 0
2018-11-17 18:00 | 0 | 1305.3008 | 0 | 0
2018-11-17 19:00 | 0 | 1082.0394 | 0 | 0
2018-11-17 20:00 | 0 | 1093.3059 | 0 | 0
2018-11-17 21:00 | 0 | 1056.1362 | 0 | 0
2018-11-17 22:00 | 0 | 1163.0326 | 0 | 0
2018-11-17 23:00 | 0 | 1015.3994 | 0 | 5964.6537
2018-11-18 | 0 | 1142.712 | 0 | 6513.5804
2018-11-18 01:00 | 0 | 1131.298 | 0 | 7063.7879
2018-11-18 02:00 | 0 | 1240.9332 | 0 | 7663.3697
2018-11-18 03:00 | 0 | 1115.3643 | 0 | 8086.3488
2018-11-18 04:00 | 0 | 1116.3125 | 0 | 8349.8026
2018-11-18 05:00 | 0 | 1334.5118 | 0 | 8609.8888
2018-11-18 06:00 | 0 | 1224.3821 | 0 | 8766.1505
2018-11-18 07:00 | 0 | 970.5685 | 0 | 8751.4122
2018-11-18 08:00 | 0 | 1012.4526 | 0 | 8743.4187
2018-11-18 09:00 | 0 | 1154.0626 | 0 | 8627.6879
2018-11-18 10:00 | 0 | 1074.5774 | 0 | 8284.0731
2018-11-18 11:00 | 0 | 1119.6953 | 0 | 7562.1579
2018-11-18 12:00 | 0 | 1145.0698 | 0 | 7087.1385
2018-11-18 13:00 | 0 | 1062.7574 | 0 | 0
2018-11-18 14:00 | 0 | 1167.7021 | 0 | 0
2018-11-18 15:00 | 0 | 1123.2847 | 0 | 0
2018-11-18 16:00 | 0 | 1009.6697 | 0 | 0
2018-11-18 17:00 | 0 | 1033.4362 | 0 | 0
2018-11-18 18:00 | 0 | 954.3944 | 0 | 0
2018-11-18 19:00 | 0 | 1035.1305 | 0 | 0
2018-11-18 20:00 | 0 | 1084.4044 | 0 | 0
2018-11-18 21:00 | 0 | 1171.2568 | 0 | 0
2018-11-18 22:00 | 0 | 1130.6941 | 0 | 0
2018-11-18 23:00 | 0 | 1153.376 | 0 | 0
2018-11-19 | 0 | 1001.364 | 0 | 0
2018-11-19 01:00 | 0 | 1102.6709 | 0 | 0
2018-11-19 02:00 | 0 | 1152.8345 | 0 | 0
2018-11-19 03:00 | 0 | 1227.9763 | 0 | 0
2018-11-19 04:00 | 0 | 1066.6765 | 0 | 0
2018-11-19 05:00 | 0 | 1010.2807 | 0 | 0
2018-11-19 06:00 | 0 | 1099.2611 | 0 | 0
2018-11-19 07:00 | 0 | 1047.5225 | 0 | 0
2018-11-19 08:00 | 0 | 1055.9294 | 0 | 0
2018-11-19 09:00 | 0 | 1083.7281 | 0 | 0
2018-11-19 10:00 | 0 | 1053.2754 | 0 | 0
2018-11-19 11:00 | 0 | 1026.8092 | 0 | 0
2018-11-19 12:00 | 0 | 1053.7947 | 0 | 0
2018-11-19 13:00 | 0 | 1073.6292 | 0 | 0
2018-11-19 14:00 | 0 | 1035.5344 | 0 | 0
2018-11-19 15:00 | 0 | 1268.8947 | 0 | 0
2018-11-19 16:00 | 0 | 1091.0594 | 0 | 0
2018-11-19 17:00 | 0 | 960.6793 | 0 | 0
2018-11-19 18:00 | 0 | 973.6148 | 0 | 0
2018-11-19 19:00 | 0 | 1110.7568 | 0 | 0
2018-11-19 20:00 | 0 | 1109.0193 | 0 | 0
2018-11-19 21:00 | 0 | 1068.1089 | 0 | 0
2018-11-19 22:00 | 0 | 1458.21 | 0 | 0
2018-11-19 23:00 | 0 | 1149.4402 | 0 | 5901.9655
2018-11-20 | 0 | 1156.919 | 0 | 6440.43
2018-11-20 01:00 | 0 | 1096.5902 | 0 | 7096.4054
2018-11-20 02:00 | 0 | 1058.0171 | 0 | 7782.5324
2018-11-20 03:00 | 0 | 1110.8104 | 0 | 8309.6153
2018-11-20 04:00 | 0 | 1069.1897 | 0 | 8624.1657
2018-11-20 05:00 | 0 | 982.6271 | 0 | 8927.6701
2018-11-20 06:00 | 0 | 1032.6263 | 0 | 8995.5456
2018-11-20 07:00 | 0 | 1140.2067 | 0 | 9004.8808
2018-11-20 08:00 | 0 | 1107.2251 | 0 | 9051.0555
2018-11-20 09:00 | 0 | 1147.5388 | 0 | 8966.0241
2018-11-20 10:00 | 0 | 939.4401 | 0 | 8728.3296
2018-11-20 11:00 | 0 | 1121.5521 | 0 | 7816.2795
2018-11-20 12:00 | 0 | 1045.798 | 0 | 7179.3385
2018-11-20 13:00 | 0 | 1146.2386 | 0 | 6739.9013
2018-11-20 14:00 | 0 | 1108.8196 | 0 | 6422.0803
2018-11-20 15:00 | 0 | 1005.3817 | 0 | 6125.7971
2018-11-20 16:00 | 0 | 1045.1589 | 0 | 5788.7855
2018-11-20 17:00 | 0 | 1189.0967 | 0 | 5490.0952
2018-11-20 18:00 | 0 | 1001.0966 | 0 | 5201.4981
2018-11-20 19:00 | 0 | 1098.8433 | 0 | 4979.1909
2018-11-20 20:00 | 0 | 855.9589 | 0 | 4782.1291
2018-11-20 21:00 | 0 | 0 | 0 | 5043.7804
2018-11-20 22:00 | 0 | 0 | 0 | 5453.1355
2018-11-20 23:00 | 0 | 0 | 0 | 0
2018-11-21 | 0 | 0 | 0 | 0
2018-11-21 01:00 | 0 | 0 | 0 | 0
2018-11-21 02:00 | 0 | 0 | 0 | 0
2018-11-21 03:00 | 0 | 0 | 0 | 0
2018-11-21 04:00 | 0 | 0 | 0 | 0
2018-11-21 05:00 | 0 | 0 | 0 | 0
2018-11-21 06:00 | 0 | 0 | 0 | 0
2018-11-21 07:00 | 0 | 0 | 0 | 0
2018-11-21 08:00 | 0 | 0 | 0 | 0
2018-11-21 09:00 | 0 | 0 | 0 | 0
2018-11-21 10:00 | 0 | 0 | 0 | 0
2018-11-21 11:00 | 0 | 0 | 0 | 7472.8958
2018-11-21 12:00 | 0 | 0 | 0 | 7073.3788
2018-11-21 13:00 | 0 | 0 | 0 | 6777.6476
2018-11-21 14:00 | 0 | 0 | 0 | 6461.5825
2018-11-21 15:00 | 0 | 0 | 0 | 6097.1831
2018-11-21 16:00 | 0 | 0 | 0 | 5693.9168
2018-11-21 17:00 | 0 | 0 | 0 | 5321.5798
2018-11-21 18:00 | 0 | 0 | 0 | 4984.796
2018-11-21 19:00 | 0 | 0 | 0 | 4746.3222
2018-11-21 20:00 | 0 | 0 | 0 | 4831.4512
2018-11-21 21:00 | 0 | 0 | 0 | 5160.7206
2018-11-21 22:00 | 0 | 0 | 0 | 0
2018-11-21 23:00 | 0 | 0 | 0 | 0
2018-11-22 | 0 | 0 | 0 | 0
2018-11-22 01:00 | 0 | 0 | 0 | 0
2018-11-22 02:00 | 0 | 0 | 0 | 0
2018-11-22 03:00 | 0 | 0 | 0 | 0
2018-11-22 04:00 | 0 | 0 | 0 | 0
2018-11-22 05:00 | 0 | 0 | 0 | 0
2018-11-22 06:00 | 0 | 0 | 0 | 0
2018-11-22 07:00 | 0 | 0 | 0 | 0
2018-11-22 08:00 | 0 | 0 | 0 | 0
2018-11-22 09:00 | 0 | 0 | 0 | 0
2018-11-22 10:00 | 0 | 0 | 0 | 0
2018-11-22 11:00 | 0 | 0 | 0 | 0
2018-11-22 12:00 | 0 | 0 | 0 | 0
2018-11-22 13:00 | 0 | 0 | 0 | 0
2018-11-22 14:00 | 0 | 0 | 0 | 0
2018-11-22 15:00 | 0 | 0 | 0 | 0
2018-11-22 16:00 | 0 | 0 | 0 | 0
2018-11-22 17:00 | 0 | 0 | 0 | 0
2018-11-22 18:00 | 0 | 0 | 0 | 0
2018-11-22 19:00 | 0 | 0 | 0 | 0
2018-11-22 20:00 | 0 | 0 | 0 | 0
2018-11-22 21:00 | 0 | 0 | 0 | 0
2018-11-22 22:00 | 0 | 0 | 0 | 0
2018-11-22 23:00 | 0 | 0 | 0 | 0
2018-11-23 | 0 | 0 | 0 | 0
2018-11-23 01:00 | 0 | 0 | 0 | 0
2018-11-23 02:00 | 0 | 0 | 0 | 0
2018-11-23 03:00 | 0 | 0 | 0 | 0
2018-11-23 04:00 | 0 | 0 | 0 | 0
2018-11-23 05:00 | 0 | 0 | 0 | 0
2018-11-23 06:00 | 0 | 0 | 0 | 0
2018-11-23 07:00 | 0 | 0 | 0 | 0
2018-11-23 08:00 | 0 | 0 | 0 | 0
2018-11-23 09:00 | 0 | 0 | 0 | 0
2018-11-23 10:00 | 0 | 0 | 0 | 0
2018-11-23 11:00 | 0 | 0 | 0 | 0
2018-11-23 12:00 | 0 | 0 | 0 | 0
2018-11-23 13:00 | 0 | 0 | 0 | 0
2018-11-23 14:00 | 0 | 0 | 0 | 0
2018-11-23 15:00 | 0 | 0 | 0 | 0
2018-11-23 16:00 | 0 | 0 | 0 | 0
2018-11-23 17:00 | 0 | 0 | 0 | 0
2018-11-23 18:00 | 0 | 0 | 0 | 0
2018-11-23 19:00 | 0 | 0 | 0 | 0
2018-11-23 20:00 | 0 | 0 | 0 | 0
2018-11-23 21:00 | 0 | 0 | 0 | 0
2018-11-23 22:00 | 0 | 0 | 0 | 0
2018-11-23 23:00 | 0 | 0 | 0 | 0
2018-11-24 | 0 | 0 | 0 | 0
2018-11-24 01:00 | 0 | 0 | 0 | 0
2018-11-24 02:00 | 0 | 0 | 0 | 0
2018-11-24 03:00 | 0 | 0 | 0 | 0
2018-11-24 04:00 | 0 | 0 | 0 | 0
2018-11-24 05:00 | 0 | 0 | 0 | 0
2018-11-24 06:00 | 0 | 0 | 0 | 0
2018-11-24 07:00 | 0 | 0 | 0 | 0
2018-11-24 08:00 | 0 | 0 | 0 | 0
2018-11-24 09:00 | 0 | 0 | 0 | 0
2018-11-24 10:00 | 0 | 0 | 0 | 0
2018-11-24 11:00 | 0 | 0 | 0 | 0
2018-11-24 12:00 | 0 | 0 | 0 | 0
2018-11-24 13:00 | 0 | 0 | 0 | 0
2018-11-24 14:00 | 0 | 0 | 0 | 0
2018-11-24 15:00 | 0 | 0 | 0 | 0
2018-11-24 16:00 | 0 | 0 | 0 | 0
2018-11-24 17:00 | 0 | 0 | 0 | 0
2018-11-24 18:00 | 0 | 0 | 0 | 0
2018-11-24 19:00 | 0 | 0 | 0 | 0
2018-11-24 20:00 | 0 | 0 | 0 | 0
2018-11-24 21:00 | 0 | 0 | 0 | 0
2018-11-24 22:00 | 0 | 0 | 0 | 0
2018-11-24 23:00 | 0 | 0 | 0 | 0
2018-11-25 | 0 | 0 | 0 | 0
2018-11-25 01:00 | 0 | 0 | 0 | 0
2018-11-25 02:00 | 0 | 0 | 0 | 0
2018-11-25 03:00 | 0 | 0 | 0 | 0
2018-11-25 04:00 | 0 | 0 | 0 | 0
2018-11-25 05:00 | 0 | 0 | 0 | 0
2018-11-25 06:00 | 0 | 0 | 0 | 0
2018-11-25 07:00 | 0 | 0 | 0 | 0
2018-11-25 08:00 | 0 | 0 | 0 | 0
2018-11-25 09:00 | 0 | 0 | 0 | 0
2018-11-25 10:00 | 0 | 0 | 0 | 0
2018-11-25 11:00 | 0 | 0 | 0 | 0
2018-11-25 12:00 | 0 | 0 | 0 | 0
2018-11-25 13:00 | 0 | 0 | 0 | 6756.5197
2018-11-25 14:00 | 0 | 0 | 0 | 6536.1031
2018-11-25 15:00 | 0 | 0 | 0 | 6255.3689
2018-11-25 16:00 | 0 | 0 | 0 | 5929.3782
2018-11-25 17:00 | 0 | 0 | 0 | 5608.7021
2018-11-25 18:00 | 0 | 0 | 0 | 5341.5414
2018-11-25 19:00 | 0 | 0 | 0 | 5128.8391
2018-11-25 20:00 | 0 | 0 | 0 | 4945.5246
2018-11-25 21:00 | 0 | 0 | 0 | 5195.7849
2018-11-25 22:00 | 0 | 0 | 0 | 5483.6343
2018-11-25 23:00 | 0 | 0 | 0 | 0
2018-11-26 | 0 | 0 | 0 | 0
2018-11-26 01:00 | 0 | 0 | 0 | 0
2018-11-26 02:00 | 0 | 0 | 0 | 0
2018-11-26 03:00 | 0 | 0 | 0 | 0
2018-11-26 04:00 | 0 | 0 | 0 | 0
2018-11-26 05:00 | 0 | 0 | 0 | 0
2018-11-26 06:00 | 0 | 0 | 0 | 0
2018-11-26 07:00 | 0 | 0 | 0 | 0
2018-11-26 08:00 | 0 | 0 | 0 | 0
2018-11-26 09:00 | 0 | 0 | 0 | 0
2018-11-26 10:00 | 0 | 0 | 0 | 0
2018-11-26 11:00 | 0 | 0 | 0 | 0
2018-11-26 12:00 | 0 | 0 | 0 | 0
2018-11-26 13:00 | 0 | 0 | 0 | 0
2018-11-26 14:00 | 0 | 0 | 0 | 0
2018-11-26 15:00 | 0 | 0 | 0 | 0
2018-11-26 16:00 | 0 | 0 | 0 | 0
2018-11-26 17:00 | 0 | 0 | 0 | 0
2018-11-26 18:00 | 0 | 0 | 0 | 0
2018-11-26 19:00 | 0 | 0 | 0 | 0
2018-11-26 20:00 | 0 | 0 | 0 | 0
2018-11-26 21:00 | 0 | 0 | 0 | 0
2018-11-26 22:00 | 0 | 0 | 0 | 0
2018-11-26 23:00 | 0 | 0 | 0 | 0
2018-11-27 | 0 | 0 | 0 | 0
2018-11-27 01:00 | 0 | 0 | 0 | 0
2018-11-27 02:00 | 0 | 0 | 0 | 0
2018-11-27 03:00 | 0 | 0 | 0 | 0
2018-11-27 04:00 | 0 | 0 | 0 | 0
2018-11-27 05:00 | 0 | 0 | 0 | 8585.1073
2018-11-27 06:00 | 0 | 0 | 0 | 8633.0545
2018-11-27 07:00 | 0 | 0 | 0 | 8626.7545
2018-11-27 08:00 | 0 | 0 | 0 | 8615.7014
2018-11-27 09:00 | 0 | 0 | 0 | 8487.7343
2018-11-27 10:00 | 0 | 0 | 0 | 8207.7423
2018-11-27 11:00 | 0 | 0 | 0 | 7454.176
2018-11-27 12:00 | 0 | 0 | 0 | 7050.7556
2018-11-27 13:00 | 0 | 0 | 0 | 6789.2118
2018-11-27 14:00 | 0 | 0 | 0 | 6460.1509
2018-11-27 15:00 | 0 | 0 | 0 | 6104.5249
2018-11-27 16:00 | 0 | 0 | 0 | 5765.0076
2018-11-27 17:00 | 0 | 0 | 0 | 5419.743
2018-11-27 18:00 | 0 | 0 | 0 | 5104.5932
2018-11-27 19:00 | 0 | 0 | 0 | 0
2018-11-27 20:00 | 0 | 0 | 0 | 0
2018-11-27 21:00 | 0 | 0 | 0 | 0
2018-11-27 22:00 | 0 | 0 | 0 | 0
2018-11-27 23:00 | 0 | 0 | 0 | 0
2018-11-28 | 0 | 0 | 0 | 0
2018-11-28 01:00 | 0 | 0 | 0 | 0
2018-11-28 02:00 | 0 | 0 | 0 | 0
2018-11-28 03:00 | 0 | 0 | 0 | 0
2018-11-28 04:00 | 0 | 0 | 0 | 0
2018-11-28 05:00 | 0 | 0 | 0 | 0
2018-11-28 06:00 | 0 | 0 | 0 | 0
2018-11-28 07:00 | 0 | 0 | 0 | 0
2018-11-28 08:00 | 0 | 0 | 0 | 0
2018-11-28 09:00 | 0 | 0 | 0 | 0
2018-11-28 10:00 | 0 | 0 | 0 | 0
2018-11-28 11:00 | 0 | 0 | 0 | 0
2018-11-28 12:00 | 0 | 0 | 0 | 0
2018-11-28 13:00 | 0 | 0 | 0 | 0
2018-11-28 14:00 | 0 | 0 | 0 | 0
2018-11-28 15:00 | 0 | 0 | 0 | 0
2018-11-28 16:00 | 0 | 0 | 0 | 0
2018-11-28 17:00 | 0 | 0 | 0 | 0
2018-11-28 18:00 | 0 | 0 | 0 | 0
2018-11-28 19:00 | 0 | 0 | 0 | 0
2018-11-28 20:00 | 0 | 0 | 0 | 0
2018-11-28 21:00 | 0 | 0 | 0 | 0
2018-11-28 22:00 | 0 | 0 | 0 | 0
2018-11-28 23:00 | 0 | 0 | 0 | 0
2018-11-29 | 0 | 0 | 0 | 0
2018-11-29 01:00 | 0 | 0 | 0 | 0
2018-11-29 02:00 | 0 | 0 | 0 | 0
2018-11-29 03:00 | 0 | 0 | 0 | 0
2018-11-29 04:00 | 0 | 0 | 0 | 0
2018-11-29 05:00 | 0 | 0 | 0 | 0
2018-11-29 06:00 | 0 | 0 | 0 | 8506.7053
2018-11-29 07:00 | 0 | 0 | 0 | 8482.5948
2018-11-29 08:00 | 0 | 0 | 0 | 8485.8475
2018-11-29 09:00 | 0 | 0 | 0 | 8195.6701
2018-11-29 10:00 | 0 | 0 | 0 | 8043.7537
2018-11-29 11:00 | 0 | 0 | 0 | 7738.3514
2018-11-29 12:00 | 0 | 0 | 0 | 7451.6668
2018-11-29 13:00 | 0 | 0 | 0 | 0
2018-11-29 14:00 | 0 | 0 | 0 | 0
2018-11-29 15:00 | 0 | 0 | 0 | 0
2018-11-29 16:00 | 0 | 0 | 0 | 0
2018-11-29 17:00 | 0 | 0 | 0 | 0
2018-11-29 18:00 | 0 | 0 | 0 | 0
2018-11-29 19:00 | 0 | 0 | 0 | 0
2018-11-29 20:00 | 0 | 0 | 0 | 0
2018-11-29 21:00 | 0 | 0 | 0 | 0
2018-11-29 22:00 | 0 | 0 | 0 | 0
2018-11-29 23:00 | 0 | 0 | 0 | 0
2018-11-30 | 0 | 0 | 0 | 0
2018-11-30 01:00 | 0 | 0 | 0 | 0
2018-11-30 02:00 | 0 | 0 | 0 | 0
2018-11-30 03:00 | 0 | 0 | 0 | 0
2018-11-30 04:00 | 0 | 0 | 0 | 0
2018-11-30 05:00 | 0 | 0 | 0 | 0
2018-11-30 06:00 | 0 | 0 | 0 | 0
2018-11-30 07:00 | 0 | 0 | 0 | 0
2018-11-30 08:00 | 0 | 0 | 0 | 0
2018-11-30 09:00 | 0 | 0 | 0 | 0
2018-11-30 10:00 | 0 | 0 | 0 | 0
2018-11-30 11:00 | 0 | 0 | 0 | 0
2018-11-30 12:00 | 0 | 0 | 0 | 0
2018-11-30 13:00 | 0 | 0 | 0 | 0
2018-11-30 14:00 | 0 | 0 | 0 | 0
2018-11-30 15:00 | 0 | 0 | 0 | 0
2018-11-30 16:00 | 0 | 0 | 0 | 0
2018-11-30 17:00 | 0 | 0 | 0 | 0
2018-11-30 18:00 | 0 | 0 | 0 | 0
2018-11-30 19:00 | 0 | 0 | 0 | 0
2018-11-30 20:00 | 0 | 0 | 0 | 0
2018-11-30 21:00 | 0 | 0 | 0 | 0
2018-11-30 22:00 | 0 | 0 | 0 | 0
2018-11-30 23:00 | 0 | 0 | 0 | 0
2018-12-01 | 0 | 0 | 0 | 0
2018-12-01 01:00 | 0 | 0 | 0 | 0
2018-12-01 02:00 | 0 | 0 | 0 | 0
2018-12-01 03:00 | 0 | 0 | 0 | 0
2018-12-01 04:00 | 0 | 0 | 0 | 0
2018-12-01 05:00 | 0 | 0 | 0 | 0
2018-12-01 06:00 | 0 | 0 | 0 | 0
2018-12-01 07:00 | 0 | 0 | 0 | 0
2018-12-01 08:00 | 0 | 0 | 0 | 0
2018-12-01 09:00 | 0 | 0 | 0 | 0
2018-12-01 10:00 | 0 | 0 | 0 | 0
2018-12-01 11:00 | 0 | 0 | 0 | 7956.7131
2018-12-01 12:00 | 0 | 0 | 0 | 7502.5023
2018-12-01 13:00 | 0 | 0 | 0 | 7074.5938
2018-12-01 14:00 | 0 | 0 | 0 | 6639.0371
2018-12-01 15:00 | 0 | 0 | 0 | 6238.934
2018-12-01 16:00 | 0 | 0 | 0 | 5867.2412
2018-12-01 17:00 | 0 | 0 | 0 | 5583.3982
2018-12-01 18:00 | 0 | 0 | 0 | 5303.9867
2018-12-01 19:00 | 0 | 0 | 0 | 5112.6791
2018-12-01 20:00 | 0 | 0 | 0 | 5132.6919
2018-12-01 21:00 | 0 | 0 | 0 | 0
2018-12-01 22:00 | 0 | 0 | 0 | 0
2018-12-01 23:00 | 0 | 0 | 0 | 0
2018-12-02 | 0 | 0 | 0 | 0
2018-12-02 01:00 | 0 | 0 | 0 | 0
2018-12-02 02:00 | 0 | 0 | 0 | 0
2018-12-02 03:00 | 0 | 0 | 0 | 0
2018-12-02 04:00 | 0 | 0 | 0 | 0
2018-12-02 05:00 | 0 | 0 | 0 | 0
2018-12-02 06:00 | 0 | 0 | 0 | 0
2018-12-02 07:00 | 0 | 0 | 0 | 0
2018-12-02 08:00 | 0 | 0 | 0 | 0
2018-12-02 09:00 | 0 | 0 | 0 | 0
2018-12-02 10:00 | 0 | 0 | 0 | 0
2018-12-02 11:00 | 0 | 0 | 0 | 0
2018-12-02 12:00 | 0 | 0 | 0 | 0
2018-12-02 13:00 | 0 | 0 | 0 | 0
2018-12-02 14:00 | 0 | 0 | 0 | 0
2018-12-02 15:00 | 0 | 0 | 0 | 0
2018-12-02 16:00 | 0 | 0 | 0 | 0
2018-12-02 17:00 | 0 | 0 | 0 | 0
2018-12-02 18:00 | 0 | 0 | 0 | 0
2018-12-02 19:00 | 0 | 0 | 0 | 0
2018-12-02 20:00 | 0 | 0 | 0 | 0
2018-12-02 21:00 | 0 | 0 | 0 | 0
2018-12-02 22:00 | 0 | 0 | 0 | 0
2018-12-02 23:00 | 0 | 0 | 0 | 0
2018-12-03 | 0 | 0 | 0 | 0
2018-12-03 01:00 | 0 | 0 | 0 | 0
2018-12-03 02:00 | 0 | 0 | 0 | 0
2018-12-03 03:00 | 0 | 0 | 0 | 0
2018-12-03 04:00 | 0 | 0 | 0 | 0
2018-12-03 05:00 | 0 | 0 | 0 | 0
2018-12-03 06:00 | 0 | 0 | 0 | 0
2018-12-03 07:00 | 0 | 0 | 0 | 0
2018-12-03 08:00 | 0 | 0 | 0 | 0
2018-12-03 09:00 | 0 | 0 | 0 | 0
2018-12-03 10:00 | 0 | 0 | 0 | 0
2018-12-03 11:00 | 0 | 0 | 0 | 0
2018-12-03 12:00 | 0 | 0 | 0 | 0
2018-12-03 13:00 | 0 | 0 | 0 | 0
2018-12-03 14:00 | 0 | 0 | 0 | 0
2018-12-03 15:00 | 0 | 0 | 0 | 0
2018-12-03 16:00 | 0 | 0 | 0 | 0
2018-12-03 17:00 | 0 | 0 | 470.4536 | 0
2018-12-03 18:00 | 0 | 0 | 1159.6489 | 0
2018-12-03 19:00 | 0 | 0 | 1102.3542 | 0
2018-12-03 20:00 | 0 | 0 | 1070.3596 | 0
2018-12-03 21:00 | 0 | 0 | 1016.1543 | 0
2018-12-03 22:00 | 0 | 0 | 1120.23 | 0
2018-12-03 23:00 | 0 | 0 | 1125.8673 | 0
2018-12-04 | 0 | 0 | 1134.2368 | 0
2018-12-04 01:00 | 0 | 0 | 924.3683 | 0
2018-12-04 02:00 | 0 | 0 | 911.3606 | 0
2018-12-04 03:00 | 0 | 0 | 970.5314 | 0
2018-12-04 04:00 | 0 | 0 | 972.591 | 0
2018-12-04 05:00 | 0 | 0 | 1062.7188 | 0
2018-12-04 06:00 | 0 | 0 | 898.3164 | 0
2018-12-04 07:00 | 0 | 0 | 1001.3696 | 0
2018-12-04 08:00 | 0 | 0 | 988.6487 | 0
2018-12-04 09:00 | 0 | 0 | 1180.0662 | 0
2018-12-04 10:00 | 0 | 0 | 1053.4761 | 0
2018-12-04 11:00 | 0 | 0 | 855.0242 | 0
2018-12-04 12:00 | 0 | 0 | 874.9472 | 0
2018-12-04 13:00 | 0 | 0 | 1015.0001 | 6967.0872
2018-12-04 14:00 | 0 | 0 | 1050.9187 | 6592.3848
2018-12-04 15:00 | 0 | 0 | 1125.7056 | 6195.6621
2018-12-04 16:00 | 0 | 0 | 1011.6753 | 5791.8446
2018-12-04 17:00 | 0 | 0 | 1130.44 | 5420.1683
2018-12-04 18:00 | 0 | 0 | 963.8257 | 5225.8428
2018-12-04 19:00 | 0 | 0 | 944.738 | 5082.9358
2018-12-04 20:00 | 0 | 0 | 1109.1677 | 5081.6663
2018-12-04 21:00 | 0 | 0 | 988.3108 | 5519.8508
2018-12-04 22:00 | 0 | 0 | 1050.8186 | 5921.5277
2018-12-04 23:00 | 0 | 0 | 884.9957 | 6439.6672
2018-12-05 | 0 | 0 | 971.6639 | 6980.6047
2018-12-05 01:00 | 0 | 0 | 1016.1831 | 0
2018-12-05 02:00 | 0 | 0 | 1032.2206 | 0
2018-12-05 03:00 | 0 | 0 | 1054.2078 | 0
2018-12-05 04:00 | 0 | 0 | 1091.8243 | 0
2018-12-05 05:00 | 0 | 0 | 1080.977 | 0
2018-12-05 06:00 | 0 | 0 | 920.6935 | 0
2018-12-05 07:00 | 0 | 0 | 1131.6589 | 0
2018-12-05 08:00 | 0 | 0 | 726.0297 | 0
2018-12-05 09:00 | 0 | 0 | 994.8114 | 0
2018-12-05 10:00 | 0 | 0 | 1092.1691 | 0
2018-12-05 11:00 | 0 | 0 | 1107.4148 | 0
2018-12-05 12:00 | 0 | 0 | 875.1025 | 0
2018-12-05 13:00 | 0 | 0 | 842.1994 | 0
2018-12-05 14:00 | 0 | 0 | 1052.305 | 0
2018-12-05 15:00 | 0 | 0 | 1804.9194 | 0
2018-12-05 16:00 | 0 | 0 | 2146.813 | 0
2018-12-05 17:00 | 0 | 0 | 2121.3376 | 0
2018-12-05 18:00 | 0 | 0 | 2041.1256 | 0
2018-12-05 19:00 | 0 | 0 | 2013.5834 | 0
2018-12-05 20:00 | 0 | 0 | 1916.8259 | 0
2018-12-05 21:00 | 0 | 0 | 2377.4207 | 0
2018-12-05 22:00 | 0 | 0 | 2010.4846 | 0
2018-12-05 23:00 | 0 | 0 | 1998.458 | 0
2018-12-06 | 0 | 0 | 2022.8389 | 0
2018-12-06 01:00 | 0 | 0 | 1812.698 | 0
2018-12-06 02:00 | 0 | 0 | 1859.7449 | 0
2018-12-06 03:00 | 0 | 0 | 2216.2236 | 0
2018-12-06 04:00 | 0 | 0 | 2175.3706 | 0
2018-12-06 05:00 | 0 | 0 | 1934.0164 | 0
2018-12-06 06:00 | 0 | 0 | 1821.9963 | 0
2018-12-06 07:00 | 0 | 0 | 1766.7653 | 0
2018-12-06 08:00 | 0 | 0 | 1857.9525 | 0
2018-12-06 09:00 | 0 | 0 | 2053.0188 | 0
2018-12-06 10:00 | 0 | 0 | 1864.7382 | 0
2018-12-06 11:00 | 0 | 0 | 1968.2827 | 0
2018-12-06 12:00 | 0 | 0 | 1970.8105 | 0
2018-12-06 13:00 | 0 | 0 | 1752.363 | 0
2018-12-06 14:00 | 0 | 0 | 1944.5018 | 0
2018-12-06 15:00 | 0 | 0 | 1870.9065 | 0
2018-12-06 16:00 | 0 | 0 | 2164.9795 | 0
2018-12-06 17:00 | 0 | 0 | 2163.3035 | 0
2018-12-06 18:00 | 0 | 0 | 2240.5432 | 0
2018-12-06 19:00 | 0 | 0 | 2205.5142 | 0
2018-12-06 20:00 | 0 | 0 | 2098.1213 | 0
2018-12-06 21:00 | 0 | 0 | 1858.0886 | 0
2018-12-06 22:00 | 0 | 0 | 2301.6787 | 0
2018-12-06 23:00 | 0 | 0 | 2166.2002 | 0
2018-12-07 | 0 | 0 | 2135.6528 | 0
2018-12-07 01:00 | 0 | 0 | 2158.4614 | 0
2018-12-07 02:00 | 0 | 0 | 2179.8945 | 0
2018-12-07 03:00 | 0 | 0 | 2103.943 | 0
2018-12-07 04:00 | 0 | 0 | 1732.5339 | 0
2018-12-07 05:00 | 0 | 0 | 2152.8174 | 0
2018-12-07 06:00 | 0 | 0 | 1998.9891 | 0
2018-12-07 07:00 | 0 | 0 | 2277.2805 | 0
2018-12-07 08:00 | 0 | 0 | 1874.0938 | 0
2018-12-07 09:00 | 0 | 0 | 2101.2227 | 0
2018-12-07 10:00 | 0 | 0 | 1924.6755 | 0
2018-12-07 11:00 | 0 | 0 | 1870.9653 | 0
2018-12-07 12:00 | 0 | 0 | 1947.1477 | 0
2018-12-07 13:00 | 0 | 0 | 1798.0818 | 0
2018-12-07 14:00 | 0 | 0 | 1828.3531 | 0
2018-12-07 15:00 | 0 | 0 | 2077.255 | 0
2018-12-07 16:00 | 0 | 0 | 2014.4131 | 0
2018-12-07 17:00 | 0 | 0 | 2288.0876 | 0
2018-12-07 18:00 | 0 | 0 | 1991.6748 | 0
2018-12-07 19:00 | 0 | 0 | 2112.8872 | 0
2018-12-07 20:00 | 0 | 0 | 2079.793 | 0
2018-12-07 21:00 | 0 | 0 | 1865.0143 | 0
2018-12-07 22:00 | 0 | 0 | 2124.3582 | 0
2018-12-07 23:00 | 0 | 0 | 2046.809 | 0
2018-12-08 | 0 | 0 | 2008.921 | 0
2018-12-08 01:00 | 0 | 0 | 2146.8604 | 0
2018-12-08 02:00 | 0 | 0 | 2048.8765 | 0
2018-12-08 03:00 | 0 | 0 | 2159.0986 | 0
2018-12-08 04:00 | 0 | 0 | 1951.1849 | 0
2018-12-08 05:00 | 0 | 0 | 1819.2268 | 0
2018-12-08 06:00 | 0 | 0 | 1987.0605 | 0
2018-12-08 07:00 | 0 | 0 | 1661.8892 | 0
2018-12-08 08:00 | 0 | 0 | 1805.9253 | 0
2018-12-08 09:00 | 0 | 0 | 1578.1152 | 0
2018-12-08 10:00 | 0 | 0 | 2176.837 | 0
2018-12-08 11:00 | 0 | 0 | 1851.3094 | 0
2018-12-08 12:00 | 0 | 0 | 1791.6116 | 0
2018-12-08 13:00 | 0 | 0 | 1878.9888 | 0
2018-12-08 14:00 | 0 | 0 | 2041.6581 | 0
2018-12-08 15:00 | 0 | 0 | 2034.5928 | 0
2018-12-08 16:00 | 0 | 0 | 2065.26 | 0
2018-12-08 17:00 | 0 | 0 | 2026.3806 | 0
2018-12-08 18:00 | 0 | 0 | 2063.6965 | 0
2018-12-08 19:00 | 0 | 0 | 2199.1836 | 0
2018-12-08 20:00 | 0 | 0 | 2064.9458 | 0
2018-12-08 21:00 | 0 | 0 | 2087.5654 | 5184.4503
2018-12-08 22:00 | 0 | 253.6676 | 2071.4707 | 5594.2012
2018-12-08 23:00 | 0 | 1025.4269 | 1864.9104 | 6120.1691
2018-12-09 | 0 | 1055.9631 | 2145.752 | 6696.704
2018-12-09 01:00 | 0 | 1082.963 | 2029.4646 | 7323.7182
2018-12-09 02:00 | 0 | 1069.8253 | 2236.6267 | 7952.83
2018-12-09 03:00 | 0 | 1027.2395 | 1924.0559 | 8396.4913
2018-12-09 04:00 | 0 | 1078.5763 | 1987.4407 | 8705.7705
2018-12-09 05:00 | 0 | 912.306 | 1934.7268 | 9036.2816
2018-12-09 06:00 | 0 | 936.8014 | 1976.7935 | 9147.0915
2018-12-09 07:00 | 0 | 974.9694 | 2185.0708 | 9104.363
2018-12-09 08:00 | 0 | 974.3219 | 2055.5022 | 9034.8124
2018-12-09 09:00 | 0 | 928.4351 | 1846.3423 | 8969.1228
2018-12-09 10:00 | 0 | 870.7347 | 1987.0564 | 0
2018-12-09 11:00 | 0 | 877.4216 | 1895.3645 | 0
2018-12-09 12:00 | 0 | 910.5267 | 2141.7183 | 0
2018-12-09 13:00 | 0 | 965.4108 | 2252.1475 | 0
2018-12-09 14:00 | 0 | 1113.0071 | 2107.3335 | 0
2018-12-09 15:00 | 0 | 999.6002 | 1930.0717 | 0
2018-12-09 16:00 | 0 | 965.4999 | 1820.5842 | 0
2018-12-09 17:00 | 0 | 1002.772 | 1999.1732 | 0
2018-12-09 18:00 | 0 | 890.4896 | 2065.0894 | 0
2018-12-09 19:00 | 0 | 1008.1832 | 2160.6833 | 0
2018-12-09 20:00 | 0 | 1138.9695 | 1984.0336 | 0
2018-12-09 21:00 | 0 | 998.1351 | 1788.5769 | 0
2018-12-09 22:00 | 0 | 1125.5693 | 2221.5532 | 0
2018-12-09 23:00 | 0 | 854.4789 | 2036.5281 | 0
2018-12-10 | 0 | 838.146 | 2058.0847 | 0
2018-12-10 01:00 | 0 | 1092.1057 | 2120.8647 | 0
2018-12-10 02:00 | 0 | 959.333 | 2055.6257 | 0
2018-12-10 03:00 | 0 | 1058.1865 | 1931.1492 | 0
2018-12-10 04:00 | 0 | 1154.5116 | 2107.7593 | 0
2018-12-10 05:00 | 0 | 1035.0243 | 2060.6045 | 0
2018-12-10 06:00 | 0 | 946.7132 | 1808.8655 | 0
2018-12-10 07:00 | 0 | 753.2537 | 1757.5137 | 0
2018-12-10 08:00 | 0 | 916.9157 | 2072.1953 | 0
2018-12-10 09:00 | 0 | 920.1732 | 2327.4111 | 0
2018-12-10 10:00 | 0 | 937.7537 | 1836.6985 | 0
2018-12-10 11:00 | 0 | 1008.0501 | 1937.5144 | 0
2018-12-10 12:00 | 0 | 998.2557 | 1911.6106 | 0
2018-12-10 13:00 | 0 | 796.3258 | 1923.0237 | 0
2018-12-10 14:00 | 0 | 1033.5958 | 1851.3796 | 0
2018-12-10 15:00 | 0 | 1102.5786 | 2040.0193 | 0
2018-12-10 16:00 | 0 | 1197.6698 | 1906.1963 | 0
2018-12-10 17:00 | 0 | 991.2045 | 2339.3987 | 0
2018-12-10 18:00 | 0 | 955.4961 | 1980.0988 | 0
2018-12-10 19:00 | 0 | 997.0013 | 2145.9956 | 0
2018-12-10 20:00 | 0 | 968.7122 | 2241.4043 | 0
2018-12-10 21:00 | 0 | 1083.28 | 1974.9542 | 0
2018-12-10 22:00 | 0 | 941.8538 | 2058.1306 | 0
2018-12-10 23:00 | 0 | 1241.4078 | 2106.8364 | 0
2018-12-11 | 0 | 814.0818 | 2003.7097 | 0
2018-12-11 01:00 | 0 | 990.1234 | 2109.9258 | 0
2018-12-11 02:00 | 0 | 1121.1453 | 1980.0957 | 0
2018-12-11 03:00 | 0 | 1008.8009 | 1972.7043 | 0
2018-12-11 04:00 | 0 | 1014.4508 | 1926.0728 | 0
2018-12-11 05:00 | 0 | 766.5568 | 1989.5259 | 0
2018-12-11 06:00 | 0 | 807.3954 | 1839.6667 | 0
2018-12-11 07:00 | 0 | 794.6785 | 1733.2247 | 0
2018-12-11 08:00 | 0 | 951.15 | 1956.1603 | 0
2018-12-11 09:00 | 0 | 983.5199 | 1888.2578 | 0
2018-12-11 10:00 | 0 | 798.7196 | 1631.1702 | 0
2018-12-11 11:00 | 0 | 1026.0625 | 954.9747 | 0
2018-12-11 12:00 | 0 | 986.7609 | 1112.7163 | 0
2018-12-11 13:00 | 0 | 1009.2898 | 853.0307 | 0
2018-12-11 14:00 | 0 | 1033.3456 | 1057.3832 | 0
2018-12-11 15:00 | 0 | 1088.888 | 894.0236 | 0
2018-12-11 16:00 | 0 | 1118.7324 | 995.0861 | 0
2018-12-11 17:00 | 0 | 928.1722 | 1071.843 | 0
2018-12-11 18:00 | 0 | 1214.6493 | 1052.3884 | 0
2018-12-11 19:00 | 0 | 1247.0721 | 789.7826 | 5029.8702
2018-12-11 20:00 | 0 | 1057.8369 | 946.7896 | 4932.9047
2018-12-11 21:00 | 0 | 1004.4153 | 1033.8525 | 5263.9037
2018-12-11 22:00 | 0 | 1008.5826 | 1157.7744 | 5694.5189
2018-12-11 23:00 | 0 | 958.2582 | 953.6301 | 6254.1557
2018-12-12 | 0 | 1199.4924 | 1044.0145 | 6850.8481
2018-12-12 01:00 | 0 | 1097.7825 | 974.1372 | 7450.8852
2018-12-12 02:00 | 0 | 901.2004 | 982.6428 | 8039.8087
2018-12-12 03:00 | 0 | 1019.8837 | 990.6694 | 8487.2929
2018-12-12 04:00 | 0 | 1055.5133 | 985.057 | 8714.9091
2018-12-12 05:00 | 0 | 876.3554 | 907.4023 | 8939.508
2018-12-12 06:00 | 0 | 945.5442 | 1143.0674 | 0
2018-12-12 07:00 | 0 | 924.1953 | 906.9065 | 0
2018-12-12 08:00 | 0 | 1012.3854 | 966.4825 | 0
2018-12-12 09:00 | 0 | 976.1871 | 1030.3567 | 0
2018-12-12 10:00 | 0 | 1043.7874 | 985.5177 | 0
2018-12-12 11:00 | 0 | 919.1225 | 950.2158 | 0
2018-12-12 12:00 | 0 | 866.2786 | 1247.3729 | 0
2018-12-12 13:00 | 0 | 953.7957 | 1038.9724 | 0
2018-12-12 14:00 | 0 | 908.1393 | 859.9796 | 0
2018-12-12 15:00 | 0 | 1109.2535 | 990.9034 | 0
2018-12-12 16:00 | 0 | 1128.5388 | 1000.4644 | 0
2018-12-12 17:00 | 0 | 956.9139 | 870.0862 | 0
2018-12-12 18:00 | 0 | 1200.7026 | 1188.7246 | 0
2018-12-12 19:00 | 0 | 1057.3717 | 932.1976 | 0
2018-12-12 20:00 | 0 | 1079.88 | 1126.31 | 0
2018-12-12 21:00 | 0 | 1068.429 | 976.9325 | 0
2018-12-12 22:00 | 0 | 971.6049 | 1090.0586 | 0
2018-12-12 23:00 | 0 | 1213.6049 | 875.3134 | 0
2018-12-13 | 0 | 1044.6948 | 1136.7788 | 0
2018-12-13 01:00 | 0 | 998.2329 | 1073.001 | 0
2018-12-13 02:00 | 0 | 953.3356 | 1033.7383 | 0
2018-12-13 03:00 | 0 | 988.3354 | 1041.3135 | 0
2018-12-13 04:00 | 0 | 1121.0881 | 1099.8661 | 0
2018-12-13 05:00 | 0 | 904.0966 | 979.2772 | 0
2018-12-13 06:00 | 0 | 963.2379 | 829.7515 | 0
2018-12-13 07:00 | 0 | 1029.8247 | 853.6272 | 0
2018-12-13 08:00 | 0 | 923.726 | 824.8098 | 0
2018-12-13 09:00 | 0 | 1013.4157 | 1096.0848 | 0
2018-12-13 10:00 | 0 | 1013.8603 | 1035.9032 | 0
2018-12-13 11:00 | 0 | 927.536 | 898.1476 | 0
2018-12-13 12:00 | 0 | 993.0254 | 924.1285 | 0
2018-12-13 13:00 | 0 | 988.6799 | 1042.1501 | 0
2018-12-13 14:00 | 0 | 1081.541 | 1091.2394 | 0
2018-12-13 15:00 | 0 | 914.557 | 935.3042 | 0
2018-12-13 16:00 | 0 | 1034.7551 | 919.9479 | 0
2018-12-13 17:00 | 0 | 1109.8815 | 885.1309 | 0
2018-12-13 18:00 | 0 | 1012.1237 | 1008.7312 | 0
2018-12-13 19:00 | 0 | 938.8072 | 1130.3365 | 0
2018-12-13 20:00 | 0 | 832.33 | 1047.7068 | 0
2018-12-13 21:00 | 0 | 1072.0015 | 1067.0726 | 0
2018-12-13 22:00 | 0 | 972.2756 | 1129.7181 | 0
2018-12-13 23:00 | 0 | 805.158 | 1017.3503 | 0
2018-12-14 | 0 | 911.546 | 919.9171 | 0
2018-12-14 01:00 | 0 | 1015.238 | 996.1204 | 0
2018-12-14 02:00 | 0 | 1082.0209 | 1013.3657 | 0
2018-12-14 03:00 | 0 | 946.869 | 827.7648 | 0
2018-12-14 04:00 | 0 | 1067.9182 | 1061.894 | 0
2018-12-14 05:00 | 0 | 917.1532 | 915.818 | 0
2018-12-14 06:00 | 0 | 1117.0114 | 923.4564 | 0
2018-12-14 07:00 | 0 | 1159.92 | 883.2131 | 0
2018-12-14 08:00 | 0 | 924.4613 | 864.2035 | 0
2018-12-14 09:00 | 0 | 1029.6909 | 0 | 0
2018-12-14 10:00 | 0 | 978.9745 | 0 | 0
2018-12-14 11:00 | 0 | 886.7756 | 0 | 0
2018-12-14 12:00 | 0 | 882.9365 | 0 | 0
2018-12-14 13:00 | 0 | 935.6755 | 0 | 0
2018-12-14 14:00 | 0 | 984.6527 | 0 | 0
2018-12-14 15:00 | 0 | 924.8717 | 0 | 0
2018-12-14 16:00 | 0 | 1000.7578 | 0 | 0
2018-12-14 17:00 | 0 | 1075.6677 | 0 | 0
2018-12-14 18:00 | 0 | 954.3544 | 0 | 0
2018-12-14 19:00 | 0 | 955.045 | 0 | 0
2018-12-14 20:00 | 0 | 1121.3362 | 0 | 0
2018-12-14 21:00 | 0 | 1141.8159 | 0 | 0
2018-12-14 22:00 | 0 | 1175.8137 | 0 | 0
2018-12-14 23:00 | 0 | 1009.1023 | 0 | 0
2018-12-15 | 0 | 1084.3915 | 0 | 0
2018-12-15 01:00 | 0 | 947.6844 | 0 | 0
2018-12-15 02:00 | 0 | 841.9072 | 0 | 0
2018-12-15 03:00 | 0 | 1025.8658 | 0 | 0
2018-12-15 04:00 | 0 | 941.2152 | 0 | 0
2018-12-15 05:00 | 0 | 921.9768 | 0 | 0
2018-12-15 06:00 | 0 | 979.0457 | 0 | 0
2018-12-15 07:00 | 0 | 892.0496 | 0 | 0
2018-12-15 08:00 | 0 | 828.4918 | 0 | 0
2018-12-15 09:00 | 0 | 1049.8582 | 0 | 0
2018-12-15 10:00 | 0 | 987.2621 | 0 | 0
2018-12-15 11:00 | 0 | 1112.7241 | 0 | 0
2018-12-15 12:00 | 0 | 1132.9579 | 0 | 0
2018-12-15 13:00 | 0 | 847.0195 | 0 | 0
2018-12-15 14:00 | 0 | 1103.3625 | 0 | 0
2018-12-15 15:00 | 0 | 1120.492 | 0 | 0
2018-12-15 16:00 | 0 | 837.282 | 0 | 0
2018-12-15 17:00 | 0 | 1045.4901 | 0 | 0
2018-12-15 18:00 | 0 | 927.298 | 0 | 0
2018-12-15 19:00 | 0 | 1089.4004 | 0 | 0
2018-12-15 20:00 | 0 | 1175.5186 | 0 | 0
2018-12-15 21:00 | 0 | 1168.0435 | 0 | 0
2018-12-15 22:00 | 0 | 1099.158 | 0 | 0
2018-12-15 23:00 | 0 | 1019.7856 | 0 | 6290.1012
2018-12-16 | 0 | 1245.2258 | 0 | 6853.1429
2018-12-16 01:00 | 0 | 1029.3693 | 0 | 7455.2944
2018-12-16 02:00 | 0 | 1191.4639 | 0 | 7961.6522
2018-12-16 03:00 | 0 | 1127.1255 | 0 | 8422.8529
2018-12-16 04:00 | 0 | 983.5879 | 0 | 8729.0318
2018-12-16 05:00 | 0 | 901.4076 | 0 | 8996.9946
2018-12-16 06:00 | 0 | 862.8672 | 0 | 9082.604
2018-12-16 07:00 | 0 | 829.0129 | 0 | 9064.0018
2018-12-16 08:00 | 0 | 1157.4844 | 0 | 9106.9623
2018-12-16 09:00 | 0 | 1058.4524 | 0 | 0
2018-12-16 10:00 | 0 | 905.4567 | 0 | 0
2018-12-16 11:00 | 0 | 991.0955 | 0 | 0
2018-12-16 12:00 | 0 | 1157.8877 | 0 | 0
2018-12-16 13:00 | 0 | 855.0541 | 0 | 0
2018-12-16 14:00 | 0 | 1021.7495 | 0 | 0
2018-12-16 15:00 | 0 | 1048.1431 | 0 | 0
2018-12-16 16:00 | 0 | 960.8835 | 0 | 0
2018-12-16 17:00 | 0 | 1002.3544 | 0 | 0
2018-12-16 18:00 | 0 | 1019.5718 | 0 | 0
2018-12-16 19:00 | 0 | 1136.3528 | 0 | 0
2018-12-16 20:00 | 0 | 1022.1653 | 0 | 0
2018-12-16 21:00 | 0 | 1096.6523 | 0 | 0
2018-12-16 22:00 | 0 | 1043.0771 | 0 | 0
2018-12-16 23:00 | 0 | 1012.5381 | 0 | 0
2018-12-17 | 0 | 940.0557 | 0 | 0
2018-12-17 01:00 | 0 | 1055.2131 | 0 | 0
2018-12-17 02:00 | 0 | 1242.951 | 0 | 0
2018-12-17 03:00 | 0 | 755.4636 | 0 | 0
2018-12-17 04:00 | 0 | 1008.6453 | 0 | 0
2018-12-17 05:00 | 0 | 889.6303 | 0 | 0
2018-12-17 06:00 | 0 | 909.1486 | 0 | 0
2018-12-17 07:00 | 0 | 771.1494 | 0 | 0
2018-12-17 08:00 | 0 | 1082.9642 | 0 | 0
2018-12-17 09:00 | 0 | 1006.1938 | 0 | 0
2018-12-17 10:00 | 0 | 921.2146 | 0 | 0
2018-12-17 11:00 | 0 | 860.7772 | 0 | 0
2018-12-17 12:00 | 0 | 929.0024 | 0 | 0
2018-12-17 13:00 | 0 | 931.0065 | 0 | 0
2018-12-17 14:00 | 0 | 236.953 | 0 | 0
2018-12-17 15:00 | 0 | 0 | 0 | 0
2018-12-17 16:00 | 0 | 0 | 0 | 0
2018-12-17 17:00 | 0 | 0 | 0 | 0
2018-12-17 18:00 | 0 | 0 | 0 | 0
2018-12-17 19:00 | 0 | 0 | 0 | 0
2018-12-17 20:00 | 0 | 0 | 0 | 0
2018-12-17 21:00 | 0 | 0 | 0 | 0
2018-12-17 22:00 | 0 | 0 | 0 | 0
2018-12-17 23:00 | 0 | 0 | 0 | 0
2018-12-18 | 0 | 0 | 0 | 0
2018-12-18 01:00 | 0 | 0 | 0 | 0
2018-12-18 02:00 | 0 | 0 | 0 | 0
2018-12-18 03:00 | 0 | 0 | 0 | 0
2018-12-18 04:00 | 0 | 0 | 0 | 0
2018-12-18 05:00 | 0 | 0 | 0 | 0
2018-12-18 06:00 | 0 | 0 | 0 | 0
2018-12-18 07:00 | 0 | 0 | 0 | 0
2018-12-18 08:00 | 0 | 0 | 0 | 0
2018-12-18 09:00 | 0 | 0 | 0 | 0
2018-12-18 10:00 | 0 | 0 | 0 | 0
2018-12-18 11:00 | 0 | 0 | 0 | 0
2018-12-18 12:00 | 0 | 0 | 0 | 0
2018-12-18 13:00 | 0 | 0 | 0 | 0
2018-12-18 14:00 | 0 | 0 | 0 | 0
2018-12-18 15:00 | 0 | 0 | 0 | 0
2018-12-18 16:00 | 0 | 0 | 0 | 0
2018-12-18 17:00 | 0 | 0 | 0 | 0
2018-12-18 18:00 | 0 | 0 | 0 | 0
2018-12-18 19:00 | 0 | 0 | 0 | 0
2018-12-18 20:00 | 0 | 0 | 0 | 0
2018-12-18 21:00 | 0 | 0 | 0 | 0
2018-12-18 22:00 | 0 | 0 | 0 | 5622.9093
2018-12-18 23:00 | 0 | 0 | 0 | 6090.5118
2018-12-19 | 0 | 0 | 0 | 6601.9648
2018-12-19 01:00 | 0 | 0 | 0 | 7193.1856
2018-12-19 02:00 | 0 | 0 | 0 | 7867.3251
2018-12-19 03:00 | 0 | 0 | 0 | 8288.8277
2018-12-19 04:00 | 0 | 0 | 0 | 8555.7809
2018-12-19 05:00 | 0 | 0 | 0 | 8833.8785
2018-12-19 06:00 | 0 | 0 | 0 | 8931.2669
2018-12-19 07:00 | 0 | 0 | 0 | 8810.0836
2018-12-19 08:00 | 0 | 0 | 0 | 8769.4703
2018-12-19 09:00 | 0 | 0 | 0 | 8755.052
2018-12-19 10:00 | 0 | 0 | 0 | 8578.903
2018-12-19 11:00 | 0 | 0 | 0 | 7847.8497
2018-12-19 12:00 | 0 | 0 | 0 | 7277.735
2018-12-19 13:00 | 0 | 0 | 0 | 6842.9219
2018-12-19 14:00 | 0 | 0 | 0 | 6454.3935
2018-12-19 15:00 | 0 | 0 | 0 | 6129.395
2018-12-19 16:00 | 0 | 0 | 0 | 5800.7944
2018-12-19 17:00 | 0 | 0 | 0 | 0
2018-12-19 18:00 | 0 | 0 | 0 | 0
2018-12-19 19:00 | 0 | 0 | 0 | 0
2018-12-19 20:00 | 0 | 0 | 0 | 0
2018-12-19 21:00 | 0 | 0 | 0 | 0
2018-12-19 22:00 | 0 | 0 | 0 | 0
2018-12-19 23:00 | 0 | 0 | 0 | 0
2018-12-20 | 0 | 0 | 0 | 0
2018-12-20 01:00 | 0 | 0 | 0 | 0
2018-12-20 02:00 | 0 | 0 | 0 | 0
2018-12-20 03:00 | 0 | 0 | 0 | 0
2018-12-20 04:00 | 0 | 0 | 0 | 0
2018-12-20 05:00 | 0 | 0 | 0 | 0
2018-12-20 06:00 | 0 | 0 | 0 | 0
2018-12-20 07:00 | 0 | 0 | 0 | 0
2018-12-20 08:00 | 0 | 0 | 0 | 0
2018-12-20 09:00 | 0 | 0 | 0 | 0
2018-12-20 10:00 | 0 | 0 | 0 | 0
2018-12-20 11:00 | 0 | 0 | 0 | 0
2018-12-20 12:00 | 0 | 0 | 0 | 0
2018-12-20 13:00 | 0 | 0 | 0 | 0
2018-12-20 14:00 | 0 | 0 | 0 | 0
2018-12-20 15:00 | 0 | 0 | 0 | 0
2018-12-20 16:00 | 0 | 0 | 0 | 0
2018-12-20 17:00 | 0 | 0 | 0 | 0
2018-12-20 18:00 | 0 | 0 | 0 | 0
2018-12-20 19:00 | 0 | 0 | 0 | 0
2018-12-20 20:00 | 0 | 0 | 0 | 0
2018-12-20 21:00 | 0 | 0 | 0 | 0
2018-12-20 22:00 | 0 | 0 | 0 | 0
2018-12-20 23:00 | 0 | 0 | 0 | 0
2018-12-21 | 0 | 0 | 0 | 0
2018-12-21 01:00 | 0 | 0 | 0 | 0
2018-12-21 02:00 | 0 | 0 | 0 | 0
2018-12-21 03:00 | 0 | 0 | 0 | 0
2018-12-21 04:00 | 0 | 0 | 0 | 0
2018-12-21 05:00 | 0 | 0 | 0 | 0
2018-12-21 06:00 | 0 | 0 | 0 | 0
2018-12-21 07:00 | 0 | 0 | 0 | 0
2018-12-21 08:00 | 0 | 0 | 0 | 0
2018-12-21 09:00 | 0 | 0 | 0 | 0
2018-12-21 10:00 | 0 | 0 | 0 | 0
2018-12-21 11:00 | 0 | 0 | 0 | 0
2018-12-21 12:00 | 0 | 0 | 0 | 0
2018-12-21 13:00 | 0 | 0 | 0 | 0
2018-12-21 14:00 | 0 | 0 | 0 | 0
2018-12-21 15:00 | 0 | 0 | 0 | 0
2018-12-21 16:00 | 0 | 0 | 0 | 0
2018-12-21 17:00 | 0 | 0 | 0 | 0
2018-12-21 18:00 | 0 | 0 | 0 | 0
2018-12-21 19:00 | 0 | 0 | 0 | 0
2018-12-21 20:00 | 0 | 0 | 0 | 0
2018-12-21 21:00 | 0 | 0 | 0 | 0
2018-12-21 22:00 | 0 | 0 | 0 | 0
2018-12-21 23:00 | 0 | 0 | 0 | 0
2018-12-22 | 0 | 0 | 0 | 0
2018-12-22 01:00 | 0 | 0 | 0 | 0
2018-12-22 02:00 | 0 | 0 | 0 | 0
2018-12-22 03:00 | 0 | 0 | 0 | 0
2018-12-22 04:00 | 0 | 0 | 0 | 0
2018-12-22 05:00 | 0 | 0 | 0 | 0
2018-12-22 06:00 | 0 | 0 | 0 | 0
2018-12-22 07:00 | 0 | 0 | 0 | 0
2018-12-22 08:00 | 0 | 0 | 0 | 0
2018-12-22 09:00 | 0 | 0 | 0 | 0
2018-12-22 10:00 | 0 | 0 | 0 | 8701.318
2018-12-22 11:00 | 0 | 0 | 0 | 8014.9078
2018-12-22 12:00 | 0 | 0 | 0 | 7345.865
2018-12-22 13:00 | 0 | 0 | 0 | 6871.2079
2018-12-22 14:00 | 0 | 0 | 0 | 6450.0368
2018-12-22 15:00 | 0 | 0 | 0 | 6097.2672
2018-12-22 16:00 | 0 | 0 | 0 | 5709.0089
2018-12-22 17:00 | 0 | 0 | 0 | 5353.9316
2018-12-22 18:00 | 0 | 0 | 0 | 5051.2955
2018-12-22 19:00 | 0 | 0 | 0 | 4873.3343
2018-12-22 20:00 | 0 | 0 | 0 | 4840.2766
2018-12-22 21:00 | 0 | 0 | 0 | 5235.707
2018-12-22 22:00 | 0 | 0 | 0 | 5653.5319
2018-12-22 23:00 | 0 | 0 | 0 | 6156.959
2018-12-23 | 0 | 0 | 0 | 0
2018-12-23 01:00 | 0 | 0 | 0 | 0
2018-12-23 02:00 | 0 | 0 | 0 | 0
2018-12-23 03:00 | 0 | 0 | 0 | 0
2018-12-23 04:00 | 0 | 0 | 0 | 0
2018-12-23 05:00 | 0 | 0 | 0 | 0
2018-12-23 06:00 | 0 | 0 | 0 | 0
2018-12-23 07:00 | 0 | 0 | 0 | 0
2018-12-23 08:00 | 0 | 0 | 0 | 0
2018-12-23 09:00 | 0 | 0 | 0 | 0
2018-12-23 10:00 | 0 | 0 | 0 | 0
2018-12-23 11:00 | 0 | 0 | 0 | 0
2018-12-23 12:00 | 0 | 0 | 0 | 0
2018-12-23 13:00 | 0 | 0 | 0 | 0
2018-12-23 14:00 | 0 | 0 | 0 | 0
2018-12-23 15:00 | 0 | 0 | 0 | 0
2018-12-23 16:00 | 0 | 0 | 0 | 0
2018-12-23 17:00 | 0 | 0 | 0 | 0
2018-12-23 18:00 | 0 | 0 | 0 | 0
2018-12-23 19:00 | 0 | 0 | 0 | 0
2018-12-23 20:00 | 0 | 0 | 0 | 0
2018-12-23 21:00 | 0 | 0 | 0 | 5307.1353
2018-12-23 22:00 | 0 | 0 | 0 | 5689.4842
2018-12-23 23:00 | 0 | 0 | 0 | 6104.8064
2018-12-24 | 0 | 0 | 0 | 6618.7047
2018-12-24 01:00 | 0 | 0 | 0 | 7247.5145
2018-12-24 02:00 | 0 | 0 | 0 | 7851.915
2018-12-24 03:00 | 0 | 0 | 0 | 8232.5461
2018-12-24 04:00 | 0 | 0 | 0 | 8420.6891
2018-12-24 05:00 | 0 | 0 | 0 | 8637.1857
2018-12-24 06:00 | 0 | 0 | 0 | 8680.1844
2018-12-24 07:00 | 0 | 0 | 0 | 8596.1118
2018-12-24 08:00 | 0 | 0 | 0 | 8567.368
2018-12-24 09:00 | 0 | 0 | 0 | 8309.0107
2018-12-24 10:00 | 0 | 0 | 0 | 8181.4695
2018-12-24 11:00 | 0 | 0 | 0 | 7729.6986
2018-12-24 12:00 | 0 | 0 | 0 | 7300.073
2018-12-24 13:00 | 0 | 0 | 0 | 0
2018-12-24 14:00 | 0 | 0 | 0 | 0
2018-12-24 15:00 | 0 | 0 | 0 | 6135.3422
2018-12-24 16:00 | 0 | 0 | 0 | 5781.2177
2018-12-24 17:00 | 0 | 0 | 0 | 5448.424
2018-12-24 18:00 | 0 | 0 | 0 | 5215.3912
2018-12-24 19:00 | 0 | 0 | 0 | 5292.2934
2018-12-24 20:00 | 0 | 0 | 0 | 5465.8763
2018-12-24 21:00 | 0 | 0 | 0 | 5711.171
2018-12-24 22:00 | 0 | 0 | 0 | 5952.6368
2018-12-24 23:00 | 0 | 0 | 0 | 6335.4603
2018-12-25 | 0 | 0 | 0 | 6975.4164
2018-12-25 01:00 | 0 | 0 | 0 | 7570.8477
2018-12-25 02:00 | 0 | 0 | 0 | 0
2018-12-25 03:00 | 0 | 0 | 0 | 0
2018-12-25 04:00 | 0 | 0 | 0 | 0
2018-12-25 05:00 | 0 | 0 | 0 | 0
2018-12-25 06:00 | 0 | 0 | 0 | 0
2018-12-25 07:00 | 0 | 0 | 0 | 0
2018-12-25 08:00 | 0 | 0 | 0 | 0
2018-12-25 09:00 | 0 | 0 | 0 | 0
2018-12-25 10:00 | 0 | 0 | 0 | 0
2018-12-25 11:00 | 0 | 0 | 0 | 0
2018-12-25 12:00 | 0 | 0 | 0 | 0
2018-12-25 13:00 | 0 | 0 | 0 | 0
2018-12-25 14:00 | 0 | 0 | 0 | 0
2018-12-25 15:00 | 0 | 0 | 0 | 0
2018-12-25 16:00 | 0 | 0 | 0 | 0
2018-12-25 17:00 | 0 | 0 | 0 | 0
2018-12-25 18:00 | 0 | 0 | 0 | 0
2018-12-25 19:00 | 0 | 0 | 0 | 0
2018-12-25 20:00 | 0 | 0 | 0 | 0
2018-12-25 21:00 | 0 | 0 | 0 | 0
2018-12-25 22:00 | 0 | 0 | 0 | 0
2018-12-25 23:00 | 0 | 0 | 0 | 0
2018-12-26 | 0 | 0 | 0 | 0
2018-12-26 01:00 | 0 | 0 | 0 | 0
2018-12-26 02:00 | 0 | 0 | 0 | 0
2018-12-26 03:00 | 0 | 0 | 0 | 0
2018-12-26 04:00 | 0 | 0 | 0 | 0
2018-12-26 05:00 | 0 | 0 | 0 | 0
2018-12-26 06:00 | 0 | 0 | 0 | 0
2018-12-26 07:00 | 0 | 0 | 0 | 0
2018-12-26 08:00 | 0 | 0 | 0 | 0
2018-12-26 09:00 | 0 | 0 | 0 | 0
2018-12-26 10:00 | 0 | 0 | 0 | 0
2018-12-26 11:00 | 0 | 0 | 0 | 0
2018-12-26 12:00 | 0 | 0 | 0 | 0
2018-12-26 13:00 | 0 | 0 | 0 | 0
2018-12-26 14:00 | 0 | 0 | 0 | 0
2018-12-26 15:00 | 0 | 0 | 0 | 0
2018-12-26 16:00 | 0 | 0 | 0 | 0
2018-12-26 17:00 | 0 | 0 | 0 | 0
2018-12-26 18:00 | 0 | 0 | 0 | 0
2018-12-26 19:00 | 0 | 0 | 0 | 0
2018-12-26 20:00 | 0 | 0 | 0 | 0
2018-12-26 21:00 | 0 | 0 | 0 | 0
2018-12-26 22:00 | 0 | 0 | 0 | 0
2018-12-26 23:00 | 0 | 0 | 0 | 0
2018-12-27 | 0 | 0 | 0 | 0
2018-12-27 01:00 | 0 | 0 | 0 | 0
2018-12-27 02:00 | 0 | 0 | 0 | 0
2018-12-27 03:00 | 0 | 0 | 0 | 0
2018-12-27 04:00 | 0 | 0 | 0 | 0
2018-12-27 05:00 | 0 | 0 | 0 | 0
2018-12-27 06:00 | 0 | 0 | 0 | 0
2018-12-27 07:00 | 0 | 0 | 0 | 0
2018-12-27 08:00 | 0 | 0 | 0 | 0
2018-12-27 09:00 | 0 | 0 | 0 | 0
2018-12-27 10:00 | 0 | 0 | 0 | 0
2018-12-27 11:00 | 0 | 0 | 0 | 0
2018-12-27 12:00 | 0 | 0 | 0 | 0
2018-12-27 13:00 | 0 | 0 | 0 | 0
2018-12-27 14:00 | 0 | 0 | 0 | 0
2018-12-27 15:00 | 0 | 0 | 0 | 0
2018-12-27 16:00 | 0 | 0 | 0 | 0
2018-12-27 17:00 | 0 | 0 | 0 | 0
2018-12-27 18:00 | 0 | 0 | 0 | 0
2018-12-27 19:00 | 0 | 0 | 0 | 0
2018-12-27 20:00 | 0 | 0 | 0 | 0
2018-12-27 21:00 | 0 | 0 | 0 | 0
2018-12-27 22:00 | 0 | 0 | 0 | 0
2018-12-27 23:00 | 0 | 0 | 0 | 0
2018-12-28 | 0 | 0 | 0 | 0
2018-12-28 01:00 | 0 | 0 | 0 | 0
2018-12-28 02:00 | 1110.3569 | 0 | 0 | 0
2018-12-28 03:00 | 1089.913 | 0 | 0 | 0
2018-12-28 04:00 | 1089.4205 | 0 | 0 | 0
2018-12-28 05:00 | 1133.8865 | 0 | 0 | 0
2018-12-28 06:00 | 1060.8385 | 0 | 0 | 0
2018-12-28 07:00 | 1105.8793 | 0 | 0 | 0
2018-12-28 08:00 | 1063.7461 | 0 | 0 | 0
2018-12-28 09:00 | 1045.7609 | 0 | 0 | 0
2018-12-28 10:00 | 998.9525 | 0 | 0 | 0
2018-12-28 11:00 | 1154.9425 | 0 | 0 | 0
2018-12-28 12:00 | 1057.426 | 0 | 0 | 0
2018-12-28 13:00 | 1108.9634 | 0 | 0 | 0
2018-12-28 14:00 | 1114.2096 | 0 | 0 | 0
2018-12-28 15:00 | 1015.1619 | 0 | 0 | 0
2018-12-28 16:00 | 1137.7292 | 0 | 0 | 0
2018-12-28 17:00 | 1026.7048 | 0 | 0 | 0
2018-12-28 18:00 | 1135.1987 | 0 | 0 | 0
2018-12-28 19:00 | 1093.9299 | 0 | 0 | 0
2018-12-28 20:00 | 1121.6942 | 0 | 0 | 0
2018-12-28 21:00 | 1065.3408 | 0 | 0 | 0
2018-12-28 22:00 | 1118.1777 | 0 | 0 | 0
2018-12-28 23:00 | 1076.9679 | 0 | 0 | 0
2018-12-29 | 1113.5837 | 0 | 0 | 0
2018-12-29 01:00 | 1087.618 | 0 | 0 | 0
2018-12-29 02:00 | 1085.4587 | 0 | 0 | 0
2018-12-29 03:00 | 1162.4617 | 0 | 0 | 0
2018-12-29 04:00 | 1129.9154 | 0 | 0 | 0
2018-12-29 05:00 | 1073.2928 | 0 | 0 | 0
2018-12-29 06:00 | 1093.8287 | 0 | 0 | 0
2018-12-29 07:00 | 1065.962 | 0 | 0 | 0
2018-12-29 08:00 | 1026.0352 | 0 | 0 | 0
2018-12-29 09:00 | 1042.3063 | 0 | 0 | 0
2018-12-29 10:00 | 1066.8851 | 0 | 0 | 0
2018-12-29 11:00 | 1157.4464 | 0 | 0 | 0
2018-12-29 12:00 | 1033.1183 | 0 | 0 | 8058.7062
2018-12-29 13:00 | 1101.5471 | 0 | 0 | 7270.2501
2018-12-29 14:00 | 1003.669 | 0 | 0 | 6691.5719
2018-12-29 15:00 | 1077.3528 | 0 | 0 | 6275.6559
2018-12-29 16:00 | 1000.5869 | 0 | 0 | 5817.4885
2018-12-29 17:00 | 1148.7073 | 0 | 0 | 5396.8274
2018-12-29 18:00 | 1119.3878 | 0 | 0 | 5112.3192
2018-12-29 19:00 | 1105.7109 | 0 | 0 | 4970.3123
2018-12-29 20:00 | 1127.8671 | 0 | 0 | 4972.9403
2018-12-29 21:00 | 1110.3972 | 0 | 0 | 5480.3592
2018-12-29 22:00 | 1079.3885 | 0 | 0 | 6078.5445
2018-12-29 23:00 | 1077.5011 | 0 | 0 | 6715.9838
2018-12-30 | 1154.6589 | 0 | 0 | 7332.2856
2018-12-30 01:00 | 1089.9071 | 0 | 0 | 7946.4742
2018-12-30 02:00 | 1028.4235 | 0 | 0 | 0
2018-12-30 03:00 | 1079.9562 | 0 | 0 | 0
2018-12-30 04:00 | 1146.694 | 0 | 0 | 0
2018-12-30 05:00 | 994.6714 | 0 | 0 | 0
2018-12-30 06:00 | 1061.8467 | 0 | 0 | 0
2018-12-30 07:00 | 1068.4038 | 0 | 0 | 9982.4207
2018-12-30 08:00 | 1030.2013 | 0 | 0 | 10124.853
2018-12-30 09:00 | 975.047 | 0 | 0 | 10131.2826
2018-12-30 10:00 | 1085.019 | 0 | 0 | 9846.7074
2018-12-30 11:00 | 1166.3389 | 0 | 0 | 8858.4188
2018-12-30 12:00 | 1017.7327 | 0 | 0 | 7936.1847
2018-12-30 13:00 | 1114.0837 | 0 | 0 | 7129.9864
2018-12-30 14:00 | 1080.1365 | 0 | 0 | 0
2018-12-30 15:00 | 1058.6171 | 0 | 0 | 0
2018-12-30 16:00 | 1091.8231 | 0 | 0 | 0
2018-12-30 17:00 | 1107.0142 | 0 | 0 | 0
2018-12-30 18:00 | 1024.1656 | 0 | 0 | 0
2018-12-30 19:00 | 1057.7771 | 0 | 0 | 0
2018-12-30 20:00 | 1259.2786 | 0 | 0 | 0
2018-12-30 21:00 | 1101.0553 | 0 | 0 | 0
2018-12-30 22:00 | 1082.845 | 0 | 0 | 0
2018-12-30 23:00 | 1142.3999 | 0 | 616.2238 | 0
2018-12-31 | 1088.8988 | 0 | 1292.2814 | 0
2018-12-31 01:00 | 1056.8827 | 0 | 1151.6531 | 0
2018-12-31 02:00 | 1081.6417 | 0 | 867.2184 | 0
2018-12-31 03:00 | 1069.9873 | 0 | 948.8199 | 0
2018-12-31 04:00 | 1038.947 | 0 | 1077.0742 | 0
2018-12-31 05:00 | 1034.863 | 0 | 949.7686 | 0
2018-12-31 06:00 | 1061.5753 | 0 | 970.3281 | 0
2018-12-31 07:00 | 1088.6022 | 0 | 1002.4485 | 0
2018-12-31 08:00 | 964.9971 | 0 | 943.3166 | 0
2018-12-31 09:00 | 1008.7357 | 0 | 931.7723 | 0
2018-12-31 10:00 | 1073.6759 | 0 | 954.8304 | 0
2018-12-31 11:00 | 1204.4211 | 0 | 825.0387 | 0
2018-12-31 12:00 | 1080.6628 | 0 | 913.0634 | 0
2018-12-31 13:00 | 1026.889 | 0 | 962.0966 | 0
2018-12-31 14:00 | 1118.7068 | 0 | 944.0255 | 0
2018-12-31 15:00 | 1079.0063 | 0 | 884.5623 | 0
2018-12-31 16:00 | 1049.8353 | 0 | 1012.5978 | 0
2018-12-31 17:00 | 1070.492 | 0 | 930.8103 | 0
2018-12-31 18:00 | 1067.335 | 0 | 1095.4705 | 0
2018-12-31 19:00 | 1125.2719 | 0 | 971.0707 | 0
2018-12-31 20:00 | 1133.5824 | 0 | 1055.3333 | 0
2018-12-31 21:00 | 1075.0438 | 0 | 1048.2856 | 0
2018-12-31 22:00 | 1086.4711 | 0 | 1035.8201 | 0
2018-12-31 23:00 | 1071.4719 | 0 | 992.3136 | 7336.2945
2019-01-01 | 1078.5345 | 0 | 1053.1135 | 8049.202
Note:
The container vessel shorepower load profile is generated according the same vessel schedule and sizes as used for the STS cranes.
The cruise vessel shorepower load profile is generated according to the cruise schedule of B92 at the Port of Los Angeles. The average power is assumed as 7213 kW when pluged in. The average stay is 11 hours.

## Buildings
Time | LargeOffice (kW) | MediumOffice (kW) | SmallOffice (kW) | LargeHotel (kW) | SmallHotel (kW) | Warehouse (kW) | FullServiceRestaurant (kW) | QuickServiceRestaurant (kW)
2018-01-01 01:00 | 47.2122 | 23.3204 | 16.3165 | 69.2218 | 16.6308 | 23.2117 | 18.4151 | 11.5525
2018-01-01 02:00 | 46.7056 | 23.2324 | 16.5243 | 75.4337 | 16.9472 | 23.7154 | 15.6863 | 9.0677
2018-01-01 03:00 | 46.5243 | 23.3475 | 17.4196 | 77.0053 | 17.39 | 25.5298 | 11.1448 | 8.012
2018-01-01 04:00 | 40.5784 | 21.109 | 12.7555 | 66.7602 | 14.6022 | 18.9594 | 9.6063 | 7.0126
2018-01-01 05:00 | 40.8258 | 21.417 | 13.2501 | 69.503 | 14.8363 | 19.8848 | 9.0879 | 8.3356
2018-01-01 06:00 | 42.0733 | 21.8981 | 13.8648 | 71.3982 | 15.1824 | 20.7493 | 10.0318 | 9.2243
2018-01-01 07:00 | 44.8173 | 22.6261 | 14.6779 | 72.1815 | 15.7559 | 22.0356 | 11.4997 | 10.246
2018-01-01 08:00 | 47.1974 | 23.3133 | 15.1288 | 72.0608 | 16.1358 | 22.7183 | 13.1712 | 11.5752
2018-01-01 09:00 | 48.4587 | 21.7981 | 15.1596 | 70.8778 | 16.2051 | 16.7297 | 14.806 | 14.9289
2018-01-01 10:00 | 55.2423 | 26.4897 | 16.5001 | 70.5991 | 16.962 | 26.1488 | 17.2409 | 16.6578
2018-01-01 11:00 | 57.4474 | 27.1493 | 15.7851 | 65.226 | 13.4762 | 22.9863 | 18.5798 | 17.3533
2018-01-01 12:00 | 58.6126 | 27.8791 | 14.5347 | 58.6665 | 11.2973 | 19.7507 | 20.629 | 17.5469
2018-01-01 13:00 | 60.747 | 29.3554 | 13.4365 | 53.4345 | 9.9797 | 16.6275 | 22.259 | 17.4002
2018-01-01 14:00 | 64.8424 | 31.4234 | 13.4166 | 49.9102 | 9.824 | 14.6459 | 23.0469 | 17.4065
2018-01-01 15:00 | 68.0359 | 33.1292 | 13.8963 | 47.4099 | 10.2587 | 13.847 | 23.7874 | 17.549
2018-01-01 16:00 | 69.1588 | 33.965 | 14.3476 | 44.7277 | 10.4836 | 13.6802 | 24.2439 | 17.5845
2018-01-01 17:00 | 69.574 | 34.0979 | 14.6326 | 41.8726 | 10.439 | 13.6322 | 24.4659 | 17.6837
2018-01-01 18:00 | 68.2238 | 32.7821 | 14.4904 | 39.7106 | 10.1749 | 13.3564 | 24.3194 | 17.7362
2018-01-01 19:00 | 64.201 | 29.9903 | 13.712 | 38.2037 | 9.652 | 12.7287 | 23.934 | 17.5684
2018-01-01 20:00 | 58.3955 | 26.9985 | 12.7921 | 37.3942 | 10.2571 | 12.4593 | 23.3257 | 17.2736
2018-01-01 21:00 | 53.9755 | 25.4647 | 12.5877 | 40.0882 | 13.0876 | 13.3511 | 22.729 | 17.0876
2018-01-01 22:00 | 49.2743 | 23.7688 | 11.9729 | 43.3245 | 13.2607 | 13.8732 | 21.642 | 16.4676
2018-01-01 23:00 | 46.2655 | 22.6995 | 11.8035 | 47.1421 | 13.6092 | 14.706 | 20.5533 | 15.3383
2018-01-02 | 43.5313 | 21.7973 | 11.9032 | 52.0064 | 13.9946 | 15.7545 | 19.2436 | 13.3098
2018-01-02 01:00 | 41.8896 | 21.2942 | 12.1844 | 57.0722 | 14.2803 | 16.9309 | 17.2684 | 10.4415
2018-01-02 02:00 | 41.1812 | 21.0651 | 12.3625 | 61.8541 | 14.4192 | 17.7813 | 14.4853 | 7.8763
2018-01-02 03:00 | 40.5156 | 20.9611 | 12.2434 | 64.7406 | 14.4795 | 17.978 | 10.8401 | 6.6933
2018-01-02 04:00 | 40.4444 | 21.0205 | 12.3517 | 66.4167 | 14.4779 | 18.2859 | 9.6781 | 7.0933
2018-01-02 05:00 | 40.6343 | 21.1872 | 12.7148 | 68.6766 | 14.4913 | 18.9495 | 9.1297 | 8.3869
2018-01-02 06:00 | 41.2515 | 21.3759 | 13.1449 | 69.66 | 14.6701 | 19.6457 | 10.024 | 9.2509
2018-01-02 07:00 | 42.5423 | 21.735 | 13.4554 | 69.0701 | 14.8262 | 20.1526 | 11.4127 | 10.2012
2018-01-02 08:00 | 44.5987 | 22.3425 | 13.7292 | 68.6564 | 15.0077 | 20.3485 | 13.0323 | 11.4994
2018-01-02 09:00 | 44.4641 | 20.3923 | 13.4569 | 66.81 | 14.9598 | 12.3508 | 14.4918 | 14.1437
2018-01-02 10:00 | 52.2428 | 25.0548 | 14.5826 | 65.7772 | 15.3631 | 23.4818 | 16.8918 | 15.5986
2018-01-02 11:00 | 54.9278 | 26.0896 | 14.0991 | 61.8488 | 11.984 | 20.3391 | 18.2618 | 16.3842
2018-01-02 12:00 | 58.0296 | 27.8151 | 13.6355 | 57.2155 | 10.7509 | 18.3049 | 20.4667 | 16.9439
2018-01-02 13:00 | 61.1498 | 29.7712 | 13.3004 | 52.4411 | 9.9463 | 16.3206 | 22.0604 | 17.2113
2018-01-02 14:00 | 65.0284 | 31.8258 | 13.4549 | 49.2163 | 9.7944 | 14.7288 | 23.3924 | 17.5071
2018-01-02 15:00 | 67.4791 | 33.4705 | 13.9866 | 46.6245 | 10.2438 | 14.0286 | 24.4729 | 17.7861
2018-01-02 16:00 | 68.6418 | 34.4455 | 14.512 | 44.1161 | 10.6305 | 13.9575 | 25.0391 | 17.9304
2018-01-02 17:00 | 68.9349 | 34.5497 | 14.8344 | 41.6798 | 10.6857 | 14.0562 | 25.2499 | 18.0529
2018-01-02 18:00 | 67.7848 | 33.247 | 14.6624 | 39.561 | 10.3756 | 13.8568 | 25.2059 | 18.1017
2018-01-02 19:00 | 63.9184 | 30.4527 | 13.9041 | 38.3241 | 9.9038 | 13.2667 | 24.7612 | 17.8939
2018-01-02 20:00 | 58.658 | 27.5826 | 13.0324 | 37.9825 | 10.5547 | 12.974 | 24.0487 | 17.5633
2018-01-02 21:00 | 54.9893 | 26.0543 | 12.8551 | 40.7326 | 13.3706 | 13.8176 | 23.0845 | 17.2642
2018-01-02 22:00 | 51.463 | 24.322 | 12.136 | 43.3178 | 13.5178 | 14.0159 | 21.7455 | 16.4707
2018-01-02 23:00 | 48.042 | 23.0838 | 11.7349 | 47.0731 | 13.7821 | 14.4559 | 20.4489 | 15.1465
2018-01-03 | 44.4293 | 22.0972 | 11.5527 | 51.0479 | 14.0269 | 15.0189 | 18.9856 | 12.951
2018-01-03 01:00 | 42.6958 | 21.4956 | 11.6551 | 55.7796 | 14.2214 | 15.9204 | 17.0394 | 10.0494
2018-01-03 02:00 | 42.0855 | 21.267 | 11.9832 | 61.0784 | 14.4358 | 16.9017 | 14.4824 | 7.663
2018-01-03 03:00 | 41.7317 | 21.3176 | 12.3151 | 64.7741 | 14.6358 | 17.748 | 10.896 | 6.656
2018-01-03 04:00 | 39.0253 | 20.3877 | 12.0604 | 66.9304 | 14.69 | 18.5822 | 9.7394 | 7.131
2018-01-03 05:00 | 39.5809 | 20.6615 | 12.4847 | 69.121 | 14.7806 | 19.23 | 9.1957 | 8.426
2018-01-03 06:00 | 39.6006 | 20.6966 | 12.7718 | 69.7938 | 14.8794 | 19.7562 | 10.0757 | 9.2758
2018-01-03 07:00 | 40.2249 | 20.773 | 13.0248 | 69.1093 | 14.9999 | 20.2332 | 11.4623 | 10.2267
2018-01-03 08:00 | 42.2581 | 21.2785 | 13.5505 | 69.4883 | 15.4474 | 21.0517 | 13.1724 | 11.6009
2018-01-03 09:00 | 40.6744 | 19.3519 | 13.3793 | 68.3938 | 15.528 | 16.3084 | 14.8596 | 14.6189
2018-01-03 10:00 | 43.8951 | 22.2252 | 14.1093 | 67.2732 | 15.9403 | 23.7732 | 17.0706 | 16.0309
2018-01-03 11:00 | 41.9358 | 21.289 | 12.7807 | 62.3208 | 12.1661 | 20.3646 | 18.3111 | 16.5079
2018-01-03 12:00 | 40.5267 | 20.7976 | 11.7164 | 58.0684 | 10.84 | 18.3051 | 20.4882 | 16.992
2018-01-03 13:00 | 40.8895 | 21.0418 | 10.7609 | 53.7488 | 10.1241 | 16.477 | 22.1911 | 17.2613
2018-01-03 14:00 | 42.3067 | 21.4793 | 10.0763 | 49.6186 | 9.8575 | 15.0991 | 23.2639 | 17.5029
2018-01-03 15:00 | 44.3957 | 21.9315 | 9.7844 | 46.0092 | 9.9416 | 14.3443 | 23.9076 | 17.6546
2018-01-03 16:00 | 44.5099 | 22.1645 | 9.7632 | 42.5318 | 9.9369 | 14.1411 | 24.1606 | 17.6679
2018-01-03 17:00 | 44.2072 | 22.4056 | 9.8305 | 39.8827 | 9.7818 | 14.03 | 24.3695 | 17.6924
2018-01-03 18:00 | 44.9386 | 22.6314 | 9.9334 | 38.2245 | 9.5569 | 13.7708 | 24.3756 | 17.6881
2018-01-03 19:00 | 44.9637 | 22.3248 | 9.8485 | 37.3915 | 9.2951 | 13.3825 | 24.0701 | 17.5685
2018-01-03 20:00 | 43.7114 | 21.6779 | 9.7232 | 38.1239 | 10.2869 | 13.4521 | 23.5244 | 17.4028
2018-01-03 21:00 | 43.7706 | 22.0385 | 10.3473 | 41.4262 | 13.3737 | 14.5978 | 22.9927 | 17.2628
2018-01-03 22:00 | 41.8703 | 21.5494 | 10.288 | 44.4205 | 13.6083 | 14.9574 | 21.8321 | 16.5641
2018-01-03 23:00 | 40.7415 | 21.2871 | 10.4056 | 48.2554 | 13.9149 | 15.4047 | 20.55 | 15.242
2018-01-04 | 40.2382 | 21.0814 | 10.6462 | 52.8218 | 14.1266 | 15.8629 | 19.0283 | 12.9589
2018-01-04 01:00 | 40.0101 | 20.9733 | 10.7931 | 56.9168 | 14.2171 | 16.1468 | 16.8469 | 9.8168
2018-01-04 02:00 | 40.0767 | 20.829 | 11.3174 | 61.6029 | 14.4061 | 16.9926 | 14.2022 | 7.3713
2018-01-04 03:00 | 39.1237 | 20.1916 | 11.6917 | 65.1728 | 14.4417 | 17.6535 | 10.8865 | 6.2242
2018-01-04 04:00 | 43.4974 | 21.8795 | 12.4419 | 66.8465 | 14.3525 | 18.0568 | 9.7003 | 7.084
2018-01-04 05:00 | 43.7325 | 21.9179 | 12.6706 | 68.4582 | 14.2789 | 18.6246 | 9.1175 | 8.3659
2018-01-04 06:00 | 44.3593 | 21.9415 | 12.9962 | 69.3196 | 14.2747 | 19.2168 | 9.9972 | 9.2098
2018-01-04 07:00 | 45.149 | 22.1251 | 13.2662 | 68.9143 | 14.4175 | 19.6757 | 11.3912 | 10.1623
2018-01-04 08:00 | 46.6416 | 22.5434 | 13.4174 | 68.4368 | 14.5704 | 19.7273 | 13.0204 | 11.4795
2018-01-04 09:00 | 47.2311 | 21.2295 | 13.5092 | 67.7331 | 14.6486 | 14.4737 | 14.6584 | 14.0532
2018-01-04 10:00 | 55.0413 | 25.7959 | 14.647 | 66.4576 | 15.1879 | 22.7802 | 17.0068 | 15.5721
2018-01-04 11:00 | 56.4519 | 26.2961 | 13.5657 | 61.1914 | 11.3126 | 19.2107 | 18.2729 | 16.1111
2018-01-04 12:00 | 59.964 | 28.2212 | 13.1612 | 56.6162 | 10.2374 | 17.2089 | 20.4858 | 16.6635
2018-01-04 13:00 | 63.5281 | 30.5694 | 13.0159 | 52.6272 | 9.7286 | 15.3057 | 22.0244 | 16.9653
2018-01-04 14:00 | 67.6135 | 32.852 | 13.4714 | 49.7878 | 9.9492 | 14.1737 | 23.5073 | 17.4099
2018-01-04 15:00 | 70.1295 | 34.5155 | 14.166 | 47.4983 | 10.5907 | 13.8566 | 24.6151 | 17.7871
2018-01-04 16:00 | 71.3606 | 35.6255 | 14.7725 | 45.1718 | 10.9614 | 14.0489 | 25.4363 | 18.0465
2018-01-04 17:00 | 71.3133 | 35.8217 | 15.1657 | 43.2643 | 11.0341 | 14.2523 | 25.8901 | 18.2767
2018-01-04 18:00 | 70.0991 | 34.6182 | 15.1002 | 41.5616 | 10.8934 | 14.1333 | 25.9129 | 18.3919
2018-01-04 19:00 | 66.5066 | 31.8693 | 14.3926 | 40.5134 | 10.5678 | 13.5781 | 25.4203 | 18.2351
2018-01-04 20:00 | 61.5137 | 28.7769 | 13.2955 | 39.2573 | 10.9161 | 13.1096 | 24.4641 | 17.799
2018-01-04 21:00 | 57.9079 | 27.3116 | 12.912 | 40.7691 | 13.4586 | 13.5544 | 23.4951 | 17.3669
2018-01-04 22:00 | 54.8693 | 25.8117 | 12.0575 | 43.087 | 13.4298 | 13.4169 | 22.0557 | 16.4345
2018-01-04 23:00 | 51.7316 | 24.4537 | 11.4673 | 46.5194 | 13.5064 | 13.4883 | 20.5096 | 14.9509
2018-01-05 | 48.6989 | 23.2624 | 11.049 | 50.3857 | 13.5515 | 13.7318 | 18.8079 | 12.5634
2018-01-05 01:00 | 47.2679 | 22.7234 | 10.7834 | 54.437 | 13.5127 | 13.9629 | 16.5971 | 9.2809
2018-01-05 02:00 | 46.3029 | 22.4304 | 10.6515 | 58.9675 | 13.4797 | 14.2951 | 13.7339 | 6.5649
2018-01-05 03:00 | 45.2357 | 22.1521 | 10.525 | 62.0151 | 13.3297 | 14.4967 | 10.9067 | 5.2721
2018-01-05 04:00 | 43.7631 | 21.8086 | 10.4531 | 63.3144 | 13.1002 | 14.6527 | 9.6359 | 6.9481
2018-01-05 05:00 | 42.7261 | 21.695 | 10.5644 | 65.2277 | 12.932 | 14.974 | 8.9901 | 8.2099
2018-01-05 06:00 | 43.449 | 21.778 | 11.0115 | 66.1714 | 12.9465 | 15.8989 | 9.8639 | 9.0544
2018-01-05 07:00 | 44.8343 | 21.9926 | 11.2942 | 65.2941 | 13.0539 | 16.4158 | 11.2535 | 10.0344
2018-01-05 08:00 | 46.8848 | 22.4404 | 11.5132 | 64.5768 | 13.1671 | 16.5715 | 12.8748 | 11.3708
2018-01-05 09:00 | 47.1159 | 21.0673 | 11.514 | 63.2025 | 13.143 | 11.532 | 14.3946 | 13.3616
2018-01-05 10:00 | 55.2981 | 25.4366 | 12.9808 | 63.0336 | 13.8811 | 20.0423 | 16.8327 | 15.0698
2018-01-05 11:00 | 57.1796 | 26.306 | 12.1613 | 58.434 | 10.2018 | 17.0572 | 18.1844 | 15.6772
2018-01-05 12:00 | 60.9923 | 28.6734 | 11.9442 | 55.1109 | 9.3529 | 14.785 | 20.4751 | 16.108
2018-01-05 13:00 | 68.1925 | 32.1974 | 12.6665 | 53.0799 | 9.6601 | 13.6621 | 22.0223 | 16.6777
2018-01-05 14:00 | 72.224 | 34.8128 | 13.7495 | 51.342 | 10.4607 | 13.6512 | 24.0485 | 17.5224
2018-01-05 15:00 | 73.8499 | 36.3851 | 14.7099 | 49.2337 | 11.2847 | 14.1052 | 25.6052 | 18.2198
2018-01-05 16:00 | 74.1728 | 37.0711 | 15.3565 | 46.4061 | 11.6925 | 14.5413 | 26.3099 | 18.4993
2018-01-05 17:00 | 72.918 | 36.567 | 15.6469 | 43.8487 | 11.601 | 14.8046 | 26.3806 | 18.5923
2018-01-05 18:00 | 70.6816 | 34.6942 | 15.371 | 41.7698 | 11.1482 | 14.5816 | 26.0918 | 18.5489
2018-01-05 19:00 | 66.15 | 31.4778 | 14.4032 | 40.1989 | 10.5949 | 13.803 | 25.2745 | 18.267
2018-01-05 20:00 | 60.8649 | 28.5162 | 13.3676 | 39.3374 | 10.9841 | 13.3433 | 24.3472 | 17.838
2018-01-05 21:00 | 57.0639 | 27.1711 | 13.0683 | 41.5361 | 13.6084 | 13.8713 | 23.4691 | 17.4157
2018-01-05 22:00 | 53.8312 | 25.6246 | 12.1841 | 43.9668 | 13.5343 | 13.6807 | 22.0332 | 16.4512
2018-01-05 23:00 | 50.9762 | 24.4682 | 11.5898 | 47.3029 | 13.6206 | 13.6581 | 20.585 | 14.9394
2018-01-06 | 48.1708 | 23.4718 | 11.1771 | 51.1866 | 13.6804 | 13.7338 | 18.8817 | 12.4993
2018-01-06 01:00 | 45.7441 | 22.6514 | 10.8698 | 55.5179 | 13.6479 | 13.8988 | 16.5774 | 9.268
2018-01-06 02:00 | 44.5047 | 22.2331 | 10.662 | 59.825 | 13.6137 | 13.9923 | 13.6641 | 6.5131
2018-01-06 03:00 | 44.058 | 22.0455 | 10.5435 | 62.6323 | 13.4651 | 14.272 | 10.9754 | 5.1332
2018-01-06 04:00 | 40.5425 | 20.5259 | 9.674 | 63.6875 | 13.2604 | 14.2464 | 6.8023 | 3.7045
2018-01-06 05:00 | 40.0972 | 20.4841 | 9.8819 | 65.4191 | 13.1503 | 14.5901 | 6.6369 | 3.599
2018-01-06 06:00 | 38.9667 | 20.3601 | 10.1702 | 66.0375 | 13.089 | 15.123 | 6.9569 | 3.8976
2018-01-06 07:00 | 39.3797 | 20.4327 | 10.4048 | 65.2909 | 13.1628 | 15.4854 | 7.6402 | 4.5466
2018-01-06 08:00 | 39.5344 | 20.5004 | 10.4525 | 64.6706 | 13.3027 | 15.5418 | 8.7244 | 5.3682
2018-01-06 09:00 | 35.5601 | 18.0584 | 10.2153 | 63.2175 | 13.272 | 11.3454 | 9.9223 | 7.0339
2018-01-06 10:00 | 40.4134 | 20.8419 | 10.8292 | 61.854 | 13.7088 | 18.0379 | 12.196 | 8.1344
2018-01-06 11:00 | 40.7418 | 20.3305 | 9.8085 | 57.8697 | 10.1848 | 14.6881 | 13.6086 | 8.9483
2018-01-06 12:00 | 41.3158 | 20.5218 | 9.3544 | 54.4496 | 9.4488 | 13.0474 | 15.9561 | 10.2832
2018-01-06 13:00 | 43.3846 | 21.3477 | 9.2751 | 52.6785 | 9.5805 | 12.0201 | 17.8538 | 11.8241
2018-01-06 14:00 | 44.8034 | 22.0408 | 9.2869 | 50.7758 | 10.1155 | 11.5475 | 20.5815 | 13.6577
2018-01-06 15:00 | 45.4711 | 22.3886 | 9.314 | 48.3628 | 10.6483 | 11.3529 | 22.9409 | 15.5267
2018-01-06 16:00 | 46.087 | 22.6002 | 9.3418 | 45.3922 | 10.9213 | 11.2865 | 24.4231 | 16.7742
2018-01-06 17:00 | 46.099 | 22.6734 | 9.3397 | 42.363 | 10.7873 | 11.2622 | 24.9829 | 17.409
2018-01-06 18:00 | 45.7711 | 22.5214 | 9.246 | 39.7152 | 10.3317 | 11.1991 | 24.5441 | 17.6172
2018-01-06 19:00 | 45.0028 | 22.0411 | 9.0174 | 38.0746 | 9.8383 | 11.0937 | 23.4849 | 17.4164
2018-01-06 20:00 | 43.5573 | 21.5179 | 9.018 | 38.0286 | 10.4654 | 11.7447 | 22.6709 | 17.2632
2018-01-06 21:00 | 43.1491 | 21.8744 | 10.0194 | 41.7147 | 13.5015 | 13.8093 | 22.308 | 17.3309
2018-01-06 22:00 | 41.907 | 21.3917 | 10.0624 | 44.7358 | 13.6281 | 14.357 | 21.0014 | 16.7197
2018-01-06 23:00 | 41.0375 | 21.2001 | 10.1509 | 48.1852 | 13.8388 | 14.6863 | 19.028 | 15.5915
2018-01-07 | 40.6747 | 21.2147 | 10.3903 | 52.2813 | 14.0438 | 14.9636 | 16.3494 | 13.6439
2018-01-07 01:00 | 40.3115 | 21.1353 | 10.5277 | 56.1909 | 14.1449 | 15.1394 | 13.2167 | 10.8406
2018-01-07 02:00 | 39.2472 | 20.7814 | 10.711 | 60.4685 | 14.2447 | 15.356 | 10.1565 | 7.8875
2018-01-07 03:00 | 38.0583 | 20.1325 | 11.0349 | 63.926 | 14.2294 | 15.9332 | 7.7531 | 5.8444
2018-01-07 04:00 | 39.8589 | 20.9224 | 11.2617 | 65.514 | 14.1144 | 16.2948 | 6.7331 | 3.7615
2018-01-07 05:00 | 38.9902 | 20.8251 | 11.599 | 67.261 | 14.0907 | 16.829 | 6.6262 | 3.6768
2018-01-07 06:00 | 38.5316 | 20.7524 | 11.7976 | 67.797 | 14.1222 | 17.1373 | 6.9807 | 3.9933
2018-01-07 07:00 | 38.6955 | 20.8424 | 12.0017 | 67.3617 | 14.2805 | 17.5512 | 7.6657 | 4.6344
2018-01-07 08:00 | 39.2918 | 21.0208 | 12.2363 | 67.2133 | 14.4962 | 18.0452 | 8.7815 | 5.4777
2018-01-07 09:00 | 39.61 | 21.1161 | 12.5632 | 66.7619 | 14.7479 | 18.5868 | 10.3723 | 7.9873
2018-01-07 10:00 | 40.5285 | 21.3453 | 13.0128 | 65.7907 | 15.0505 | 19.239 | 12.3036 | 9.3877
2018-01-07 11:00 | 34.8634 | 17.1971 | 11.5019 | 61.7479 | 11.3072 | 10.8169 | 13.2606 | 10.411
2018-01-07 12:00 | 38.4813 | 20.1243 | 11.0609 | 57.8597 | 10.6051 | 18.447 | 15.8927 | 11.4272
2018-01-07 13:00 | 38.2826 | 20.2257 | 10.3165 | 53.6981 | 10.235 | 14.4607 | 17.9136 | 12.4879
2018-01-07 14:00 | 40.3299 | 20.6332 | 9.8474 | 50.4687 | 10.5724 | 12.8874 | 20.0508 | 13.8732
2018-01-07 15:00 | 42.135 | 21.157 | 9.6817 | 48.2567 | 11.1098 | 12.2374 | 22.1174 | 15.4265
2018-01-07 16:00 | 43.1124 | 21.4922 | 9.7147 | 45.5036 | 11.3658 | 12.099 | 23.7706 | 16.6341
2018-01-07 17:00 | 43.0508 | 21.6006 | 9.7655 | 42.6593 | 11.3171 | 12.1398 | 24.4861 | 17.2838
2018-01-07 18:00 | 42.8852 | 21.5539 | 9.7696 | 40.2487 | 11.0834 | 12.1893 | 24.2489 | 17.5608
2018-01-07 19:00 | 42.7766 | 21.3949 | 9.6332 | 39.168 | 10.6254 | 12.1534 | 23.6757 | 17.4874
2018-01-07 20:00 | 41.657 | 20.9694 | 9.4607 | 38.949 | 10.9302 | 12.2958 | 22.9336 | 17.3307
2018-01-07 21:00 | 41.7184 | 21.4304 | 10.2019 | 41.8815 | 13.9532 | 13.5945 | 22.349 | 17.3567
2018-01-07 22:00 | 40.2163 | 20.9191 | 10.1353 | 44.5869 | 13.9922 | 13.9699 | 20.9765 | 16.7749
2018-01-07 23:00 | 39.3872 | 20.7563 | 10.1615 | 48.0483 | 14.0992 | 14.3757 | 19.0313 | 15.682
2018-01-08 | 39.6773 | 20.8129 | 10.337 | 51.9912 | 14.2268 | 14.7375 | 16.3766 | 13.6954
2018-01-08 01:00 | 40.0549 | 20.8698 | 10.4674 | 56.0101 | 14.2714 | 14.9726 | 13.2515 | 10.8421
2018-01-08 02:00 | 39.6814 | 20.6972 | 10.5559 | 60.347 | 14.2373 | 15.127 | 10.1525 | 7.7765
2018-01-08 03:00 | 37.8272 | 19.969 | 10.7101 | 63.2952 | 14.094 | 15.4083 | 7.6915 | 5.7063
2018-01-08 04:00 | 41.5004 | 22.0707 | 11.4597 | 65.1406 | 13.8089 | 15.5888 | 9.5384 | 6.9833
2018-01-08 05:00 | 41.4352 | 21.9463 | 11.4937 | 66.8975 | 13.5449 | 15.7686 | 8.9759 | 8.2333
2018-01-08 06:00 | 41.5876 | 21.9101 | 11.5675 | 67.4382 | 13.4172 | 15.958 | 9.8376 | 9.0557
2018-01-08 07:00 | 42.6385 | 22.1556 | 11.6482 | 66.7575 | 13.4256 | 16.0433 | 11.2289 | 10.0191
2018-01-08 08:00 | 44.5406 | 22.6548 | 11.842 | 66.2696 | 13.5082 | 16.1713 | 12.8547 | 11.3509
2018-01-08 09:00 | 43.8582 | 20.8338 | 11.6895 | 64.607 | 13.3671 | 11.5542 | 14.3639 | 12.9942
2018-01-08 10:00 | 52.2129 | 25.4458 | 12.7597 | 63.0714 | 13.7478 | 18.5911 | 16.7014 | 14.4432
2018-01-08 11:00 | 55.1121 | 26.5731 | 12.3167 | 59.6464 | 10.3187 | 16.0971 | 18.1279 | 15.2479
2018-01-08 12:00 | 58.7065 | 28.6671 | 12.7441 | 57.0488 | 9.8452 | 15.5768 | 20.5169 | 16.2392
2018-01-08 13:00 | 62.3972 | 30.8273 | 13.4076 | 54.5257 | 9.9633 | 15.5778 | 22.063 | 17.0251
2018-01-08 14:00 | 65.0793 | 32.376 | 13.9929 | 51.4996 | 10.1863 | 15.6458 | 23.4575 | 17.6352
2018-01-08 15:00 | 66.0904 | 33.1737 | 14.2985 | 48.178 | 10.2455 | 15.5361 | 24.1294 | 17.8885
2018-01-08 16:00 | 66.2617 | 33.3689 | 14.376 | 44.5786 | 10.0173 | 15.3356 | 24.3261 | 17.8185
2018-01-08 17:00 | 64.9714 | 32.8807 | 14.326 | 41.4707 | 9.6585 | 15.188 | 24.2318 | 17.7633
2018-01-08 18:00 | 63.2916 | 31.4651 | 14.0537 | 39.241 | 9.3411 | 15.0177 | 23.8232 | 17.7167
2018-01-08 19:00 | 60.2945 | 29.1614 | 13.5112 | 38.3169 | 9.1423 | 14.6683 | 23.4087 | 17.5882
2018-01-08 20:00 | 56.839 | 27.1503 | 13.0894 | 39.3355 | 9.9835 | 14.8494 | 23.1906 | 17.5085
2018-01-08 21:00 | 55.1085 | 26.771 | 13.5597 | 43.1992 | 13.6131 | 16.242 | 23.0271 | 17.4816
2018-01-08 22:00 | 52.6566 | 25.6606 | 13.0108 | 45.7751 | 13.8657 | 16.3515 | 21.9464 | 16.7202
2018-01-08 23:00 | 50.425 | 24.7789 | 12.6003 | 49.2439 | 14.1217 | 16.4296 | 20.6646 | 15.3261
2018-01-09 | 48.2473 | 24.0084 | 12.2606 | 52.9039 | 14.2697 | 16.4693 | 19.0379 | 12.9178
2018-01-09 01:00 | 46.5641 | 23.3852 | 12.046 | 57.1724 | 14.3004 | 16.6354 | 16.7905 | 9.6957
2018-01-09 02:00 | 45.3211 | 23.0034 | 11.8576 | 61.6076 | 14.2865 | 16.693 | 13.9159 | 6.9924
2018-01-09 03:00 | 44.9062 | 22.9032 | 11.7117 | 64.7472 | 14.1648 | 16.7548 | 10.975 | 5.6495
2018-01-09 04:00 | 45.0645 | 22.8592 | 11.6079 | 66.3346 | 13.9123 | 16.6938 | 9.7265 | 7.0564
2018-01-09 05:00 | 45.1067 | 22.8273 | 11.682 | 68.1631 | 13.7261 | 16.9111 | 9.1059 | 8.3007
2018-01-09 06:00 | 45.6187 | 22.8405 | 11.775 | 68.5744 | 13.6061 | 17.1201 | 9.957 | 9.1229
2018-01-09 07:00 | 46.9226 | 23.0569 | 11.9892 | 67.5107 | 13.6081 | 17.6862 | 11.3473 | 10.0884
2018-01-09 08:00 | 49.0101 | 23.4312 | 12.195 | 66.5149 | 13.6699 | 17.8318 | 12.9729 | 11.4289
2018-01-09 09:00 | 48.1006 | 21.6179 | 12.1808 | 64.9625 | 13.5351 | 12.0027 | 14.4221 | 13.1747
2018-01-09 10:00 | 55.7432 | 25.8956 | 13.4094 | 63.8441 | 13.89 | 21.4119 | 16.7806 | 14.5248
2018-01-09 11:00 | 58.1892 | 26.7793 | 13.1441 | 60.3979 | 10.3992 | 19.0303 | 18.1784 | 15.2746
2018-01-09 12:00 | 61.2279 | 28.6837 | 13.3848 | 57.534 | 9.7901 | 18.0185 | 20.5108 | 16.241
2018-01-09 13:00 | 64.4735 | 30.7151 | 13.5638 | 53.6639 | 9.715 | 16.8739 | 22.0021 | 16.9803
2018-01-09 14:00 | 66.5028 | 32.1571 | 13.768 | 49.6563 | 9.7775 | 16.0645 | 23.1397 | 17.4717
2018-01-09 15:00 | 67.9967 | 32.9625 | 14.18 | 46.8945 | 9.8924 | 16.063 | 23.6247 | 17.6515
2018-01-09 16:00 | 67.6107 | 32.9955 | 14.3153 | 44.3345 | 9.7206 | 15.6679 | 23.7047 | 17.5814
2018-01-09 17:00 | 65.4356 | 32.1938 | 14.2653 | 41.5703 | 9.3798 | 15.4081 | 23.5938 | 17.54
2018-01-09 18:00 | 63.5778 | 30.6898 | 14.0831 | 40.9029 | 8.9988 | 15.374 | 23.3887 | 17.486
2018-01-09 19:00 | 59.6756 | 28.3329 | 13.5989 | 40.1286 | 8.7987 | 15.2378 | 23.1451 | 17.4135
2018-01-09 20:00 | 55.7969 | 26.3218 | 13.348 | 42.5104 | 9.6742 | 15.65 | 22.9914 | 17.3975
2018-01-09 21:00 | 53.816 | 25.9051 | 14.1 | 47.9379 | 13.4426 | 17.4451 | 22.885 | 17.4409
2018-01-09 22:00 | 51.6228 | 24.7104 | 13.8198 | 51.479 | 13.8467 | 17.9836 | 21.9391 | 16.8243
2018-01-09 23:00 | 49.3866 | 23.7473 | 13.5442 | 54.8278 | 14.213 | 18.4018 | 20.7641 | 15.5479
2018-01-10 | 46.1907 | 22.8012 | 13.0514 | 56.013 | 14.4166 | 18.1911 | 19.158 | 13.1728
2018-01-10 01:00 | 44.6411 | 22.2606 | 13.0565 | 60.7816 | 14.4947 | 18.7821 | 16.8981 | 9.9542
2018-01-10 02:00 | 43.9079 | 21.9575 | 13.1021 | 66.5982 | 14.5369 | 19.2058 | 14.0346 | 7.2719
2018-01-10 03:00 | 43.1615 | 21.7578 | 13.2613 | 69.4871 | 14.5437 | 19.871 | 10.866 | 6.0525
2018-01-10 04:00 | 39.5387 | 20.5796 | 12.3379 | 70.5203 | 14.3629 | 19.317 | 9.6337 | 7.0357
2018-01-10 05:00 | 38.7766 | 20.5635 | 12.2521 | 71.6919 | 14.268 | 19.1061 | 9.0289 | 8.287
2018-01-10 06:00 | 39.3421 | 20.6785 | 12.4537 | 72.6867 | 14.2648 | 19.4554 | 9.8899 | 9.1182
2018-01-10 07:00 | 40.5069 | 20.8966 | 12.7583 | 72.809 | 14.3532 | 19.8646 | 11.2812 | 10.072
2018-01-10 08:00 | 41.0728 | 21.0365 | 13.1256 | 71.7575 | 14.5185 | 20.4742 | 12.9133 | 11.3992
2018-01-10 09:00 | 36.2401 | 18.0579 | 12.4974 | 67.7701 | 14.3426 | 12.389 | 14.403 | 13.401
2018-01-10 10:00 | 42.2675 | 21.6801 | 13.6661 | 66.3079 | 14.769 | 23.8938 | 16.7497 | 14.8128
2018-01-10 11:00 | 40.9046 | 20.8659 | 12.4149 | 61.3875 | 11.0733 | 20.1685 | 18.1114 | 15.5309
2018-01-10 12:00 | 41.4131 | 20.7291 | 11.6972 | 57.5895 | 10.2359 | 18.573 | 20.4544 | 16.3314
2018-01-10 13:00 | 43.321 | 21.3765 | 11.6972 | 54.4667 | 10.0811 | 18.5389 | 21.9391 | 16.9321
2018-01-10 14:00 | 45.702 | 21.8959 | 11.9139 | 51.427 | 10.0788 | 18.9568 | 23.1678 | 17.4048
2018-01-10 15:00 | 45.9668 | 21.9586 | 11.51 | 48.1341 | 10.154 | 18.1825 | 23.6914 | 17.6116
2018-01-10 16:00 | 45.3498 | 21.929 | 10.9503 | 44.1634 | 10.0186 | 17.0314 | 23.7809 | 17.5368
2018-01-10 17:00 | 44.9213 | 22.0183 | 10.8198 | 41.0125 | 9.8322 | 16.6293 | 23.7386 | 17.4821
2018-01-10 18:00 | 45.3438 | 22.1276 | 10.5644 | 38.9388 | 9.6252 | 15.8697 | 23.6012 | 17.4412
2018-01-10 19:00 | 44.8902 | 21.716 | 10.129 | 37.5475 | 9.3501 | 14.8344 | 23.3148 | 17.328
2018-01-10 20:00 | 43.2004 | 21.044 | 10.2454 | 38.3341 | 9.8607 | 15.2647 | 23.0534 | 17.266
2018-01-10 21:00 | 43.1949 | 21.6474 | 11.0427 | 42.302 | 13.372 | 16.3635 | 22.8458 | 17.2889
2018-01-10 22:00 | 42.3165 | 21.2966 | 11.1493 | 45.4804 | 13.7328 | 16.9065 | 21.8476 | 16.6632
2018-01-10 23:00 | 41.7771 | 21.0743 | 11.4472 | 49.4179 | 14.1194 | 17.5491 | 20.6552 | 15.3871
2018-01-11 | 41.2471 | 21.079 | 12.1827 | 54.2098 | 14.4415 | 18.756 | 19.1648 | 13.1574
2018-01-11 01:00 | 40.7333 | 21.0246 | 12.2297 | 58.4095 | 14.6148 | 18.8176 | 17.001 | 10.0566
2018-01-11 02:00 | 39.2228 | 20.6621 | 11.7693 | 62.218 | 14.7002 | 17.8612 | 14.1965 | 7.4424
2018-01-11 03:00 | 37.9207 | 20.0143 | 11.9504 | 65.3581 | 14.7977 | 18.1571 | 10.8548 | 6.2994
2018-01-11 04:00 | 41.8965 | 21.748 | 12.906 | 67.6769 | 14.7855 | 18.7787 | 9.6724 | 7.0692
2018-01-11 05:00 | 42.158 | 21.8832 | 13.2332 | 69.7829 | 14.7476 | 19.4845 | 9.1053 | 8.3628
2018-01-11 06:00 | 42.7184 | 21.9258 | 13.3751 | 70.2339 | 14.7244 | 19.7208 | 9.9817 | 9.2039
2018-01-11 07:00 | 44.4761 | 22.1804 | 13.6587 | 69.9905 | 14.909 | 20.2507 | 11.3875 | 10.1852
2018-01-11 08:00 | 46.7013 | 22.7648 | 14.1168 | 70.1036 | 15.133 | 20.9183 | 13.0425 | 11.5267
2018-01-11 09:00 | 45.9801 | 20.611 | 14.0789 | 69.0233 | 15.0939 | 12.6428 | 14.522 | 14.212
2018-01-11 10:00 | 54.9799 | 25.8009 | 15.2775 | 68.0839 | 15.6009 | 25.4084 | 17.0278 | 15.6594
2018-01-11 11:00 | 56.2209 | 26.1596 | 14.0973 | 62.7043 | 11.7608 | 20.4686 | 18.3038 | 16.2943
2018-01-11 12:00 | 59.1404 | 27.9294 | 13.4061 | 57.9717 | 10.5344 | 17.9903 | 20.5273 | 16.8123
2018-01-11 13:00 | 62.3916 | 30.1514 | 13.2333 | 53.8314 | 10.0408 | 15.8492 | 22.0478 | 17.0859
2018-01-11 14:00 | 66.102 | 32.111 | 13.6229 | 50.2935 | 10.1701 | 14.7008 | 23.2386 | 17.4508
2018-01-11 15:00 | 68.4543 | 33.4123 | 14.1066 | 47.4427 | 10.5858 | 14.207 | 24.0094 | 17.6587
2018-01-11 16:00 | 69.589 | 34.1171 | 14.4859 | 44.8041 | 10.829 | 14.0452 | 24.4711 | 17.6926
2018-01-11 17:00 | 69.352 | 34.197 | 14.7356 | 42.3386 | 10.8432 | 13.9324 | 24.6531 | 17.7445
2018-01-11 18:00 | 68.3194 | 32.9811 | 14.6131 | 40.7047 | 10.6748 | 13.6706 | 24.5279 | 17.7737
2018-01-11 19:00 | 64.7464 | 30.4222 | 14.0075 | 39.6051 | 10.3486 | 13.2559 | 24.1553 | 17.6613
2018-01-11 20:00 | 59.1387 | 27.4652 | 12.9718 | 38.3519 | 10.4685 | 12.9287 | 23.5784 | 17.4082
2018-01-11 21:00 | 55.2279 | 26.1395 | 12.8592 | 40.9291 | 13.3786 | 13.8908 | 23.0213 | 17.2382
2018-01-11 22:00 | 51.0011 | 24.4415 | 12.1696 | 43.9872 | 13.4315 | 14.1697 | 21.7883 | 16.4917
2018-01-11 23:00 | 47.0604 | 23.1506 | 11.7587 | 47.8152 | 13.6318 | 14.5102 | 20.4966 | 15.1802
2018-01-12 | 43.9235 | 22.1374 | 11.5594 | 52.1142 | 13.8253 | 14.9737 | 18.9336 | 12.8805
2018-01-12 01:00 | 43.7725 | 21.6684 | 11.3359 | 56.2875 | 13.8773 | 15.0942 | 16.688 | 9.5663
2018-01-12 02:00 | 42.5779 | 21.2833 | 11.2409 | 60.7465 | 13.9223 | 15.3611 | 13.8161 | 6.9004
2018-01-12 03:00 | 40.8957 | 21.0107 | 11.2883 | 63.706 | 13.9502 | 15.9312 | 10.8153 | 5.8653
2018-01-12 04:00 | 39.1317 | 20.8714 | 11.522 | 65.3474 | 13.8968 | 16.568 | 9.6 | 6.995
2018-01-12 05:00 | 40.7926 | 21.1746 | 11.6936 | 67.0813 | 13.7832 | 17.0164 | 9.0005 | 8.2511
2018-01-12 06:00 | 42.2278 | 21.4592 | 11.9718 | 67.6336 | 13.7581 | 17.5524 | 9.8641 | 9.0771
2018-01-12 07:00 | 43.1535 | 21.6433 | 12.3684 | 67.0915 | 13.8328 | 18.1932 | 11.2498 | 10.0405
2018-01-12 08:00 | 44.8809 | 22.1102 | 12.7405 | 66.7479 | 14.0698 | 18.7431 | 12.8844 | 11.3773
2018-01-12 09:00 | 43.684 | 20.2406 | 12.3999 | 64.7175 | 14.0083 | 11.852 | 14.39 | 13.4921
2018-01-12 10:00 | 51.2377 | 24.7443 | 13.5361 | 63.5019 | 14.5301 | 21.1583 | 16.7485 | 14.9704
2018-01-12 11:00 | 54.4822 | 25.6705 | 12.7772 | 58.9444 | 10.9457 | 17.973 | 18.1222 | 15.6256
2018-01-12 12:00 | 59.2812 | 27.8156 | 12.5651 | 55.7986 | 9.9256 | 15.9757 | 20.4887 | 16.2905
2018-01-12 13:00 | 64.7443 | 30.722 | 13.0376 | 54.1387 | 9.836 | 14.7208 | 22.1315 | 16.9116
2018-01-12 14:00 | 67.2063 | 32.6345 | 13.7331 | 51.6502 | 10.2503 | 14.4532 | 23.5344 | 17.4883
2018-01-12 15:00 | 67.903 | 33.7592 | 14.4044 | 49.2781 | 10.9121 | 14.5156 | 24.5238 | 17.8607
2018-01-12 16:00 | 68.5231 | 34.4054 | 14.9233 | 46.5079 | 11.2825 | 14.6618 | 25.0816 | 17.9822
2018-01-12 17:00 | 68.2623 | 34.239 | 15.166 | 43.9923 | 11.2937 | 14.6558 | 25.1925 | 18.0192
2018-01-12 18:00 | 67.5978 | 33.2079 | 15.0694 | 42.0589 | 11.1282 | 14.3687 | 25.1814 | 18.0538
2018-01-12 19:00 | 64.3843 | 30.5338 | 14.3303 | 40.7023 | 10.7176 | 13.7906 | 24.5887 | 17.8632
2018-01-12 20:00 | 58.4685 | 27.268 | 13.1409 | 38.8391 | 10.6618 | 13.2666 | 23.7713 | 17.4992
2018-01-12 21:00 | 53.9047 | 25.7708 | 12.9368 | 41.1349 | 13.5603 | 14.1088 | 23.1273 | 17.3344
2018-01-12 22:00 | 49.7762 | 24.0617 | 12.1868 | 43.9314 | 13.6347 | 14.2125 | 21.8877 | 16.5937
2018-01-12 23:00 | 45.9491 | 22.8919 | 11.7733 | 47.5597 | 13.8583 | 14.5711 | 20.5618 | 15.2771
2018-01-13 | 43.4397 | 22.0848 | 11.6684 | 51.8109 | 14.0686 | 15.2088 | 19.1069 | 13.0565
2018-01-13 01:00 | 41.8197 | 21.5237 | 11.6773 | 56.4316 | 14.2092 | 15.8301 | 17.0623 | 10.0326
2018-01-13 02:00 | 40.4688 | 21.1143 | 11.8382 | 61.3921 | 14.369 | 16.495 | 14.3651 | 7.5717
2018-01-13 03:00 | 40.3293 | 21.1248 | 12.0999 | 65.0509 | 14.4568 | 17.2001 | 10.9527 | 6.4666
2018-01-13 04:00 | 37.6846 | 19.9162 | 11.6474 | 66.9498 | 14.4293 | 17.84 | 6.882 | 3.8424
2018-01-13 05:00 | 38.3377 | 20.1985 | 12.0646 | 69.2513 | 14.4911 | 18.4428 | 6.7845 | 3.7823
2018-01-13 06:00 | 38.623 | 20.3446 | 12.3771 | 69.7832 | 14.5861 | 18.9289 | 7.1625 | 4.0991
2018-01-13 07:00 | 38.9457 | 20.559 | 12.6015 | 69.0532 | 14.7867 | 19.3588 | 7.8516 | 4.7359
2018-01-13 08:00 | 40.5897 | 21.0428 | 12.9823 | 69.2489 | 15.1043 | 19.9654 | 8.9946 | 5.5757
2018-01-13 09:00 | 38.4772 | 18.8366 | 12.919 | 68.1928 | 15.1502 | 15.4811 | 10.3272 | 8.5106
2018-01-13 10:00 | 41.0275 | 21.4182 | 13.6456 | 67.0525 | 15.6486 | 22.8314 | 12.5097 | 9.7953
2018-01-13 11:00 | 39.4979 | 20.2815 | 12.1638 | 61.5028 | 11.91 | 19.0353 | 13.8191 | 10.5318
2018-01-13 12:00 | 39.0455 | 20.0921 | 11.0354 | 56.6335 | 10.7114 | 16.3423 | 16.0322 | 11.4229
2018-01-13 13:00 | 39.4986 | 20.6318 | 10.2975 | 53.7973 | 10.3703 | 14.1697 | 18.2545 | 12.5176
2018-01-13 14:00 | 42.0188 | 21.6961 | 10.1746 | 51.8805 | 10.7947 | 13.0986 | 21.0534 | 14.1385
2018-01-13 15:00 | 44.9725 | 22.8574 | 10.3621 | 49.9854 | 11.5389 | 12.6859 | 23.4965 | 15.8395
2018-01-13 16:00 | 46.3002 | 23.4614 | 10.5345 | 47.5366 | 11.9809 | 12.6991 | 25.1586 | 17.062
2018-01-13 17:00 | 47.1064 | 24.065 | 10.7055 | 45.361 | 12.1089 | 12.8636 | 26.1272 | 17.7854
2018-01-13 18:00 | 47.3934 | 24.3822 | 10.7812 | 43.5698 | 11.9641 | 12.9946 | 26.1756 | 18.1323
2018-01-13 19:00 | 46.8963 | 24.0251 | 10.5631 | 42.3001 | 11.5422 | 12.8952 | 25.5495 | 18.0329
2018-01-13 20:00 | 43.9646 | 22.4512 | 9.8938 | 40.1349 | 11.3215 | 12.6851 | 24.3399 | 17.7502
2018-01-13 21:00 | 41.3702 | 21.8785 | 10.3453 | 42.0336 | 14.1116 | 13.7947 | 23.26 | 17.6998
2018-01-13 22:00 | 39.0456 | 21.0707 | 10.2565 | 45.0562 | 14.1286 | 14.2093 | 21.6065 | 17.096
2018-01-13 23:00 | 38.4617 | 20.8353 | 10.358 | 48.7467 | 14.3205 | 14.7389 | 19.6483 | 16.0386
2018-01-14 | 38.657 | 20.8356 | 10.6549 | 52.5322 | 14.5133 | 15.3535 | 16.9519 | 14.1597
2018-01-14 01:00 | 39.0795 | 20.9004 | 11.0606 | 56.9586 | 14.6324 | 16.1236 | 13.8661 | 11.4474
2018-01-14 02:00 | 39.2021 | 20.7287 | 11.4157 | 61.7421 | 14.6649 | 16.8556 | 10.8259 | 8.5371
2018-01-14 03:00 | 37.6737 | 19.9803 | 11.5837 | 64.9108 | 14.5994 | 17.1569 | 7.912 | 6.4794
2018-01-14 04:00 | 39.4556 | 20.7598 | 11.6481 | 66.7169 | 14.3364 | 17.3002 | 6.8969 | 3.8815
2018-01-14 05:00 | 39.6023 | 20.5793 | 11.8474 | 68.8856 | 14.1879 | 17.7741 | 6.752 | 3.7604
2018-01-14 06:00 | 39.5989 | 20.5303 | 12.1584 | 68.8398 | 14.1405 | 18.2974 | 7.1246 | 4.0746
2018-01-14 07:00 | 40.2182 | 20.6518 | 12.5505 | 68.2851 | 14.3383 | 18.8766 | 7.8448 | 4.7246
2018-01-14 08:00 | 40.5418 | 20.8027 | 12.7356 | 68.0892 | 14.5216 | 19.2095 | 8.9522 | 5.549
2018-01-14 09:00 | 40.5961 | 20.9209 | 12.9755 | 67.5114 | 14.7522 | 19.5228 | 10.5286 | 8.2851
2018-01-14 10:00 | 40.9692 | 21.2114 | 13.1813 | 65.9632 | 14.8493 | 19.8507 | 12.4393 | 9.5219
2018-01-14 11:00 | 34.8431 | 17.2767 | 11.3625 | 61.0012 | 11.1167 | 10.7229 | 13.2849 | 10.3348
2018-01-14 12:00 | 39.0104 | 20.3077 | 11.1718 | 57.328 | 10.5534 | 18.7926 | 16.107 | 11.4911
2018-01-14 13:00 | 38.5047 | 20.7516 | 10.638 | 54.276 | 10.4926 | 15.0178 | 18.6151 | 12.7194
2018-01-14 14:00 | 39.9918 | 21.3576 | 10.3931 | 51.5917 | 10.9707 | 13.5163 | 21.2206 | 14.2758
2018-01-14 15:00 | 41.7609 | 21.9539 | 10.3492 | 49.1324 | 11.7119 | 12.9342 | 23.4602 | 15.8671
2018-01-14 16:00 | 42.8468 | 22.3181 | 10.2952 | 45.8886 | 12.1285 | 12.685 | 24.9512 | 16.9707
2018-01-14 17:00 | 43.5301 | 22.372 | 10.2563 | 43.1817 | 12.0419 | 12.6684 | 25.4875 | 17.5642
2018-01-14 18:00 | 43.2983 | 22.1987 | 10.1175 | 40.3342 | 11.6126 | 12.5883 | 25.1795 | 17.8235
2018-01-14 19:00 | 43.1847 | 21.904 | 9.9079 | 39.5696 | 11.1324 | 12.4903 | 24.4863 | 17.721
2018-01-14 20:00 | 41.8238 | 21.1718 | 9.5372 | 39.1919 | 11.1005 | 12.4269 | 23.6352 | 17.5112
2018-01-14 21:00 | 41.7756 | 21.3935 | 10.1758 | 41.6805 | 14.0507 | 13.5595 | 22.7979 | 17.4647
2018-01-14 22:00 | 39.2287 | 20.471 | 10.119 | 44.4081 | 14.0104 | 13.9995 | 21.1312 | 16.8794
2018-01-14 23:00 | 38.1628 | 20.07 | 10.3748 | 47.7389 | 14.1324 | 14.8389 | 19.2096 | 15.9022
2018-01-15 | 38.5581 | 20.0649 | 10.8103 | 52.0656 | 14.2546 | 15.6331 | 16.6945 | 14.0698
2018-01-15 01:00 | 38.8342 | 20.2129 | 11.1483 | 56.414 | 14.2973 | 16.2961 | 13.725 | 11.3422
2018-01-15 02:00 | 38.5175 | 20.093 | 11.39 | 60.8386 | 14.3081 | 16.8529 | 10.7471 | 8.3957
2018-01-15 03:00 | 36.8194 | 19.3597 | 11.584 | 63.7706 | 14.3069 | 17.2852 | 7.6912 | 6.4872
2018-01-15 04:00 | 41.4258 | 21.5639 | 12.5971 | 66.4205 | 14.2678 | 17.8544 | 9.5905 | 7.0537
2018-01-15 05:00 | 41.4659 | 21.5938 | 12.9074 | 68.6718 | 14.1427 | 18.3971 | 9.0763 | 8.3365
2018-01-15 06:00 | 42.3796 | 21.8285 | 13.2161 | 69.9574 | 14.1724 | 18.883 | 9.9832 | 9.1965
2018-01-15 07:00 | 44.3367 | 22.2267 | 13.666 | 69.7792 | 14.503 | 19.5722 | 11.421 | 10.1874
2018-01-15 08:00 | 46.7294 | 22.8479 | 14.1908 | 69.7778 | 14.9133 | 20.3228 | 13.0902 | 11.5329
2018-01-15 09:00 | 44.9585 | 20.5168 | 13.8377 | 67.989 | 14.7865 | 12.4179 | 14.5071 | 14.2621
2018-01-15 10:00 | 53.397 | 25.3948 | 14.933 | 66.7574 | 15.0076 | 23.4624 | 16.9225 | 15.6644
2018-01-15 11:00 | 55.5321 | 26.0966 | 14.1358 | 61.8863 | 11.5311 | 20.047 | 18.2733 | 16.3484
2018-01-15 12:00 | 58.6705 | 27.7832 | 13.7063 | 57.7611 | 10.4756 | 17.9857 | 20.5203 | 16.9443
2018-01-15 13:00 | 61.483 | 29.9385 | 13.544 | 53.7583 | 10.1713 | 16.1432 | 22.1562 | 17.2552
2018-01-15 14:00 | 65.0403 | 31.8581 | 13.8482 | 50.8144 | 10.5337 | 15.0013 | 23.3687 | 17.6343
2018-01-15 15:00 | 67.7581 | 33.39 | 14.4069 | 48.1844 | 11.1005 | 14.6718 | 24.2522 | 17.9255
2018-01-15 16:00 | 68.6582 | 34.0424 | 14.7589 | 45.1303 | 11.3071 | 14.6369 | 24.6739 | 17.9637
2018-01-15 17:00 | 67.8482 | 33.5818 | 14.7894 | 41.9814 | 11.1116 | 14.4589 | 24.683 | 17.9149
2018-01-15 18:00 | 66.2213 | 32.0089 | 14.4428 | 39.1248 | 10.6098 | 14.0062 | 24.4121 | 17.8475
2018-01-15 19:00 | 62.5604 | 29.4052 | 13.7283 | 37.8954 | 10.0982 | 13.3639 | 23.9676 | 17.6704
2018-01-15 20:00 | 57.2764 | 26.6686 | 12.7936 | 37.5165 | 10.1301 | 12.9466 | 23.3715 | 17.3684
2018-01-15 21:00 | 54.4375 | 25.9328 | 13.0026 | 40.8121 | 13.5624 | 14.0584 | 22.9923 | 17.2249
2018-01-15 22:00 | 50.9436 | 24.3999 | 12.3143 | 43.5565 | 13.6607 | 14.1342 | 21.7642 | 16.4834
2018-01-15 23:00 | 47.7433 | 23.2914 | 11.9251 | 47.1214 | 13.8866 | 14.4964 | 20.4929 | 15.1614
2018-01-16 | 44.3184 | 22.3061 | 11.6395 | 51.2365 | 14.0224 | 14.8037 | 18.9549 | 12.8487
2018-01-16 01:00 | 42.5485 | 21.7093 | 11.5908 | 55.8967 | 14.081 | 15.3959 | 16.8683 | 9.8175
2018-01-16 02:00 | 41.7943 | 21.4122 | 11.5568 | 60.2859 | 14.0624 | 15.8107 | 14.0878 | 7.2355
2018-01-16 03:00 | 41.518 | 21.3263 | 11.643 | 63.541 | 13.9734 | 16.404 | 10.8572 | 6.113
2018-01-16 04:00 | 41.5139 | 21.284 | 11.7433 | 64.9884 | 13.8292 | 16.8403 | 9.6492 | 7.0353
2018-01-16 05:00 | 41.3447 | 21.321 | 11.8897 | 66.8023 | 13.7276 | 17.1732 | 9.0528 | 8.3009
2018-01-16 06:00 | 41.8044 | 21.3832 | 12.0605 | 67.1837 | 13.614 | 17.5044 | 9.9179 | 9.1342
2018-01-16 07:00 | 43.2233 | 21.6458 | 12.3147 | 66.656 | 13.708 | 17.9413 | 11.3171 | 10.097
2018-01-16 08:00 | 45.2691 | 22.1416 | 12.5276 | 65.8909 | 13.8386 | 18.0691 | 12.9372 | 11.4226
2018-01-16 09:00 | 45.4016 | 20.4399 | 12.44 | 64.9792 | 13.814 | 11.8403 | 14.4336 | 13.7141
2018-01-16 10:00 | 52.8656 | 24.9408 | 13.5755 | 63.8523 | 14.1171 | 21.1224 | 16.8195 | 15.1582
2018-01-16 11:00 | 55.1943 | 25.8841 | 13.0521 | 59.7475 | 10.7708 | 18.4033 | 18.1887 | 15.8713
2018-01-16 12:00 | 58.9832 | 27.9063 | 13.0624 | 56.4519 | 10.0173 | 17.0918 | 20.4774 | 16.6623
2018-01-16 13:00 | 62.2449 | 30.0505 | 13.1156 | 52.7956 | 9.704 | 15.7437 | 22.019 | 17.1105
2018-01-16 14:00 | 66.7849 | 32.1328 | 13.4646 | 49.2213 | 9.8576 | 14.582 | 23.1517 | 17.4142
2018-01-16 15:00 | 69.6289 | 33.7412 | 14.0068 | 46.8336 | 10.3904 | 14.1686 | 24.1955 | 17.6941
2018-01-16 16:00 | 70.2535 | 34.5565 | 14.3925 | 44.2047 | 10.6315 | 14.1582 | 24.9314 | 17.8835
2018-01-16 17:00 | 69.153 | 34.1574 | 14.4785 | 41.1801 | 10.4772 | 14.0473 | 24.8845 | 17.8986
2018-01-16 18:00 | 67.3362 | 32.559 | 14.1794 | 38.4375 | 10.13 | 13.6101 | 24.5629 | 17.8123
2018-01-16 19:00 | 63.7649 | 29.8174 | 13.4086 | 36.6329 | 9.6394 | 12.9363 | 23.9363 | 17.5634
2018-01-16 20:00 | 58.9537 | 27.0424 | 12.4545 | 36.5824 | 9.5494 | 12.541 | 23.2305 | 17.2344
2018-01-16 21:00 | 56.3068 | 26.4696 | 12.8564 | 40.7883 | 13.3729 | 13.9287 | 23.0108 | 17.1865
2018-01-16 22:00 | 52.8507 | 24.9444 | 12.1745 | 43.7117 | 13.5222 | 14.0237 | 21.7703 | 16.3991
2018-01-16 23:00 | 50.3405 | 23.8254 | 11.7359 | 47.0871 | 13.7438 | 14.3028 | 20.4231 | 15.0117
2018-01-17 | 47.3477 | 22.8164 | 11.4062 | 50.958 | 13.9003 | 14.5124 | 18.8117 | 12.6685
2018-01-17 01:00 | 44.5594 | 21.9679 | 11.2381 | 55.361 | 13.9793 | 14.949 | 16.6237 | 9.5869
2018-01-17 02:00 | 42.1774 | 21.422 | 11.2453 | 60.1116 | 14.0573 | 15.5488 | 13.9288 | 7.1047
2018-01-17 03:00 | 41.3874 | 21.2246 | 11.2961 | 63.3062 | 14.0454 | 16.0375 | 10.8256 | 5.9283
2018-01-17 04:00 | 38.6931 | 20.222 | 10.8789 | 65.1222 | 13.9489 | 16.6029 | 9.6345 | 7.0175
2018-01-17 05:00 | 38.7023 | 20.2772 | 11.3325 | 67.3611 | 13.9392 | 17.4405 | 9.0564 | 8.3019
2018-01-17 06:00 | 38.4439 | 20.2386 | 11.5671 | 67.7719 | 13.929 | 17.8988 | 9.9152 | 9.129
2018-01-17 07:00 | 39.4145 | 20.3789 | 11.8874 | 67.3394 | 14.0847 | 18.3796 | 11.3186 | 10.0995
2018-01-17 08:00 | 40.7331 | 20.6821 | 12.2519 | 67.3401 | 14.3595 | 18.9611 | 12.9814 | 11.454
2018-01-17 09:00 | 37.2955 | 18.075 | 11.9226 | 66.0392 | 14.3046 | 12.1254 | 14.4632 | 13.8783
2018-01-17 10:00 | 42.1695 | 21.4835 | 12.7699 | 64.9175 | 14.5799 | 22.2832 | 16.8504 | 15.316
2018-01-17 11:00 | 41.4684 | 20.6792 | 11.605 | 60.1244 | 11.0605 | 18.8541 | 18.2143 | 15.9619
2018-01-17 12:00 | 40.6399 | 20.4378 | 10.7002 | 55.8823 | 10.097 | 16.6484 | 20.4896 | 16.5463
2018-01-17 13:00 | 41.7572 | 21.1033 | 10.1617 | 52.8281 | 9.9051 | 15.1791 | 22.0053 | 17.0016
2018-01-17 14:00 | 44.8144 | 22.0353 | 10.0268 | 49.8158 | 10.2916 | 14.5435 | 23.5834 | 17.5496
2018-01-17 15:00 | 46.1705 | 22.6777 | 10.1079 | 47.3368 | 10.8246 | 14.485 | 24.7018 | 17.9296
2018-01-17 16:00 | 47.0092 | 23.1664 | 10.2573 | 44.9274 | 11.2015 | 14.5847 | 25.0935 | 18.0307
2018-01-17 17:00 | 48.0025 | 23.7949 | 10.4727 | 43.0503 | 11.3348 | 14.6465 | 25.4405 | 18.1456
2018-01-17 18:00 | 48.7953 | 24.1254 | 10.5983 | 41.2332 | 11.2118 | 14.4107 | 25.5005 | 18.19
2018-01-17 19:00 | 48.203 | 23.618 | 10.4261 | 40.2821 | 10.8093 | 13.9216 | 25.142 | 18.0524
2018-01-17 20:00 | 45.6261 | 22.1758 | 9.667 | 38.7914 | 10.2266 | 13.2459 | 24.1651 | 17.6435
2018-01-17 21:00 | 44.6863 | 22.2255 | 10.2444 | 41.0849 | 13.7445 | 14.2182 | 23.3247 | 17.4034
2018-01-17 22:00 | 41.5634 | 21.1559 | 9.948 | 43.8207 | 13.7103 | 14.1352 | 21.9 | 16.5825
2018-01-17 23:00 | 39.3452 | 20.6287 | 9.9368 | 47.339 | 13.7996 | 14.4482 | 20.5575 | 15.2174
2018-01-18 | 38.8933 | 20.4649 | 10.2309 | 51.5601 | 13.894 | 14.9966 | 19.0316 | 12.9404
2018-01-18 01:00 | 38.8374 | 20.4178 | 10.5499 | 56.0277 | 13.9245 | 15.5351 | 16.8994 | 9.8609
2018-01-18 02:00 | 38.468 | 20.2105 | 10.8534 | 60.5864 | 13.9341 | 16.036 | 14.1583 | 7.3161
2018-01-18 03:00 | 36.9444 | 19.5629 | 11.1453 | 63.9484 | 13.87 | 16.5119 | 10.8646 | 6.1735
2018-01-18 04:00 | 40.9225 | 21.2565 | 12.0319 | 65.6693 | 13.7196 | 16.9527 | 9.6595 | 7.035
2018-01-18 05:00 | 40.6071 | 21.2387 | 12.0413 | 67.1812 | 13.5597 | 17.1385 | 9.0451 | 8.2882
2018-01-18 06:00 | 40.8622 | 21.2878 | 12.2436 | 67.895 | 13.5223 | 17.5962 | 9.914 | 9.128
2018-01-18 07:00 | 42.9591 | 21.6254 | 12.6677 | 67.7353 | 13.7513 | 18.2834 | 11.3404 | 10.1235
2018-01-18 08:00 | 45.4257 | 22.2222 | 13.1709 | 67.7384 | 14.0341 | 18.9972 | 12.9922 | 11.4704
2018-01-18 09:00 | 44.8415 | 20.3238 | 13.1276 | 66.7998 | 14.0261 | 12.1894 | 14.4798 | 13.951
2018-01-18 10:00 | 53.3653 | 25.2346 | 14.3877 | 65.6808 | 14.3363 | 22.9593 | 16.9426 | 15.3985
2018-01-18 11:00 | 55.1601 | 25.8801 | 13.5259 | 60.7501 | 10.8361 | 18.8797 | 18.2352 | 16.0572
2018-01-18 12:00 | 58.4404 | 27.8167 | 13.2162 | 56.9971 | 9.9637 | 16.8709 | 20.5131 | 16.654
2018-01-18 13:00 | 62.4046 | 30.3348 | 13.3883 | 53.9531 | 9.9824 | 15.6 | 22.0569 | 17.0944
2018-01-18 14:00 | 67.1464 | 32.8177 | 14.0675 | 51.5997 | 10.6472 | 15.0853 | 23.7451 | 17.6539
2018-01-18 15:00 | 70.3284 | 34.6195 | 14.7601 | 49.259 | 11.3926 | 14.9687 | 25.0291 | 18.0558
2018-01-18 16:00 | 71.7158 | 35.4468 | 15.2659 | 47.2374 | 11.7366 | 15.1318 | 25.5313 | 18.1622
2018-01-18 17:00 | 71.1519 | 35.1756 | 15.4689 | 44.3766 | 11.6728 | 15.169 | 25.5716 | 18.1911
2018-01-18 18:00 | 69.4116 | 33.6734 | 15.2272 | 41.8447 | 11.3195 | 14.8972 | 25.4279 | 18.206
2018-01-18 19:00 | 65.2665 | 30.7923 | 14.4713 | 40.3238 | 10.8268 | 14.3024 | 24.966 | 18.0333
2018-01-18 20:00 | 59.5406 | 27.6064 | 13.2424 | 39.2014 | 10.2945 | 13.549 | 24.02 | 17.5969
2018-01-18 21:00 | 56.5312 | 26.636 | 13.4022 | 42.2487 | 13.8963 | 14.5966 | 23.3343 | 17.3742
2018-01-18 22:00 | 52.5645 | 24.9331 | 12.7134 | 45.0505 | 13.8773 | 14.5568 | 21.939 | 16.4848
2018-01-18 23:00 | 49.4622 | 23.7319 | 12.2637 | 48.4013 | 14.0091 | 14.6732 | 20.558 | 15.0471
2018-01-19 | 46.8065 | 22.8806 | 11.857 | 52.2149 | 14.1028 | 14.7679 | 18.9238 | 12.6407
2018-01-19 01:00 | 44.6579 | 22.1096 | 11.5348 | 56.0582 | 14.1854 | 14.8723 | 16.6838 | 9.4607
2018-01-19 02:00 | 43.2264 | 21.721 | 11.4624 | 60.4568 | 14.2437 | 15.1733 | 13.8528 | 6.8218
2018-01-19 03:00 | 42.719 | 21.6596 | 11.4898 | 63.9046 | 14.178 | 15.6321 | 10.8966 | 5.5979
2018-01-19 04:00 | 42.542 | 21.5874 | 11.6611 | 66.0608 | 14.029 | 16.1584 | 9.6616 | 6.9768
2018-01-19 05:00 | 41.8522 | 21.485 | 11.7924 | 67.437 | 13.9258 | 16.5377 | 9.0341 | 8.2407
2018-01-19 06:00 | 41.5754 | 21.3997 | 11.9769 | 67.7675 | 13.9243 | 16.9367 | 9.88 | 9.0709
2018-01-19 07:00 | 42.4807 | 21.6538 | 12.4347 | 67.5188 | 14.1061 | 17.6567 | 11.2698 | 10.0433
2018-01-19 08:00 | 44.894 | 22.2428 | 12.8375 | 67.4728 | 14.288 | 18.1749 | 12.9003 | 11.3783
2018-01-19 09:00 | 43.8077 | 20.5428 | 12.5657 | 65.4727 | 14.1917 | 12.0466 | 14.4018 | 13.346
2018-01-19 10:00 | 51.1956 | 24.983 | 13.686 | 63.9118 | 14.4345 | 20.643 | 16.7182 | 14.7588
2018-01-19 11:00 | 54.1494 | 26.0332 | 13.1492 | 59.9361 | 11.0984 | 18.0091 | 18.1269 | 15.533
2018-01-19 12:00 | 59.084 | 28.0932 | 13.4426 | 56.9052 | 10.3764 | 17.3516 | 20.5351 | 16.3928
2018-01-19 13:00 | 63.729 | 30.3429 | 13.6953 | 53.8577 | 10.0918 | 16.5812 | 21.9531 | 16.9738
2018-01-19 14:00 | 66.7148 | 32.0013 | 13.7621 | 50.3281 | 10.2044 | 15.1792 | 23.1649 | 17.4307
2018-01-19 15:00 | 67.2807 | 32.7575 | 14.029 | 46.8235 | 10.4474 | 14.6834 | 23.7486 | 17.6598
2018-01-19 16:00 | 66.7403 | 32.7924 | 14.2035 | 43.0178 | 10.3559 | 14.7525 | 23.8262 | 17.6171
2018-01-19 17:00 | 64.8443 | 32.0255 | 14.2797 | 40.0811 | 10.0213 | 14.947 | 23.7306 | 17.6034
2018-01-19 18:00 | 62.878 | 30.4862 | 14.4473 | 38.8649 | 9.6396 | 15.5173 | 23.5681 | 17.5897
2018-01-19 19:00 | 59.2449 | 28.1635 | 14.6991 | 39.5175 | 9.322 | 16.6906 | 23.3306 | 17.4967
2018-01-19 20:00 | 54.6184 | 25.6814 | 14.0014 | 40.1243 | 9.3311 | 16.6933 | 22.9821 | 17.3606
2018-01-19 21:00 | 52.4233 | 25.4654 | 15.0738 | 45.3414 | 13.7337 | 19.0528 | 23.0461 | 17.5786
2018-01-19 22:00 | 49.9069 | 24.4406 | 14.9691 | 48.7866 | 14.1935 | 19.7926 | 22.0665 | 16.9932
2018-01-19 23:00 | 48.6098 | 23.7838 | 15.4657 | 53.4327 | 14.7437 | 21.3885 | 20.9156 | 15.8031
2018-01-20 | 46.8322 | 23.16 | 15.9909 | 58.287 | 15.1351 | 22.8683 | 19.4193 | 13.5996
2018-01-20 01:00 | 45.0926 | 22.578 | 15.8333 | 62.5551 | 15.3483 | 23.0852 | 17.2844 | 10.562
2018-01-20 02:00 | 44.2659 | 22.306 | 15.944 | 67.3207 | 15.5765 | 23.47 | 14.5408 | 8.0637
2018-01-20 03:00 | 43.9816 | 22.2494 | 15.728 | 70.1681 | 15.7019 | 23.3549 | 10.9943 | 6.934
2018-01-20 04:00 | 40.698 | 20.9817 | 14.5538 | 71.1124 | 15.6821 | 22.8723 | 6.9247 | 3.9834
2018-01-20 05:00 | 41.2632 | 21.2542 | 15.0366 | 73.6972 | 15.7051 | 23.5935 | 6.838 | 3.9244
2018-01-20 06:00 | 41.4015 | 21.2667 | 15.166 | 73.9079 | 15.81 | 23.4927 | 7.2114 | 4.2378
2018-01-20 07:00 | 41.4295 | 21.4606 | 15.3151 | 73.0811 | 16.2156 | 23.8697 | 7.8912 | 4.8638
2018-01-20 08:00 | 41.4572 | 21.7022 | 15.3062 | 72.3403 | 16.5846 | 23.8874 | 8.9776 | 5.6661
2018-01-20 09:00 | 36.563 | 18.4956 | 14.8185 | 71.2145 | 16.7873 | 13.8315 | 10.155 | 8.89
2018-01-20 10:00 | 43.4162 | 22.7646 | 16.6716 | 71.1795 | 17.3451 | 28.5458 | 12.5322 | 10.2566
2018-01-20 11:00 | 41.5943 | 21.5855 | 15.6395 | 65.7803 | 13.7805 | 24.8046 | 13.8698 | 11.1181
2018-01-20 12:00 | 40.112 | 20.5996 | 14.0203 | 60.2718 | 12.0265 | 21.6454 | 15.9618 | 12.0589
2018-01-20 13:00 | 40.1573 | 20.4467 | 12.9615 | 56.773 | 10.873 | 19.5955 | 18.2674 | 13.1242
2018-01-20 14:00 | 39.7377 | 20.2608 | 12.1777 | 53.196 | 10.5347 | 18.1492 | 20.1205 | 14.3553
2018-01-20 15:00 | 40.6734 | 20.3749 | 12.1864 | 50.7094 | 10.7262 | 18.0536 | 21.7731 | 15.6819
2018-01-20 16:00 | 41.3676 | 20.5291 | 12.0161 | 47.7264 | 10.7345 | 17.5841 | 22.9896 | 16.6025
2018-01-20 17:00 | 41.7094 | 20.5979 | 11.3425 | 44.2417 | 10.4843 | 16.3118 | 23.3879 | 17.0414
2018-01-20 18:00 | 42.2105 | 20.7268 | 11.5027 | 42.6251 | 10.1889 | 16.5979 | 23.1902 | 17.2879
2018-01-20 19:00 | 42.0702 | 20.5351 | 11.4809 | 41.7868 | 9.9089 | 16.8637 | 22.6983 | 17.2926
2018-01-20 20:00 | 39.9826 | 19.7202 | 10.7295 | 40.7164 | 9.695 | 16.0851 | 22.1823 | 17.3081
2018-01-20 21:00 | 41.9354 | 21.0039 | 13.2259 | 46.376 | 13.9086 | 19.7768 | 22.4594 | 17.8249
2018-01-20 22:00 | 40.3421 | 20.7428 | 13.0737 | 48.8288 | 14.3345 | 19.988 | 21.3832 | 17.4442
2018-01-20 23:00 | 39.1857 | 20.5169 | 12.9342 | 52.1678 | 14.8082 | 20.1717 | 19.598 | 16.4901
2018-01-21 | 39.0127 | 20.5903 | 12.8979 | 56.023 | 15.2671 | 19.6234 | 17.2792 | 14.7947
2018-01-21 01:00 | 39.2841 | 20.7664 | 13.3174 | 60.5151 | 15.771 | 20.0225 | 14.4563 | 12.2424
2018-01-21 02:00 | 39.3172 | 20.9144 | 14.0341 | 65.725 | 16.3812 | 21.0941 | 11.6493 | 9.4851
2018-01-21 03:00 | 39.0075 | 20.7074 | 14.9506 | 70.2569 | 16.954 | 22.5077 | 7.8959 | 7.8137
2018-01-21 04:00 | 41.9724 | 21.9705 | 15.8322 | 73.4041 | 17.1879 | 24.0557 | 7.0216 | 4.1167
2018-01-21 05:00 | 42.707 | 22.4727 | 16.1007 | 75.6743 | 17.4203 | 24.5406 | 7.0181 | 4.0773
2018-01-21 06:00 | 43.1566 | 22.8201 | 16.4232 | 76.5433 | 17.864 | 24.9489 | 7.4345 | 4.4166
2018-01-21 07:00 | 44.2289 | 23.5012 | 16.9647 | 76.6814 | 18.6618 | 25.6857 | 8.2059 | 5.0819
2018-01-21 08:00 | 45.442 | 24.0015 | 17.6868 | 77.4447 | 19.2653 | 26.8565 | 9.3782 | 5.9181
2018-01-21 09:00 | 45.9003 | 24.0774 | 17.8987 | 76.844 | 19.6883 | 27.2182 | 10.9754 | 10.2755
2018-01-21 10:00 | 46.9448 | 24.2523 | 18.2737 | 75.7241 | 19.7504 | 28.1361 | 12.9043 | 11.6422
2018-01-21 11:00 | 40.7155 | 19.242 | 16.0478 | 69.0466 | 15.3717 | 20.5001 | 13.8932 | 12.3635
2018-01-21 12:00 | 41.3714 | 21.2182 | 14.4295 | 62.1228 | 13.2248 | 23.625 | 16.126 | 13.029
2018-01-21 13:00 | 39.5155 | 20.2175 | 12.4785 | 56.1247 | 11.3819 | 18.5587 | 18.7427 | 13.6674
2018-01-21 14:00 | 38.5487 | 19.7505 | 10.9851 | 51.3129 | 10.5541 | 15.4635 | 20.2758 | 14.5873
2018-01-21 15:00 | 38.7911 | 19.6121 | 10.0483 | 47.706 | 10.3939 | 13.4997 | 21.6997 | 15.6712
2018-01-21 16:00 | 38.9819 | 19.6631 | 9.6135 | 44.3917 | 10.3532 | 12.5419 | 22.7998 | 16.4906
2018-01-21 17:00 | 39.8433 | 19.7558 | 9.4187 | 41.3873 | 10.2062 | 12.0663 | 23.2073 | 16.9312
2018-01-21 18:00 | 40.6253 | 19.8567 | 9.377 | 39.321 | 10.0359 | 11.8927 | 22.9782 | 17.1448
2018-01-21 19:00 | 40.5846 | 19.7556 | 9.295 | 38.0464 | 9.7973 | 11.8824 | 22.4296 | 17.0893
2018-01-21 20:00 | 38.9045 | 19.2117 | 9.0626 | 37.5732 | 9.5365 | 12.0994 | 21.8609 | 17.0289
2018-01-21 21:00 | 39.45 | 20.2311 | 10.5304 | 41.8135 | 13.5739 | 14.658 | 22.1218 | 17.513
2018-01-21 22:00 | 39.7493 | 20.2361 | 11.2738 | 46.0645 | 14.0388 | 16.2695 | 21.4789 | 17.4072
2018-01-21 23:00 | 39.968 | 20.3357 | 11.855 | 50.3492 | 14.5179 | 17.4704 | 19.821 | 16.521
2018-01-22 | 40.3131 | 20.4929 | 12.3911 | 54.7158 | 14.9054 | 18.4587 | 17.3674 | 14.7171
2018-01-22 01:00 | 40.6866 | 20.6877 | 12.8559 | 59.4831 | 15.1681 | 19.3255 | 14.4436 | 12.0728
2018-01-22 02:00 | 40.4735 | 20.7056 | 13.2709 | 64.3274 | 15.3767 | 19.9929 | 11.5634 | 9.1988
2018-01-22 03:00 | 39.1038 | 20.255 | 13.8462 | 68.206 | 15.6277 | 20.8716 | 7.8454 | 7.3719
2018-01-22 04:00 | 44.0321 | 22.6016 | 14.9938 | 70.8399 | 15.7599 | 21.7697 | 9.7666 | 7.2393
2018-01-22 05:00 | 44.4436 | 22.8523 | 15.2734 | 73.0187 | 15.9231 | 22.259 | 9.3142 | 8.54
2018-01-22 06:00 | 44.6809 | 22.9049 | 15.4952 | 73.3576 | 15.9795 | 22.6793 | 10.194 | 9.3885
2018-01-22 07:00 | 47.1381 | 23.5719 | 16.1974 | 73.8859 | 16.5842 | 23.8425 | 11.68 | 10.3977
2018-01-22 08:00 | 50.4359 | 24.678 | 17.1083 | 74.9514 | 17.4165 | 25.1939 | 13.4465 | 11.7769
2018-01-22 09:00 | 51.3811 | 23.7823 | 17.2301 | 74.7573 | 17.8273 | 20.2307 | 15.3304 | 15.4619
2018-01-22 10:00 | 58.8858 | 27.7536 | 18.3816 | 73.8206 | 18.2588 | 28.8302 | 17.4556 | 17
2018-01-22 11:00 | 60.024 | 27.7326 | 16.8637 | 66.6869 | 13.8986 | 24.5615 | 18.6704 | 17.4468
2018-01-22 12:00 | 61.2528 | 28.3658 | 15.424 | 60.6931 | 11.6501 | 21.259 | 20.7071 | 17.7209
2018-01-22 13:00 | 63.367 | 30.0003 | 14.64 | 55.9369 | 10.5445 | 18.5467 | 22.5728 | 17.7362
2018-01-22 14:00 | 65.077 | 31.6681 | 14.4377 | 51.6855 | 10.3755 | 16.7323 | 23.426 | 17.8566
2018-01-22 15:00 | 65.8252 | 32.633 | 14.3987 | 48.4827 | 10.5782 | 15.5346 | 23.8941 | 17.8807
2018-01-22 16:00 | 66.9142 | 32.9574 | 14.4304 | 45.2869 | 10.6389 | 14.7582 | 23.9416 | 17.6871
2018-01-22 17:00 | 67.0011 | 32.7234 | 14.4976 | 42.3212 | 10.5347 | 14.3858 | 23.8337 | 17.5874
2018-01-22 18:00 | 65.8053 | 31.4184 | 14.3489 | 40.2633 | 10.363 | 14.0297 | 23.6966 | 17.5615
2018-01-22 19:00 | 61.8779 | 28.8707 | 13.7472 | 39.4793 | 10.0847 | 13.5358 | 23.4325 | 17.4511
2018-01-22 20:00 | 55.8543 | 25.8703 | 12.6951 | 38.7165 | 9.6336 | 13.0555 | 22.9046 | 17.199
2018-01-22 21:00 | 51.0399 | 24.7536 | 13.0239 | 41.6889 | 13.3475 | 14.6846 | 22.795 | 17.3192
2018-01-22 22:00 | 47.6343 | 23.4817 | 12.7846 | 45.5157 | 13.7645 | 15.529 | 21.9212 | 16.8113
2018-01-22 23:00 | 45.4485 | 22.7289 | 12.885 | 49.501 | 14.2357 | 16.5631 | 21.0004 | 15.757
2018-01-23 | 43.6787 | 22.1509 | 13.02 | 54.2427 | 14.6302 | 17.4663 | 19.6596 | 13.6248
2018-01-23 01:00 | 42.2085 | 21.7164 | 13.0466 | 58.9479 | 14.9529 | 18.0207 | 17.6522 | 10.6658
2018-01-23 02:00 | 41.2474 | 21.5284 | 13.2911 | 63.8801 | 15.3171 | 18.8977 | 15.0109 | 8.2523
2018-01-23 03:00 | 42.2172 | 21.9502 | 13.9277 | 68.8044 | 15.8086 | 20.3194 | 11.0067 | 7.3811
2018-01-23 04:00 | 43.027 | 22.2126 | 14.3883 | 71.5062 | 16.0692 | 21.2401 | 9.8947 | 7.2743
2018-01-23 05:00 | 43.7897 | 22.473 | 14.9412 | 74.0727 | 16.3876 | 22.2846 | 9.3648 | 8.58
2018-01-23 06:00 | 44.8226 | 22.693 | 15.3037 | 75.2077 | 16.6237 | 23.0023 | 10.2583 | 9.4504
2018-01-23 07:00 | 46.1986 | 22.9535 | 15.4673 | 74.5401 | 16.7813 | 23.254 | 11.6549 | 10.3883
2018-01-23 08:00 | 49.3707 | 23.9156 | 16.1879 | 75.4179 | 17.5456 | 24.1733 | 13.3817 | 11.7538
2018-01-23 09:00 | 50.4225 | 22.3916 | 16.3173 | 74.645 | 17.7966 | 17.9005 | 15.0241 | 15.3004
2018-01-23 10:00 | 57.1519 | 27.3747 | 17.4817 | 73.6323 | 18.295 | 27.8625 | 17.4209 | 16.7857
2018-01-23 11:00 | 58.3828 | 27.3589 | 16.2397 | 67.0306 | 14.2104 | 23.6894 | 18.6572 | 17.3337
2018-01-23 12:00 | 59.9966 | 28.1742 | 14.8435 | 60.201 | 11.9604 | 20.1114 | 20.7117 | 17.5742
2018-01-23 13:00 | 62.2808 | 30.0596 | 14.0654 | 55.7797 | 10.717 | 17.1473 | 22.5571 | 17.6545
2018-01-23 14:00 | 64.1526 | 31.9659 | 14.0927 | 52.3658 | 10.5424 | 15.6341 | 23.845 | 17.9508
2018-01-23 15:00 | 65.935 | 33.1938 | 14.3793 | 49.4249 | 10.8165 | 14.7658 | 24.5185 | 18.0115
2018-01-23 16:00 | 68.0889 | 33.9617 | 14.7134 | 46.1988 | 11.0313 | 14.4146 | 24.6955 | 17.8752
2018-01-23 17:00 | 68.4861 | 34.043 | 14.9369 | 43.2802 | 11.036 | 14.2383 | 24.7531 | 17.816
2018-01-23 18:00 | 67.7481 | 32.8887 | 14.8173 | 41.2114 | 10.9083 | 13.9429 | 24.6575 | 17.8057
2018-01-23 19:00 | 64.1111 | 30.2191 | 14.1535 | 40.3373 | 10.612 | 13.4419 | 24.2673 | 17.6617
2018-01-23 20:00 | 57.9299 | 26.8643 | 12.9036 | 39.2801 | 10.0342 | 12.8029 | 23.5576 | 17.3499
2018-01-23 21:00 | 52.1324 | 25.1589 | 12.8412 | 41.1505 | 13.3741 | 14.0973 | 23.0982 | 17.3924
2018-01-23 22:00 | 48.5864 | 23.6055 | 12.4318 | 44.3045 | 13.6652 | 14.8578 | 21.9423 | 16.8253
2018-01-23 23:00 | 46.2141 | 22.5603 | 12.4081 | 48.5425 | 14.0066 | 15.8141 | 20.8493 | 15.6824
2018-01-24 | 43.5892 | 21.8987 | 12.6577 | 53.3765 | 14.374 | 16.899 | 19.6222 | 13.6369
2018-01-24 01:00 | 42.6519 | 21.6629 | 13.0235 | 58.9439 | 14.7593 | 17.9253 | 17.8381 | 10.8586
2018-01-24 02:00 | 42.5683 | 21.7236 | 13.4912 | 64.5858 | 15.2205 | 19.0553 | 15.3287 | 8.557
2018-01-24 03:00 | 42.6007 | 21.9328 | 13.7602 | 67.8869 | 15.4724 | 20.0092 | 11.0341 | 7.4637
2018-01-24 04:00 | 40.9215 | 21.5261 | 13.7484 | 70.6221 | 15.7978 | 21.1087 | 9.9257 | 7.3025
2018-01-24 05:00 | 42.2381 | 21.9235 | 14.3722 | 73.492 | 16.0791 | 22.1948 | 9.4149 | 8.6176
2018-01-24 06:00 | 42.5668 | 22.0343 | 14.729 | 74.6866 | 16.2885 | 22.8974 | 10.3137 | 9.4827
2018-01-24 07:00 | 43.4404 | 22.3359 | 15.1668 | 74.6281 | 16.8063 | 23.5292 | 11.7523 | 10.451
2018-01-24 08:00 | 44.2589 | 22.6003 | 15.4621 | 74.4698 | 17.0824 | 24.0106 | 13.414 | 11.7739
2018-01-24 09:00 | 42.4183 | 20.0799 | 15.3544 | 73.4755 | 17.1581 | 19.7325 | 15.0453 | 15.4346
2018-01-24 10:00 | 46.3406 | 23.581 | 16.3712 | 72.6136 | 17.5506 | 27.2293 | 17.363 | 16.9466
2018-01-24 11:00 | 43.497 | 22.0015 | 14.5026 | 65.3143 | 13.1858 | 23.4279 | 18.577 | 17.2701
2018-01-24 12:00 | 42.0492 | 20.9965 | 12.8675 | 59.7442 | 11.4134 | 20.2497 | 20.6916 | 17.5672
2018-01-24 13:00 | 42.1155 | 21.2102 | 11.7078 | 55.631 | 10.7178 | 17.6967 | 22.567 | 17.7018
2018-01-24 14:00 | 42.5456 | 21.8713 | 10.9781 | 52.3423 | 10.8004 | 16.1125 | 23.858 | 17.9077
2018-01-24 15:00 | 45.0914 | 22.5555 | 10.7606 | 49.1401 | 11.1928 | 15.3477 | 24.6326 | 18.0367
2018-01-24 16:00 | 46.131 | 23.0267 | 10.8645 | 46.3558 | 11.423 | 15.2138 | 24.8184 | 17.9982
2018-01-24 17:00 | 47.004 | 23.4027 | 11.0764 | 44.7586 | 11.413 | 15.2711 | 24.8321 | 17.9735
2018-01-24 18:00 | 47.548 | 23.4827 | 11.3586 | 43.7034 | 11.2637 | 15.3589 | 24.6583 | 17.9446
2018-01-24 19:00 | 45.7473 | 22.7288 | 11.0273 | 41.4398 | 10.911 | 14.7153 | 24.2931 | 17.814
2018-01-24 20:00 | 42.8159 | 21.1615 | 10.217 | 40.2497 | 10.3514 | 13.8648 | 23.4143 | 17.4436
2018-01-24 21:00 | 41.0606 | 21.1391 | 11.0214 | 43.876 | 13.765 | 15.3412 | 22.9427 | 17.4129
2018-01-24 22:00 | 39.9473 | 20.8607 | 11.3255 | 47.5747 | 14.1399 | 16.2265 | 21.9407 | 16.8506
2018-01-24 23:00 | 39.8255 | 20.5796 | 11.6897 | 50.4928 | 14.4794 | 17.1379 | 20.8604 | 15.6797
2018-01-25 | 39.2113 | 20.5822 | 11.9232 | 54.7214 | 14.7129 | 17.5185 | 19.4714 | 13.4632
2018-01-25 01:00 | 38.7818 | 20.631 | 12.152 | 58.9372 | 14.8518 | 17.8702 | 17.4262 | 10.438
2018-01-25 02:00 | 37.6817 | 20.4369 | 12.4093 | 63.3175 | 14.9825 | 18.2931 | 14.6451 | 7.8615
2018-01-25 03:00 | 35.9972 | 19.933 | 12.5402 | 66.8388 | 15.0489 | 18.4269 | 10.8629 | 6.6762
2018-01-25 04:00 | 40.6434 | 21.8811 | 13.6098 | 69.569 | 15.1704 | 19.1245 | 9.7207 | 7.1072
2018-01-25 05:00 | 41.3262 | 22.2224 | 14.0232 | 71.9519 | 15.3397 | 19.8532 | 9.2039 | 8.413
2018-01-25 06:00 | 42.536 | 22.5315 | 14.6292 | 73.4454 | 15.5561 | 20.8967 | 10.1239 | 9.2932
2018-01-25 07:00 | 43.7271 | 22.9446 | 14.9991 | 73.5719 | 15.8113 | 21.5853 | 11.5056 | 10.2308
2018-01-25 08:00 | 45.6522 | 23.4335 | 15.1504 | 72.9403 | 16.0532 | 21.6868 | 13.1377 | 11.5456
2018-01-25 09:00 | 44.0239 | 21.4687 | 14.7547 | 70.3441 | 16.0986 | 14.8557 | 14.6863 | 14.3657
2018-01-25 10:00 | 52.3746 | 26.2388 | 15.9571 | 69.2174 | 16.3347 | 23.96 | 17.0149 | 15.6701
2018-01-25 11:00 | 54.7361 | 26.8651 | 15.3509 | 64.4683 | 12.6403 | 21.3918 | 18.3575 | 16.3784
2018-01-25 12:00 | 57.5877 | 27.992 | 14.8132 | 59.2199 | 11.1269 | 19.5689 | 20.5331 | 16.9642
2018-01-25 13:00 | 61.1001 | 29.6353 | 14.27 | 54.8958 | 10.3889 | 17.5112 | 22.1563 | 17.2141
2018-01-25 14:00 | 64.3478 | 31.2369 | 14.439 | 51.2797 | 10.3195 | 16.688 | 23.1412 | 17.5352
2018-01-25 15:00 | 65.5993 | 32.1533 | 15.0795 | 48.2022 | 10.3551 | 17.2595 | 23.7435 | 17.751
2018-01-25 16:00 | 65.7236 | 32.3907 | 15.8541 | 45.6415 | 10.2147 | 18.3767 | 23.8263 | 17.6994
2018-01-25 17:00 | 64.6909 | 31.9002 | 15.9015 | 43.1645 | 10.0151 | 18.2689 | 23.7366 | 17.6452
2018-01-25 18:00 | 62.6435 | 30.4383 | 15.3621 | 41.2546 | 9.8488 | 17.5561 | 23.5709 | 17.5838
2018-01-25 19:00 | 58.9873 | 28.0261 | 15.2657 | 40.9035 | 9.7859 | 17.8756 | 23.4101 | 17.5756
2018-01-25 20:00 | 53.942 | 25.377 | 14.3006 | 40.6026 | 9.6806 | 17.8288 | 23.0507 | 17.4874
2018-01-25 21:00 | 51.6874 | 24.9233 | 15.0834 | 44.58 | 13.6937 | 19.9858 | 23.1034 | 17.7325
2018-01-25 22:00 | 49.0897 | 24.0141 | 15.1314 | 48.4111 | 14.4226 | 21.0434 | 22.1976 | 17.1983
2018-01-25 23:00 | 47.119 | 23.2031 | 14.8193 | 52.4 | 14.8928 | 21.0004 | 21.0741 | 16.0079
2018-01-26 | 44.6612 | 22.4976 | 14.4198 | 56.2145 | 15.2816 | 20.7266 | 19.6944 | 13.8549
2018-01-26 01:00 | 43.0401 | 22.0956 | 14.3229 | 61.0911 | 15.6486 | 20.9857 | 17.7329 | 10.9527
2018-01-26 02:00 | 43.0697 | 22.0229 | 15.3893 | 67.5183 | 16.0226 | 22.9912 | 15.0661 | 8.5257
2018-01-26 03:00 | 43.4914 | 22.1565 | 16.0453 | 71.6325 | 16.2557 | 24.0184 | 11.0235 | 7.3815
2018-01-26 04:00 | 42.7421 | 22.1343 | 15.5132 | 72.247 | 16.298 | 23.1632 | 9.8298 | 7.2534
2018-01-26 05:00 | 42.8576 | 22.3033 | 15.4563 | 74.146 | 16.4514 | 23.1559 | 9.2632 | 8.5398
2018-01-26 06:00 | 43.7659 | 22.5367 | 15.6914 | 75.1793 | 16.6514 | 23.5223 | 10.1402 | 9.3986
2018-01-26 07:00 | 45.4697 | 22.944 | 15.946 | 74.5497 | 17.1298 | 23.8652 | 11.5621 | 10.376
2018-01-26 08:00 | 48.1812 | 23.7774 | 16.3547 | 74.5914 | 17.7337 | 24.3463 | 13.2517 | 11.717
2018-01-26 09:00 | 49.5941 | 22.2696 | 16.5828 | 73.9757 | 18.2456 | 19.9094 | 14.9717 | 15.3592
2018-01-26 10:00 | 57.5915 | 27.3789 | 18.0449 | 74.0271 | 18.8903 | 28.1408 | 17.3021 | 17.026
2018-01-26 11:00 | 58.5089 | 27.577 | 16.8076 | 67.3544 | 14.8461 | 24.4253 | 18.5822 | 17.5145
2018-01-26 12:00 | 59.1433 | 28.3049 | 15.4566 | 60.8243 | 12.6876 | 21.072 | 20.6688 | 17.7397
2018-01-26 13:00 | 61.3413 | 29.949 | 14.5998 | 56.478 | 11.37 | 18.2203 | 22.4122 | 17.7638
2018-01-26 14:00 | 62.9996 | 31.3307 | 14.3029 | 52.3052 | 10.7832 | 16.2666 | 23.285 | 17.8826
2018-01-26 15:00 | 64.1031 | 32.0927 | 14.3418 | 48.9146 | 10.7239 | 15.1994 | 23.6789 | 17.8732
2018-01-26 16:00 | 65.7142 | 32.449 | 14.4325 | 45.3605 | 10.7181 | 14.6449 | 23.774 | 17.7021
2018-01-26 17:00 | 65.4939 | 32.1873 | 14.4411 | 42.3299 | 10.5771 | 14.2985 | 23.709 | 17.5824
2018-01-26 18:00 | 64.2465 | 30.8529 | 14.2027 | 39.7931 | 10.3709 | 13.8533 | 23.5691 | 17.5309
2018-01-26 19:00 | 60.4556 | 28.3357 | 13.5918 | 38.7289 | 10.0953 | 13.3927 | 23.3185 | 17.4205
2018-01-26 20:00 | 54.7529 | 25.4648 | 12.6296 | 38.4556 | 9.7176 | 13.1054 | 22.8512 | 17.2136
2018-01-26 21:00 | 50.2428 | 24.5326 | 13.1245 | 42.3278 | 13.3516 | 15.0643 | 22.871 | 17.4598
2018-01-26 22:00 | 47.7934 | 23.5365 | 13.1685 | 46.6111 | 14.0656 | 16.233 | 22.118 | 17.0518
2018-01-26 23:00 | 46.0369 | 22.8775 | 13.517 | 51.3121 | 14.5876 | 17.7491 | 21.1076 | 15.9658
2018-01-27 | 43.7163 | 22.2414 | 13.3979 | 55.4061 | 15.0256 | 18.2287 | 19.691 | 13.8266
2018-01-27 01:00 | 41.9679 | 21.7799 | 13.3966 | 59.8066 | 15.3263 | 18.6792 | 17.6581 | 10.8802
2018-01-27 02:00 | 41.4171 | 21.6688 | 13.7428 | 64.8736 | 15.7019 | 19.6504 | 15.0689 | 8.5255
2018-01-27 03:00 | 42.2049 | 21.9728 | 14.2864 | 69.0991 | 16.0761 | 20.9304 | 10.9973 | 7.6027
2018-01-27 04:00 | 40.616 | 21.1468 | 14.298 | 71.8922 | 16.3033 | 22.2234 | 7.0447 | 4.0793
2018-01-27 05:00 | 41.977 | 21.5921 | 14.901 | 74.6039 | 16.4958 | 23.2234 | 7.0096 | 4.0503
2018-01-27 06:00 | 43.032 | 22.0302 | 15.3663 | 75.856 | 16.8304 | 23.8011 | 7.4364 | 4.4018
2018-01-27 07:00 | 43.8407 | 22.3468 | 15.6461 | 75.4803 | 17.1478 | 24.3078 | 8.1413 | 5.0328
2018-01-27 08:00 | 44.6639 | 22.6499 | 15.9778 | 75.4504 | 17.494 | 25.0059 | 9.2528 | 5.851
2018-01-27 09:00 | 41.9459 | 19.9567 | 15.7371 | 74.4543 | 17.5237 | 20.3023 | 10.6078 | 9.7727
2018-01-27 10:00 | 45.2186 | 23.0907 | 16.3713 | 72.6958 | 17.6108 | 27.5117 | 12.694 | 11.0199
2018-01-27 11:00 | 42.724 | 21.7562 | 14.8568 | 66.5535 | 13.7692 | 23.8821 | 14.0401 | 11.7943
2018-01-27 12:00 | 40.1348 | 20.5387 | 13.0344 | 59.9135 | 11.7428 | 20.1828 | 16.0271 | 12.4938
2018-01-27 13:00 | 39.0651 | 20.0752 | 11.2376 | 54.1266 | 10.4153 | 16.5133 | 18.4018 | 13.1701
2018-01-27 14:00 | 39.6124 | 20.2785 | 10.1474 | 50.9636 | 10.1514 | 13.9748 | 20.2456 | 14.2602
2018-01-27 15:00 | 40.7703 | 20.7189 | 9.5877 | 48.2279 | 10.3705 | 12.5045 | 22.0712 | 15.5048
2018-01-27 16:00 | 43.3915 | 21.3833 | 9.445 | 45.3136 | 10.5608 | 11.8178 | 23.4717 | 16.4319
2018-01-27 17:00 | 44.6885 | 21.9036 | 9.4621 | 42.6955 | 10.5972 | 11.5804 | 24.1624 | 16.9977
2018-01-27 18:00 | 45.4752 | 22.3059 | 9.5465 | 40.7312 | 10.5338 | 11.6347 | 24.0806 | 17.3036
2018-01-27 19:00 | 45.3821 | 22.2574 | 9.4846 | 40.1321 | 10.3212 | 11.7494 | 23.5504 | 17.2673
2018-01-27 20:00 | 43.4459 | 21.1858 | 8.972 | 39.0002 | 9.8392 | 11.6995 | 22.6438 | 17.0981
2018-01-27 21:00 | 41.2157 | 21.0223 | 9.7509 | 41.0475 | 13.1384 | 13.4477 | 22.3271 | 17.3256
2018-01-27 22:00 | 39.38 | 20.4846 | 10.1541 | 44.6581 | 13.6748 | 14.4986 | 21.3271 | 16.9999
2018-01-27 23:00 | 39.1018 | 20.2758 | 10.6251 | 48.5364 | 14.0328 | 15.5119 | 19.6566 | 16.1114
2018-01-28 | 39.1625 | 20.3695 | 11.3489 | 53.1486 | 14.4005 | 16.7366 | 17.2685 | 14.4016
2018-01-28 01:00 | 39.3219 | 20.5139 | 11.8826 | 57.8866 | 14.6839 | 17.5628 | 14.4169 | 11.8069
2018-01-28 02:00 | 39.2558 | 20.5211 | 12.5101 | 63.0492 | 14.9582 | 18.5583 | 11.5661 | 9.0165
2018-01-28 03:00 | 38.3485 | 19.9209 | 13.0346 | 66.6992 | 15.2154 | 19.5794 | 7.9034 | 7.2051
2018-01-28 04:00 | 39.8515 | 20.7468 | 13.1987 | 68.7414 | 15.2733 | 19.8493 | 6.9504 | 3.9796
2018-01-28 05:00 | 40.359 | 21.0327 | 13.5132 | 70.8758 | 15.3322 | 20.3634 | 6.9198 | 3.9281
2018-01-28 06:00 | 40.9258 | 21.1066 | 13.7037 | 70.8072 | 15.3814 | 20.7408 | 7.2498 | 4.239
2018-01-28 07:00 | 42.0868 | 21.5839 | 14.2371 | 70.7728 | 15.8285 | 21.6045 | 7.9754 | 4.8936
2018-01-28 08:00 | 42.5747 | 21.832 | 14.5206 | 70.5121 | 16.1477 | 22.0294 | 9.1135 | 5.714
2018-01-28 09:00 | 42.8869 | 21.9427 | 14.7189 | 69.5177 | 16.3153 | 22.4373 | 10.6979 | 9.0278
2018-01-28 10:00 | 43.4582 | 22.2036 | 15.1639 | 68.2538 | 16.3845 | 23.0249 | 12.5617 | 10.3071
2018-01-28 11:00 | 36.7724 | 18.1524 | 12.6349 | 62.1077 | 12.0827 | 13.814 | 13.561 | 10.8767
2018-01-28 12:00 | 39.6967 | 20.5775 | 11.2584 | 57.6798 | 10.8637 | 18.5642 | 16.3055 | 11.6935
2018-01-28 13:00 | 41.0888 | 21.2558 | 10.2865 | 55.3982 | 10.5415 | 14.3844 | 18.9238 | 12.7668
2018-01-28 14:00 | 43.9629 | 21.954 | 9.9237 | 52.7391 | 11.0033 | 12.6283 | 21.198 | 14.1042
2018-01-28 15:00 | 46.1382 | 22.8972 | 9.9593 | 50.5786 | 11.7965 | 12.1457 | 23.5095 | 15.7248
2018-01-28 16:00 | 47.8563 | 24.0625 | 10.3295 | 49.0148 | 12.4402 | 12.3193 | 25.6447 | 17.108
2018-01-28 17:00 | 48.7896 | 24.9159 | 10.7443 | 47.3695 | 12.679 | 12.7319 | 26.873 | 17.9564
2018-01-28 18:00 | 49.2859 | 25.3204 | 10.9104 | 45.7398 | 12.6205 | 13.0433 | 26.9437 | 18.3851
2018-01-28 19:00 | 48.9222 | 25.2184 | 10.8855 | 45.0977 | 12.346 | 13.1891 | 26.5325 | 18.3805
2018-01-28 20:00 | 46.4546 | 23.6238 | 9.9057 | 42.7067 | 11.4634 | 12.4845 | 25.3115 | 18.0079
2018-01-28 21:00 | 44.7862 | 22.6269 | 9.7644 | 41.7385 | 13.998 | 12.8863 | 24.0416 | 17.72
2018-01-28 22:00 | 42.8835 | 21.5014 | 9.4295 | 43.6412 | 14.0803 | 12.8175 | 22.0132 | 16.8696
2018-01-28 23:00 | 40.9398 | 20.8329 | 9.4383 | 47.0275 | 14.113 | 13.1998 | 19.5974 | 15.7447
2018-01-29 | 39.3568 | 20.8459 | 9.8948 | 51.2497 | 14.3062 | 14.0154 | 17.0698 | 14.0066
2018-01-29 01:00 | 39.0142 | 20.7492 | 10.3094 | 55.7543 | 14.3947 | 14.8035 | 13.8776 | 11.315
2018-01-29 02:00 | 38.4649 | 20.2012 | 10.6397 | 59.9621 | 14.4244 | 15.4783 | 10.7615 | 8.4241
2018-01-29 03:00 | 37.7385 | 19.5904 | 11.1702 | 63.1281 | 14.433 | 16.4282 | 7.9155 | 6.4815
2018-01-29 04:00 | 42.3163 | 21.7929 | 12.3549 | 65.5227 | 14.3557 | 17.2107 | 9.8347 | 7.1428
2018-01-29 05:00 | 42.112 | 21.8284 | 12.7527 | 67.8879 | 14.3756 | 18.1151 | 9.3349 | 8.4407
2018-01-29 06:00 | 43.1734 | 22.0002 | 13.1927 | 68.7057 | 14.4877 | 19.0509 | 10.2254 | 9.3016
2018-01-29 07:00 | 44.466 | 22.3894 | 13.3243 | 67.791 | 14.6312 | 19.0968 | 11.5827 | 10.2463
2018-01-29 08:00 | 48.1423 | 23.5463 | 14.0844 | 68.6515 | 15.0696 | 20.0815 | 13.3791 | 11.6662
2018-01-29 09:00 | 49.4375 | 22.3599 | 14.1672 | 67.4264 | 15.0524 | 15.9313 | 14.9172 | 14.4513
2018-01-29 10:00 | 55.107 | 25.9452 | 14.8452 | 65.6087 | 15.0519 | 22.0539 | 17.219 | 15.7582
2018-01-29 11:00 | 57.1428 | 27.1495 | 13.9801 | 61.8302 | 11.5187 | 18.9426 | 18.8223 | 16.4506
2018-01-29 12:00 | 59.5426 | 29.4993 | 13.7833 | 58.4316 | 10.986 | 16.9587 | 21.4161 | 17.1529
2018-01-29 13:00 | 63.3362 | 32.0989 | 14.0733 | 55.4667 | 11.2313 | 15.5623 | 23.779 | 17.6605
2018-01-29 14:00 | 67.6363 | 34.4402 | 14.8655 | 52.842 | 12.0566 | 15.1253 | 25.4751 | 18.1714
2018-01-29 15:00 | 70.6027 | 36.2965 | 15.7563 | 50.7552 | 12.9199 | 15.405 | 26.6383 | 18.562
2018-01-29 16:00 | 71.8074 | 37.3121 | 16.4535 | 48.4354 | 13.3568 | 15.8535 | 27.2114 | 18.7414
2018-01-29 17:00 | 71.9755 | 37.4884 | 16.8048 | 45.9996 | 13.3994 | 16.0154 | 27.4548 | 18.8776
2018-01-29 18:00 | 70.4631 | 36.1349 | 16.6358 | 43.9588 | 13.1904 | 15.7809 | 27.4029 | 18.9088
2018-01-29 19:00 | 66.0285 | 32.997 | 15.6623 | 42.0539 | 12.5503 | 14.9558 | 26.8158 | 18.6824
2018-01-29 20:00 | 59.8495 | 28.9631 | 14.0089 | 40.2215 | 11.5315 | 13.7949 | 25.3869 | 18.0649
2018-01-29 21:00 | 55.2251 | 26.7062 | 13.3755 | 41.5928 | 14.2868 | 14.1208 | 24.0967 | 17.5982
2018-01-29 22:00 | 51.6062 | 24.9967 | 12.5555 | 44.3039 | 14.4932 | 13.981 | 22.4641 | 16.7376
2018-01-29 23:00 | 47.6269 | 23.6555 | 12.0321 | 47.7816 | 14.5545 | 14.2593 | 20.9678 | 15.3849
2018-01-30 | 44.8518 | 22.7454 | 11.8736 | 52.0913 | 14.6589 | 14.9434 | 19.4218 | 13.2137
2018-01-30 01:00 | 43.2779 | 22.2522 | 11.8213 | 56.6314 | 14.7505 | 15.42 | 17.1806 | 10.1194
2018-01-30 02:00 | 42.2204 | 21.9641 | 11.904 | 61.4885 | 14.853 | 15.9594 | 14.3521 | 7.5898
2018-01-30 03:00 | 41.9881 | 21.6045 | 12.004 | 64.4581 | 14.7815 | 16.7544 | 10.987 | 6.378
2018-01-30 04:00 | 41.4402 | 21.4538 | 12.1198 | 66.1318 | 14.5549 | 17.2492 | 9.7637 | 7.1175
2018-01-30 05:00 | 41.0822 | 21.3807 | 12.3028 | 67.7063 | 14.4122 | 17.6367 | 9.1338 | 8.3715
2018-01-30 06:00 | 42.0564 | 21.542 | 12.812 | 68.9665 | 14.5138 | 18.4737 | 10.0109 | 9.2337
2018-01-30 07:00 | 43.4289 | 21.7318 | 12.834 | 68.1953 | 14.397 | 18.5993 | 11.3821 | 10.178
2018-01-30 08:00 | 45.6008 | 22.2463 | 13.1165 | 67.541 | 14.6452 | 18.7347 | 13.0058 | 11.4962
2018-01-30 09:00 | 45.136 | 20.6063 | 13.1868 | 66.2026 | 14.8432 | 12.1782 | 14.5151 | 14.085
2018-01-30 10:00 | 52.7521 | 25.0151 | 14.2519 | 65.0882 | 14.942 | 21.9767 | 16.8093 | 15.4984
2018-01-30 11:00 | 55.7198 | 26.103 | 13.7386 | 61.0203 | 11.6255 | 19.0822 | 18.2715 | 16.2786
2018-01-30 12:00 | 58.8193 | 27.9975 | 13.382 | 56.4884 | 10.6831 | 17.1616 | 20.6138 | 16.8784
2018-01-30 13:00 | 62.1146 | 30.3071 | 13.2308 | 53.0075 | 10.2085 | 15.3655 | 22.3938 | 17.2141
2018-01-30 14:00 | 66.4749 | 32.7176 | 13.7872 | 50.6514 | 10.6473 | 14.2898 | 24.1156 | 17.6954
2018-01-30 15:00 | 68.9976 | 34.5572 | 14.6361 | 48.7176 | 11.5468 | 14.1591 | 25.2766 | 18.0968
2018-01-30 16:00 | 70.8281 | 35.7899 | 15.33 | 46.4271 | 12.1736 | 14.4276 | 25.9286 | 18.2641
2018-01-30 17:00 | 71.6432 | 36.3721 | 15.8129 | 44.3507 | 12.2851 | 14.6056 | 26.4533 | 18.4837
2018-01-30 18:00 | 70.7162 | 35.3271 | 15.8211 | 43.0459 | 12.1533 | 14.3865 | 26.382 | 18.5602
2018-01-30 19:00 | 66.9868 | 32.352 | 15.108 | 42.0472 | 11.8032 | 13.7943 | 25.8248 | 18.3337
2018-01-30 20:00 | 60.9047 | 28.7633 | 13.6639 | 40.3137 | 11.0243 | 12.8808 | 24.9163 | 17.8586
2018-01-30 21:00 | 55.8469 | 26.4528 | 12.9507 | 40.8049 | 13.6238 | 13.2246 | 23.7241 | 17.3646
2018-01-30 22:00 | 50.506 | 24.178 | 11.9921 | 43.4789 | 13.8067 | 13.1436 | 21.9558 | 16.479
2018-01-30 23:00 | 47.1232 | 22.9262 | 11.5242 | 47.2682 | 13.7986 | 13.6885 | 20.5786 | 15.213
2018-01-31 | 44.3734 | 21.9106 | 11.3253 | 51.0938 | 13.876 | 14.3026 | 19.0416 | 12.9891
2018-01-31 01:00 | 41.9497 | 21.1292 | 11.1618 | 55.4478 | 13.9057 | 14.7379 | 16.9137 | 9.9776
2018-01-31 02:00 | 41.0145 | 20.852 | 11.3517 | 60.5887 | 13.9507 | 15.6546 | 14.3276 | 7.5751
2018-01-31 03:00 | 40.5684 | 20.8522 | 11.5723 | 63.8677 | 14.0121 | 16.3895 | 10.8214 | 6.5703
2018-01-31 04:00 | 38.0214 | 19.9647 | 11.3763 | 65.9913 | 14.1643 | 17.2286 | 9.6829 | 7.1001
2018-01-31 05:00 | 38.9648 | 20.3448 | 12.016 | 68.4795 | 14.392 | 18.2301 | 9.1506 | 8.4056
2018-01-31 06:00 | 39.7544 | 20.6846 | 12.6136 | 69.9543 | 14.6138 | 19.1312 | 10.0669 | 9.2838
2018-01-31 07:00 | 40.8591 | 21.0842 | 13.2362 | 70.1173 | 15.0025 | 20.1338 | 11.4957 | 10.2618
2018-01-31 08:00 | 42.148 | 21.4756 | 13.6795 | 70.1925 | 15.4172 | 20.7792 | 13.1605 | 11.6088
2018-01-31 09:00 | 40.2144 | 19.3477 | 13.5016 | 68.9696 | 15.4607 | 16.0243 | 14.8436 | 14.666
2018-01-31 10:00 | 43.2684 | 22.3347 | 14.219 | 67.4389 | 15.6327 | 23.4386 | 16.995 | 16.1406
2018-01-31 11:00 | 41.1654 | 20.9568 | 12.5604 | 61.3116 | 11.8775 | 19.8698 | 18.3222 | 16.6062
2018-01-31 12:00 | 39.8157 | 20.2025 | 10.7892 | 56.6867 | 10.4928 | 16.5427 | 20.522 | 16.7843
2018-01-31 13:00 | 41.6266 | 21.1806 | 9.995 | 54.3561 | 10.2175 | 14.6898 | 22.1787 | 17.1012
2018-01-31 14:00 | 45.986 | 22.727 | 9.987 | 52.4598 | 11.0047 | 14.0147 | 24.0561 | 17.6492
2018-01-31 15:00 | 48.8894 | 23.9875 | 10.3547 | 50.4619 | 12.0486 | 14.1045 | 25.2836 | 18.0965
2018-01-31 16:00 | 49.8086 | 24.8547 | 10.7998 | 48.3103 | 12.7146 | 14.6776 | 25.909 | 18.3578
2018-01-31 17:00 | 50.2662 | 25.5307 | 11.2248 | 45.8398 | 12.8791 | 15.1315 | 26.2807 | 18.5728
2018-01-31 18:00 | 51.5383 | 26.0596 | 11.5416 | 44.3344 | 12.7767 | 15.211 | 26.4918 | 18.74
2018-01-31 19:00 | 51.0346 | 25.4282 | 11.3386 | 43.2503 | 12.3808 | 14.7473 | 26.2002 | 18.6025
2018-01-31 20:00 | 48.0484 | 23.5245 | 10.3019 | 41.8243 | 11.4599 | 13.7004 | 25.2728 | 18.0899
2018-01-31 21:00 | 45.322 | 22.1304 | 9.8076 | 40.9243 | 13.6039 | 13.3555 | 23.6329 | 17.4045
2018-01-31 22:00 | 42.3114 | 20.8712 | 9.3544 | 42.9989 | 13.8118 | 13.0363 | 21.8256 | 16.3869
2018-01-31 23:00 | 39.7336 | 20.0816 | 9.239 | 46.4937 | 13.7218 | 13.0892 | 20.4186 | 15.0172
2018-02-01 | 37.9387 | 19.8241 | 9.4761 | 50.8195 | 13.735 | 13.5723 | 18.9326 | 12.8033
2018-02-01 01:00 | 37.5699 | 19.7522 | 9.7938 | 55.1042 | 13.7093 | 14.1904 | 16.8482 | 9.8071
2018-02-01 02:00 | 37.032 | 19.5694 | 10.0589 | 59.4502 | 13.7074 | 14.5596 | 14.1901 | 7.3013
2018-02-01 03:00 | 35.3851 | 18.98 | 10.4239 | 62.6541 | 13.6547 | 15.1019 | 10.7849 | 6.2389
2018-02-01 04:00 | 39.6282 | 20.7926 | 11.4006 | 64.5834 | 13.5465 | 15.6938 | 9.6214 | 6.999
2018-02-01 05:00 | 40.379 | 21.0917 | 12.0171 | 67.333 | 13.5982 | 16.7925 | 9.0917 | 8.3146
2018-02-01 06:00 | 41.6076 | 21.3134 | 12.5381 | 68.2644 | 13.7151 | 17.7291 | 9.9971 | 9.1926
2018-02-01 07:00 | 43.4288 | 21.77 | 12.9777 | 68.0176 | 13.9623 | 18.4154 | 11.4198 | 10.1734
2018-02-01 08:00 | 45.5912 | 22.2893 | 13.314 | 67.8398 | 14.2144 | 18.8594 | 13.0604 | 11.4933
2018-02-01 09:00 | 47.3765 | 21.316 | 13.5633 | 66.952 | 14.4144 | 15.4388 | 14.7787 | 14.365
2018-02-01 10:00 | 53.844 | 25.3212 | 14.8047 | 66.1184 | 14.6859 | 21.9933 | 16.9648 | 15.9313
2018-02-01 11:00 | 55.9749 | 25.9201 | 13.7196 | 60.5264 | 11.0656 | 19.0248 | 18.3253 | 16.481
2018-02-01 12:00 | 58.5005 | 27.6494 | 12.6025 | 55.8845 | 9.8524 | 15.8671 | 20.4874 | 16.6079
2018-02-01 13:00 | 64.0871 | 30.6903 | 12.691 | 53.5952 | 9.8962 | 13.9276 | 22.025 | 16.868
2018-02-01 14:00 | 69.5484 | 33.6431 | 13.6978 | 51.7066 | 10.8221 | 13.4618 | 23.9034 | 17.4978
2018-02-01 15:00 | 72.1319 | 35.6555 | 14.7909 | 49.8418 | 11.9249 | 13.8685 | 25.2776 | 18.0823
2018-02-01 16:00 | 73.1969 | 36.7976 | 15.6428 | 48.1291 | 12.6433 | 14.5491 | 25.9967 | 18.4081
2018-02-01 17:00 | 73.1874 | 37.1679 | 16.2856 | 46.3365 | 12.9646 | 15.0568 | 26.4606 | 18.6645
2018-02-01 18:00 | 72.948 | 36.4689 | 16.5406 | 45.5725 | 12.9985 | 15.2594 | 26.6315 | 18.8629
2018-02-01 19:00 | 69.3995 | 33.7767 | 15.9243 | 44.7572 | 12.6006 | 14.8202 | 26.3812 | 18.7628
2018-02-01 20:00 | 62.8019 | 29.8219 | 14.2199 | 42.6974 | 11.6085 | 13.5952 | 25.2755 | 18.2039
2018-02-01 21:00 | 57.2181 | 26.9766 | 13.0515 | 41.1783 | 13.5835 | 13.2748 | 23.6572 | 17.4834
2018-02-01 22:00 | 52.2902 | 24.6642 | 11.9852 | 43.0258 | 13.8608 | 12.812 | 21.9804 | 16.4576
2018-02-01 23:00 | 47.523 | 23.0351 | 11.2629 | 46.1126 | 13.7511 | 12.7565 | 20.5457 | 15.0525
2018-02-02 | 44.3062 | 21.976 | 10.7896 | 49.8117 | 13.7237 | 12.9024 | 18.9416 | 12.6881
2018-02-02 01:00 | 42.1103 | 21.187 | 10.6323 | 54.3159 | 13.71 | 13.4074 | 16.8462 | 9.6769
2018-02-02 02:00 | 41.2562 | 20.8238 | 10.8499 | 59.2283 | 13.7069 | 14.3521 | 14.2284 | 7.2607
2018-02-02 03:00 | 41.0325 | 20.7475 | 11.024 | 62.4716 | 13.611 | 15.1817 | 10.8201 | 6.1622
2018-02-02 04:00 | 40.3389 | 20.6368 | 10.9984 | 64.016 | 13.4434 | 15.4176 | 9.6276 | 7.0052
2018-02-02 05:00 | 39.9835 | 20.6759 | 11.2974 | 65.9658 | 13.3989 | 15.9761 | 9.0462 | 8.2958
2018-02-02 06:00 | 40.6217 | 20.8216 | 11.7953 | 67.0407 | 13.4865 | 16.7883 | 9.9454 | 9.1649
2018-02-02 07:00 | 41.9906 | 21.1508 | 12.2557 | 66.7073 | 13.6697 | 17.5763 | 11.3545 | 10.1389
2018-02-02 08:00 | 44.7995 | 21.8523 | 12.8592 | 66.6944 | 13.9623 | 18.4735 | 13.0155 | 11.481
2018-02-02 09:00 | 46.8782 | 21.2282 | 13.1259 | 65.9962 | 14.0519 | 15.1327 | 14.7374 | 14.2028
2018-02-02 10:00 | 52.8411 | 24.985 | 14.1877 | 64.7781 | 14.1499 | 20.9838 | 16.8805 | 15.6856
2018-02-02 11:00 | 54.4024 | 25.4884 | 12.8676 | 59.0469 | 10.4443 | 17.513 | 18.1966 | 16.1217
2018-02-02 12:00 | 59.0896 | 27.7978 | 12.2331 | 55.301 | 9.6029 | 15.0953 | 20.4785 | 16.5066
2018-02-02 13:00 | 65.2268 | 31.3734 | 12.7255 | 53.7791 | 9.8913 | 13.6558 | 22.2881 | 16.9774
2018-02-02 14:00 | 71.1241 | 34.7555 | 13.9724 | 52.4165 | 11.0238 | 13.4023 | 24.3484 | 17.704
2018-02-02 15:00 | 73.8134 | 36.908 | 15.2215 | 51.3211 | 12.3262 | 14.0889 | 25.7828 | 18.3757
2018-02-02 16:00 | 74.8472 | 38.2174 | 16.2543 | 49.8654 | 13.2345 | 14.981 | 26.6616 | 18.7747
2018-02-02 17:00 | 75.1777 | 38.7315 | 17.0263 | 48.3935 | 13.6348 | 15.6694 | 27.2041 | 19.0688
2018-02-02 18:00 | 74.2631 | 37.6682 | 17.1808 | 46.8906 | 13.6117 | 15.8169 | 27.3537 | 19.2224
2018-02-02 19:00 | 70.5256 | 34.7978 | 16.4826 | 45.8652 | 13.1168 | 15.3321 | 27.1133 | 19.0897
2018-02-02 20:00 | 64.0264 | 30.9695 | 14.8341 | 44.2977 | 12.0736 | 14.1836 | 26.2726 | 18.5678
2018-02-02 21:00 | 58.1769 | 27.8115 | 13.3993 | 42.1972 | 13.7244 | 13.5565 | 24.4842 | 17.7448
2018-02-02 22:00 | 53.5388 | 25.2979 | 12.1175 | 43.0925 | 14.0128 | 12.8555 | 22.1749 | 16.4784
2018-02-02 23:00 | 48.58 | 23.3949 | 11.2608 | 46.0674 | 13.8244 | 12.5484 | 20.4993 | 14.9897
2018-02-03 | 44.9152 | 22.1503 | 10.7431 | 49.5194 | 13.7607 | 12.6196 | 18.8317 | 12.6352
2018-02-03 01:00 | 42.1814 | 21.1685 | 10.4404 | 53.8823 | 13.6548 | 12.8794 | 16.6724 | 9.5182
2018-02-03 02:00 | 40.6014 | 20.6578 | 10.4378 | 58.5465 | 13.612 | 13.4541 | 14.0899 | 7.0745
2018-02-03 03:00 | 39.7132 | 20.545 | 10.4686 | 61.6806 | 13.4613 | 14.0472 | 10.7832 | 5.9069
2018-02-03 04:00 | 36.55 | 19.3521 | 9.9788 | 63.232 | 13.3035 | 14.6155 | 6.726 | 3.7326
2018-02-03 05:00 | 37.6619 | 19.6653 | 10.7836 | 65.9546 | 13.3421 | 15.9179 | 6.6823 | 3.7108
2018-02-03 06:00 | 38.0387 | 19.821 | 11.2712 | 66.8095 | 13.4402 | 16.6673 | 7.067 | 4.0461
2018-02-03 07:00 | 38.6472 | 20.1541 | 11.5726 | 66.3048 | 13.6574 | 17.0808 | 7.7607 | 4.6797
2018-02-03 08:00 | 39.2637 | 20.4587 | 11.9095 | 66.0678 | 13.8891 | 17.6826 | 8.868 | 5.5067
2018-02-03 09:00 | 37.2238 | 18.3854 | 11.8821 | 65.4381 | 13.9273 | 13.4521 | 10.1325 | 8.339
2018-02-03 10:00 | 40.7926 | 21.158 | 12.4369 | 63.4668 | 13.9099 | 20.0152 | 12.3113 | 9.542
2018-02-03 11:00 | 39.4673 | 19.9273 | 10.8584 | 58.2531 | 10.3289 | 16.5817 | 13.6651 | 10.2501
2018-02-03 12:00 | 40.1692 | 20.0321 | 9.5958 | 55.8895 | 9.6745 | 13.7439 | 15.812 | 10.9654
2018-02-03 13:00 | 43.8186 | 21.4564 | 9.0961 | 55.0041 | 10.0984 | 11.7761 | 17.8315 | 11.8977
2018-02-03 14:00 | 47.1227 | 23.1527 | 9.3986 | 53.7029 | 11.2626 | 11.2639 | 20.7062 | 13.6372
2018-02-03 15:00 | 49.3108 | 24.5303 | 10.0231 | 52.7004 | 12.6095 | 11.6814 | 23.5163 | 15.7549
2018-02-03 16:00 | 50.8342 | 25.8285 | 10.7511 | 51.2939 | 13.5895 | 12.5237 | 25.8842 | 17.461
2018-02-03 17:00 | 51.7198 | 26.727 | 11.3941 | 49.5796 | 14.0838 | 13.3322 | 27.0863 | 18.4584
2018-02-03 18:00 | 52.095 | 27.0458 | 11.7137 | 48.0104 | 14.054 | 13.8144 | 27.1288 | 18.9128
2018-02-03 19:00 | 51.7435 | 26.6347 | 11.5663 | 46.9358 | 13.597 | 13.9177 | 26.5056 | 18.8561
2018-02-03 20:00 | 49.1663 | 25.0918 | 10.5675 | 45.419 | 12.559 | 13.2987 | 25.369 | 18.4833
2018-02-03 21:00 | 46.8648 | 23.6921 | 9.8713 | 43.3831 | 14.0629 | 12.9942 | 23.8248 | 17.9806
2018-02-03 22:00 | 43.8386 | 22.0643 | 9.2094 | 44.0147 | 14.251 | 12.3511 | 21.4216 | 16.8388
2018-02-03 23:00 | 41.7104 | 21.0079 | 8.8541 | 46.2601 | 13.9805 | 12.0309 | 19.0558 | 15.4596
2018-02-04 | 39.8335 | 20.2806 | 8.8933 | 49.6115 | 13.8501 | 12.1524 | 16.3069 | 13.4514
2018-02-04 01:00 | 38.6507 | 19.9183 | 9.0835 | 53.6585 | 13.6914 | 12.557 | 13.3156 | 10.7361
2018-02-04 02:00 | 38.351 | 19.7494 | 9.2985 | 57.8965 | 13.5844 | 13.0123 | 10.351 | 7.7965
2018-02-04 03:00 | 36.5567 | 18.9097 | 9.6441 | 61.0574 | 13.4171 | 13.6466 | 7.6251 | 5.8565
2018-02-04 04:00 | 38.1583 | 19.6441 | 10.1343 | 62.9535 | 13.2098 | 14.3944 | 6.6719 | 3.7236
2018-02-04 05:00 | 38.6782 | 19.9454 | 10.4991 | 64.9559 | 13.1513 | 14.9472 | 6.6251 | 3.6636
2018-02-04 06:00 | 38.824 | 20.1008 | 10.7857 | 65.6895 | 13.1067 | 15.5359 | 6.9855 | 3.9737
2018-02-04 07:00 | 39.104 | 20.1967 | 11.3482 | 65.4553 | 13.3157 | 16.4987 | 7.7076 | 4.6433
2018-02-04 08:00 | 39.1588 | 20.3576 | 11.8136 | 65.3745 | 13.6609 | 17.1611 | 8.8539 | 5.496
2018-02-04 09:00 | 40.1483 | 20.7358 | 12.377 | 65.1445 | 14.1224 | 18.0098 | 10.4843 | 8.4201
2018-02-04 10:00 | 39.7208 | 20.6589 | 12.4219 | 63.0627 | 13.8033 | 18.0517 | 12.295 | 9.5929
2018-02-04 11:00 | 34.0512 | 16.6137 | 10.2011 | 57.5561 | 9.7366 | 10.0597 | 13.1697 | 10.1498
2018-02-04 12:00 | 38.6827 | 19.4728 | 9.5721 | 54.8338 | 9.5829 | 15.8419 | 15.7781 | 10.9135
2018-02-04 13:00 | 42.2471 | 20.6609 | 8.9719 | 53.0188 | 9.9944 | 12.0218 | 17.7206 | 11.8324
2018-02-04 14:00 | 45.4962 | 22.0618 | 9.0926 | 51.5602 | 11.1526 | 11.2375 | 20.5348 | 13.5597
2018-02-04 15:00 | 47.3843 | 23.4059 | 9.6091 | 51.1998 | 12.5612 | 11.5952 | 23.557 | 15.7578
2018-02-04 16:00 | 49.0242 | 24.7127 | 10.2959 | 50.6009 | 13.6668 | 12.4446 | 25.9355 | 17.4708
2018-02-04 17:00 | 49.9023 | 25.2926 | 10.8278 | 49.0478 | 14.1121 | 13.1739 | 26.8271 | 18.3497
2018-02-04 18:00 | 50.5279 | 25.7915 | 11.2136 | 47.6669 | 14.1346 | 13.7401 | 26.9817 | 18.8406
2018-02-04 19:00 | 50.3784 | 25.6113 | 11.1134 | 46.8597 | 13.6938 | 13.8706 | 26.4357 | 18.8067
2018-02-04 20:00 | 48.2455 | 24.34 | 10.2305 | 45.4654 | 12.6285 | 13.1977 | 25.3428 | 18.4498
2018-02-04 21:00 | 46.132 | 23.1395 | 9.6344 | 43.023 | 14.0664 | 12.8782 | 23.7212 | 17.9357
2018-02-04 22:00 | 43.5976 | 21.8196 | 9.1066 | 43.7091 | 14.2888 | 12.3162 | 21.3897 | 16.818
2018-02-04 23:00 | 41.4204 | 20.7776 | 8.8176 | 46.1644 | 13.9832 | 12.0232 | 19.0273 | 15.461
2018-02-05 | 40.6907 | 20.3944 | 8.8824 | 49.7081 | 13.8882 | 12.1561 | 16.2981 | 13.4532
2018-02-05 01:00 | 39.2799 | 20.1199 | 9.0741 | 53.5918 | 13.7456 | 12.5033 | 13.2404 | 10.6814
2018-02-05 02:00 | 38.1907 | 19.7301 | 9.4354 | 58.0377 | 13.6282 | 13.0816 | 10.4033 | 7.831
2018-02-05 03:00 | 36.2945 | 18.9316 | 9.8429 | 61.1469 | 13.4354 | 13.6994 | 7.6327 | 5.9373
2018-02-05 04:00 | 40.4263 | 21.0729 | 10.8424 | 63.1747 | 13.2022 | 14.1694 | 9.509 | 6.9593
2018-02-05 05:00 | 40.6781 | 21.0355 | 11.2442 | 65.1765 | 13.1128 | 14.9849 | 8.9908 | 8.2578
2018-02-05 06:00 | 41.4519 | 21.273 | 11.5637 | 65.8849 | 13.0859 | 15.5469 | 9.8705 | 9.1069
2018-02-05 07:00 | 42.3837 | 21.4642 | 11.935 | 65.3749 | 13.2176 | 16.1311 | 11.281 | 10.0806
2018-02-05 08:00 | 44.8397 | 22.0722 | 12.5844 | 65.4664 | 13.5331 | 17.1362 | 12.9704 | 11.4433
2018-02-05 09:00 | 47.1033 | 21.2291 | 12.9577 | 64.7761 | 13.7118 | 14.5719 | 14.7011 | 14.0942
2018-02-05 10:00 | 53.563 | 25.0428 | 14.1796 | 63.837 | 13.8132 | 20.0518 | 16.8673 | 15.6199
2018-02-05 11:00 | 55.023 | 25.5062 | 12.8389 | 58.3365 | 10.0641 | 17.0142 | 18.1685 | 16.0732
2018-02-05 12:00 | 59.0153 | 27.8411 | 12.1589 | 55.5257 | 9.5377 | 14.4534 | 20.4195 | 16.3682
2018-02-05 13:00 | 65.9975 | 31.194 | 12.6351 | 54.2013 | 9.9685 | 13.1962 | 21.9378 | 16.7466
2018-02-05 14:00 | 71.359 | 34.2393 | 13.7742 | 52.6835 | 11.0886 | 13.2101 | 23.7119 | 17.4519
2018-02-05 15:00 | 73.6618 | 36.3531 | 14.9816 | 51.1967 | 12.3501 | 13.9167 | 25.1257 | 18.1888
2018-02-05 16:00 | 74.5733 | 37.669 | 16.0118 | 49.5637 | 13.2878 | 14.7924 | 25.9811 | 18.6098
2018-02-05 17:00 | 74.6504 | 38.0267 | 16.8262 | 47.89 | 13.743 | 15.6148 | 26.4416 | 18.9268
2018-02-05 18:00 | 73.748 | 36.9534 | 16.9928 | 46.4354 | 13.7435 | 15.8366 | 26.4684 | 19.0925
2018-02-05 19:00 | 70.3516 | 34.4534 | 16.4143 | 45.8507 | 13.3514 | 15.4766 | 26.3031 | 19.0294
2018-02-05 20:00 | 64.2286 | 30.8969 | 14.8579 | 44.5226 | 12.4493 | 14.4521 | 25.6359 | 18.5981
2018-02-05 21:00 | 57.8802 | 27.3848 | 13.1972 | 41.7198 | 13.6865 | 13.5417 | 23.8384 | 17.6897
2018-02-05 22:00 | 54.0041 | 25.3029 | 12.0998 | 43.5359 | 14.0566 | 12.9862 | 22.1158 | 16.4943
2018-02-05 23:00 | 50.6145 | 23.7939 | 11.2972 | 46.5153 | 13.8794 | 12.6623 | 20.5625 | 14.889
2018-02-06 | 47.2718 | 22.5726 | 10.7812 | 50.0246 | 13.7827 | 12.6452 | 18.7997 | 12.3985
2018-02-06 01:00 | 44.8854 | 21.6777 | 10.4637 | 53.9912 | 13.6374 | 12.7802 | 16.5023 | 9.1489
2018-02-06 02:00 | 43.5088 | 21.2173 | 10.3349 | 58.3229 | 13.5139 | 13.0845 | 13.6377 | 6.4543
2018-02-06 03:00 | 42.5315 | 21.061 | 10.2948 | 61.4206 | 13.316 | 13.4285 | 10.8049 | 5.2066
2018-02-06 04:00 | 41.9679 | 20.966 | 10.2373 | 62.8903 | 13.0647 | 13.451 | 9.5728 | 6.9258
2018-02-06 05:00 | 41.8223 | 21.0203 | 10.2949 | 64.4638 | 12.8981 | 13.5733 | 8.9629 | 8.1796
2018-02-06 06:00 | 41.0584 | 20.837 | 10.5007 | 64.885 | 12.8359 | 13.9569 | 9.8226 | 9.0129
2018-02-06 07:00 | 41.6572 | 20.9658 | 10.8201 | 64.3179 | 12.9253 | 14.4694 | 11.2107 | 9.9741
2018-02-06 08:00 | 43.5054 | 21.5725 | 11.1718 | 63.8786 | 13.1142 | 14.8178 | 12.8275 | 11.3178
2018-02-06 09:00 | 43.8349 | 20.3668 | 11.3442 | 62.4809 | 13.0425 | 11.2325 | 14.3531 | 13.1969
2018-02-06 10:00 | 50.3027 | 24.2656 | 12.4993 | 61.2247 | 12.9061 | 17.5538 | 16.5763 | 14.704
2018-02-06 11:00 | 52.9892 | 25.0378 | 11.439 | 56.6354 | 9.3748 | 14.8065 | 17.9869 | 15.3132
2018-02-06 12:00 | 60.57 | 28.042 | 11.6655 | 55.4229 | 9.2714 | 13.3007 | 20.4401 | 15.9821
2018-02-06 13:00 | 67.7979 | 31.5786 | 12.6377 | 54.4032 | 9.8189 | 12.8701 | 21.9296 | 16.6016
2018-02-06 14:00 | 72.5881 | 34.7193 | 13.9387 | 53.4025 | 11.0809 | 13.2399 | 23.828 | 17.4833
2018-02-06 15:00 | 74.579 | 36.6977 | 15.1799 | 52.2317 | 12.4107 | 13.9943 | 25.2715 | 18.2458
2018-02-06 16:00 | 75.5786 | 37.9833 | 16.2045 | 50.5201 | 13.2558 | 14.8512 | 25.9886 | 18.6147
2018-02-06 17:00 | 75.5725 | 38.3282 | 16.9344 | 48.6776 | 13.6271 | 15.4832 | 26.3377 | 18.864
2018-02-06 18:00 | 74.3333 | 37.157 | 17.0368 | 47.0256 | 13.6088 | 15.6131 | 26.382 | 18.9853
2018-02-06 19:00 | 70.6445 | 34.3821 | 16.3525 | 46.1444 | 13.173 | 15.1285 | 26.0681 | 18.8441
2018-02-06 20:00 | 64.4314 | 30.5828 | 14.7027 | 44.7953 | 12.1664 | 13.9419 | 25.1318 | 18.3035
2018-02-06 21:00 | 57.9636 | 27.4484 | 13.2224 | 42.3887 | 13.4651 | 13.2928 | 23.708 | 17.5514
2018-02-06 22:00 | 53.184 | 25.2297 | 12.1293 | 43.6522 | 13.997 | 12.8239 | 22.0039 | 16.4378
2018-02-06 23:00 | 48.1785 | 23.3958 | 11.2831 | 46.5202 | 13.8 | 12.5033 | 20.5258 | 14.9974
2018-02-07 | 45.2011 | 22.2456 | 10.8779 | 50.1805 | 13.742 | 12.7945 | 19.008 | 12.724
2018-02-07 01:00 | 42.833 | 21.3519 | 10.561 | 54.1948 | 13.6527 | 12.9727 | 16.8214 | 9.5926
2018-02-07 02:00 | 41.0112 | 20.774 | 10.5099 | 58.7595 | 13.5736 | 13.3962 | 14.1328 | 7.1356
2018-02-07 03:00 | 40.5752 | 20.6758 | 10.8208 | 62.2104 | 13.5017 | 14.4344 | 10.801 | 6.2047
2018-02-07 04:00 | 37.9652 | 19.7963 | 10.5792 | 64.4649 | 13.4208 | 15.3175 | 9.658 | 7.0421
2018-02-07 05:00 | 38.0966 | 19.8716 | 11.0235 | 66.3714 | 13.3839 | 16.099 | 9.0885 | 8.324
2018-02-07 06:00 | 37.4984 | 19.9108 | 11.4574 | 67.2928 | 13.4109 | 16.8037 | 9.9676 | 9.1709
2018-02-07 07:00 | 38.2826 | 20.1192 | 11.7908 | 66.7133 | 13.6022 | 17.4459 | 11.3766 | 10.139
2018-02-07 08:00 | 39.3086 | 20.4446 | 12.1061 | 66.284 | 13.9202 | 17.9022 | 13.0359 | 11.4785
2018-02-07 09:00 | 37.3071 | 18.2079 | 11.8881 | 65.2018 | 14.0055 | 11.9115 | 14.4925 | 14.2085
2018-02-07 10:00 | 42.6014 | 21.7291 | 12.7739 | 63.8286 | 14.1662 | 21.3229 | 16.9453 | 15.7733
2018-02-07 11:00 | 40.268 | 20.253 | 11.1154 | 58.4366 | 10.2558 | 17.2948 | 18.2327 | 16.2526
2018-02-07 12:00 | 40.6516 | 20.19 | 9.8656 | 56.1295 | 9.6267 | 14.7076 | 20.4629 | 16.5309
2018-02-07 13:00 | 43.6858 | 21.417 | 9.4637 | 54.5123 | 10.0336 | 13.3156 | 22.1717 | 16.8296
2018-02-07 14:00 | 48.544 | 23.6323 | 9.9257 | 53.2249 | 11.23 | 13.3013 | 24.1274 | 17.5661
2018-02-07 15:00 | 51.0441 | 25.509 | 10.7333 | 52.3154 | 12.639 | 14.1642 | 25.9649 | 18.4303
2018-02-07 16:00 | 51.8787 | 26.5667 | 11.4147 | 50.8813 | 13.5558 | 15.1079 | 26.7218 | 18.848
2018-02-07 17:00 | 52.6352 | 27.5873 | 12.0691 | 49.2352 | 14.041 | 15.7831 | 27.0734 | 19.1309
2018-02-07 18:00 | 53.842 | 28.1305 | 12.5284 | 47.835 | 14.1841 | 15.9887 | 27.2147 | 19.2877
2018-02-07 19:00 | 53.3921 | 27.4445 | 12.3284 | 46.8989 | 13.6912 | 15.5177 | 26.9982 | 19.1508
2018-02-07 20:00 | 50.2249 | 25.4018 | 11.1744 | 45.5518 | 12.6618 | 14.3775 | 26.0199 | 18.6294
2018-02-07 21:00 | 46.3359 | 23.3567 | 10.1541 | 42.7586 | 13.7435 | 13.628 | 24.2961 | 17.7993
2018-02-07 22:00 | 43.9381 | 21.9834 | 9.515 | 43.8864 | 14.26 | 13.0192 | 22.2431 | 16.6386
2018-02-07 23:00 | 41.1881 | 20.9617 | 9.129 | 46.624 | 14.0189 | 12.6196 | 20.5818 | 15.1112
2018-02-08 | 40.4879 | 20.5447 | 9.2851 | 50.2908 | 13.9504 | 12.9702 | 19.0619 | 12.8674
2018-02-08 01:00 | 39.7102 | 20.2189 | 9.4379 | 54.3118 | 13.8506 | 13.2809 | 16.9394 | 9.7994
2018-02-08 02:00 | 38.8985 | 19.9729 | 9.8084 | 59.0324 | 13.751 | 13.8531 | 14.3055 | 7.3088
2018-02-08 03:00 | 37.2751 | 19.2731 | 10.3587 | 62.5069 | 13.6207 | 14.7827 | 10.8228 | 6.293
2018-02-08 04:00 | 41.0255 | 20.9058 | 11.3008 | 64.1784 | 13.4364 | 15.3077 | 9.6504 | 7.033
2018-02-08 05:00 | 40.5289 | 21.0409 | 11.4348 | 65.9153 | 13.3196 | 15.6157 | 9.073 | 8.3027
2018-02-08 06:00 | 41.0391 | 21.1067 | 11.9289 | 66.8958 | 13.381 | 16.4485 | 9.9811 | 9.1747
2018-02-08 07:00 | 42.4972 | 21.374 | 12.4301 | 66.4895 | 13.6029 | 17.3872 | 11.4106 | 10.1631
2018-02-08 08:00 | 44.8574 | 22.1369 | 12.9708 | 66.5431 | 13.9288 | 18.0727 | 13.0928 | 11.5059
2018-02-08 09:00 | 46.3647 | 21.201 | 13.1718 | 65.3714 | 13.9757 | 14.7687 | 14.7386 | 14.2684
2018-02-08 10:00 | 52.9054 | 25.1186 | 14.2556 | 64.0403 | 13.9793 | 20.5038 | 16.8884 | 15.8254
2018-02-08 11:00 | 54.7017 | 25.4622 | 12.9721 | 58.6755 | 10.2478 | 17.5942 | 18.2332 | 16.3069
2018-02-08 12:00 | 59.6597 | 27.8472 | 12.277 | 56.2718 | 9.6515 | 14.8913 | 20.4919 | 16.5361
2018-02-08 13:00 | 65.6182 | 31.5009 | 12.7827 | 55.2094 | 10.1774 | 13.406 | 22.3735 | 16.9452
2018-02-08 14:00 | 71.404 | 34.9307 | 14.1346 | 53.7417 | 11.4555 | 13.422 | 24.5231 | 17.7011
2018-02-08 15:00 | 74.396 | 37.3108 | 15.5283 | 52.6647 | 12.944 | 14.3942 | 25.9183 | 18.463
2018-02-08 16:00 | 75.3847 | 38.6543 | 16.6506 | 50.9298 | 13.9842 | 15.521 | 26.7493 | 18.9285
2018-02-08 17:00 | 75.4176 | 39.2145 | 17.5219 | 49.1961 | 14.489 | 16.313 | 27.3514 | 19.2455
2018-02-08 18:00 | 74.4076 | 38.2616 | 17.7555 | 47.7376 | 14.5443 | 16.5158 | 27.4959 | 19.428
2018-02-08 19:00 | 70.9605 | 35.4565 | 17.0808 | 46.9939 | 14.0997 | 16.1153 | 27.1875 | 19.3171
2018-02-08 20:00 | 64.8525 | 31.6346 | 15.4502 | 45.8137 | 13.0989 | 15.0778 | 26.2421 | 18.8121
2018-02-08 21:00 | 57.9416 | 27.8932 | 13.5794 | 42.8825 | 13.9834 | 13.9289 | 24.2109 | 17.8829
2018-02-08 22:00 | 53.6264 | 25.57 | 12.3499 | 43.8325 | 14.4097 | 13.1758 | 22.2663 | 16.6494
2018-02-08 23:00 | 49.2415 | 23.6351 | 11.3683 | 46.3773 | 14.1155 | 12.5911 | 20.6047 | 15.0488
2018-02-09 | 44.9844 | 22.226 | 10.7918 | 49.9415 | 13.9629 | 12.5936 | 18.94 | 12.6761
2018-02-09 01:00 | 42.6217 | 21.283 | 10.4551 | 54.0524 | 13.7739 | 12.7411 | 16.7896 | 9.5703
2018-02-09 02:00 | 40.6458 | 20.7014 | 10.3578 | 58.3814 | 13.6232 | 13.2024 | 14.0274 | 6.9804
2018-02-09 03:00 | 39.9729 | 20.5106 | 10.454 | 61.706 | 13.4399 | 13.8304 | 10.7881 | 5.9154
2018-02-09 04:00 | 39.6959 | 20.5117 | 10.6081 | 63.466 | 13.238 | 14.2159 | 9.6117 | 6.9798
2018-02-09 05:00 | 39.3573 | 20.5523 | 10.948 | 65.4351 | 13.1362 | 14.9269 | 9.034 | 8.2702
2018-02-09 06:00 | 39.8972 | 20.757 | 11.3674 | 66.1905 | 13.1562 | 15.7681 | 9.928 | 9.1323
2018-02-09 07:00 | 41.8783 | 21.2118 | 11.9568 | 65.9503 | 13.412 | 16.7977 | 11.3692 | 10.1315
2018-02-09 08:00 | 44.1968 | 21.857 | 12.5197 | 66.0074 | 13.7572 | 17.4468 | 13.0416 | 11.4779
2018-02-09 09:00 | 46.6244 | 21.1717 | 13.0741 | 65.6097 | 13.9748 | 14.8984 | 14.7549 | 14.2848
2018-02-09 10:00 | 52.6803 | 25.036 | 13.871 | 64.0476 | 13.7342 | 20.0561 | 16.8571 | 15.7025
2018-02-09 11:00 | 54.2266 | 25.4543 | 12.4675 | 58.4433 | 10.0001 | 16.7164 | 18.2012 | 16.0674
2018-02-09 12:00 | 58.8923 | 27.79 | 12.0157 | 56.1293 | 9.5505 | 14.3694 | 20.4349 | 16.3535
2018-02-09 13:00 | 65.8919 | 31.1607 | 12.6085 | 54.5892 | 10.0497 | 13.1301 | 21.9071 | 16.7076
2018-02-09 14:00 | 71.5669 | 34.2798 | 13.855 | 52.904 | 11.2011 | 13.1771 | 23.6353 | 17.413
2018-02-09 15:00 | 74.0326 | 36.5326 | 15.199 | 51.8213 | 12.4955 | 14.019 | 25.1488 | 18.2136
2018-02-09 16:00 | 75.3363 | 38.1152 | 16.3737 | 50.2411 | 13.4247 | 15.0229 | 26.1041 | 18.7147
2018-02-09 17:00 | 75.6514 | 38.677 | 17.2085 | 48.3623 | 13.8373 | 15.8486 | 26.6754 | 19.0491
2018-02-09 18:00 | 74.8713 | 37.7318 | 17.407 | 47.115 | 13.8153 | 16.1384 | 26.9129 | 19.2534
2018-02-09 19:00 | 70.8994 | 34.7218 | 16.6519 | 45.978 | 13.3211 | 15.6009 | 26.5297 | 19.1021
2018-02-09 20:00 | 63.8988 | 30.5219 | 14.7018 | 43.8758 | 12.2543 | 14.0956 | 25.2934 | 18.4789
2018-02-09 21:00 | 57.9476 | 27.4138 | 13.1087 | 41.6388 | 13.4389 | 13.3002 | 23.8068 | 17.6745
2018-02-09 22:00 | 54.1003 | 25.3963 | 12.1295 | 43.4989 | 14.054 | 12.9463 | 22.2 | 16.521
2018-02-09 23:00 | 50.9461 | 23.9252 | 11.4018 | 46.6 | 13.8357 | 12.8448 | 20.5851 | 14.8572
2018-02-10 | 48.2461 | 22.887 | 10.8423 | 50.3674 | 13.7411 | 12.7847 | 18.8129 | 12.3414
2018-02-10 01:00 | 45.8162 | 21.9534 | 10.4595 | 54.7235 | 13.6022 | 12.7963 | 16.4799 | 9.0884
2018-02-10 02:00 | 44.1764 | 21.4049 | 10.4075 | 59.4322 | 13.4838 | 13.3318 | 13.5938 | 6.4186
2018-02-10 03:00 | 43.8582 | 21.3659 | 10.4801 | 63.0968 | 13.2862 | 13.9836 | 10.8583 | 5.1018
2018-02-10 04:00 | 40.3588 | 19.9934 | 9.6104 | 63.5149 | 13.0087 | 13.8473 | 6.7193 | 3.661
2018-02-10 05:00 | 40.1803 | 20.0133 | 9.7003 | 64.924 | 12.7984 | 13.9202 | 6.5636 | 3.5537
2018-02-10 06:00 | 40.106 | 19.9902 | 9.9702 | 65.6979 | 12.6659 | 14.4388 | 6.8979 | 3.8441
2018-02-10 07:00 | 40.1369 | 20.0826 | 10.4399 | 65.5265 | 12.6965 | 15.3197 | 7.5705 | 4.4828
2018-02-10 08:00 | 40.7929 | 20.2654 | 10.8292 | 65.376 | 12.815 | 16.0256 | 8.6729 | 5.3126
2018-02-10 09:00 | 37.3918 | 18.2007 | 10.1713 | 62.8246 | 12.7304 | 11.3383 | 9.8809 | 6.8365
2018-02-10 10:00 | 40.6529 | 20.4325 | 10.5278 | 61.0787 | 12.2337 | 16.2785 | 11.9977 | 7.9959
2018-02-10 11:00 | 39.7716 | 19.6417 | 9.3381 | 57.2208 | 9.1302 | 13.534 | 13.5469 | 8.9499
2018-02-10 12:00 | 41.4322 | 20.1203 | 8.8487 | 55.0422 | 8.9501 | 11.963 | 15.916 | 10.1772
2018-02-10 13:00 | 44.1636 | 21.1867 | 8.7393 | 52.3904 | 9.2313 | 11.0753 | 17.7284 | 11.616
2018-02-10 14:00 | 45.4013 | 21.937 | 8.8503 | 49.8524 | 9.9136 | 10.7673 | 20.128 | 13.4563
2018-02-10 15:00 | 46.1729 | 22.5201 | 9.0598 | 47.2533 | 10.6115 | 10.7541 | 22.4308 | 15.3908
2018-02-10 16:00 | 46.6289 | 22.8297 | 9.2881 | 45.1203 | 11.0559 | 10.9364 | 24.0919 | 16.7509
2018-02-10 17:00 | 46.9736 | 23.1635 | 9.5204 | 43.1147 | 11.2655 | 11.1996 | 24.8349 | 17.4926
2018-02-10 18:00 | 47.0617 | 23.2864 | 9.5796 | 41.0866 | 11.2201 | 11.3136 | 24.612 | 17.794
2018-02-10 19:00 | 46.6299 | 22.9426 | 9.4133 | 40.1313 | 10.8438 | 11.3 | 23.7706 | 17.5883
2018-02-10 20:00 | 45.2457 | 22.0532 | 8.9741 | 39.5529 | 10.3569 | 11.347 | 22.8302 | 17.2925
2018-02-10 21:00 | 44.0125 | 21.7232 | 9.215 | 40.5527 | 12.4433 | 12.2586 | 22.2143 | 17.1587
2018-02-10 22:00 | 42.9251 | 21.4022 | 9.3951 | 43.5335 | 13.5476 | 12.7899 | 20.9113 | 16.5394
2018-02-10 23:00 | 42.0106 | 20.9235 | 9.2816 | 46.3326 | 13.6063 | 12.8089 | 18.847 | 15.3698
2018-02-11 | 41.4894 | 20.6182 | 9.3853 | 49.9873 | 13.6711 | 13.0283 | 16.1359 | 13.3762
2018-02-11 01:00 | 40.9083 | 20.3097 | 9.5754 | 53.9888 | 13.6267 | 13.378 | 13.0661 | 10.5638
2018-02-11 02:00 | 38.6491 | 19.8125 | 9.9775 | 58.537 | 13.6194 | 14.0798 | 10.123 | 7.726
2018-02-11 03:00 | 35.985 | 18.914 | 10.5244 | 61.7994 | 13.5869 | 15.0092 | 7.5408 | 5.8525
2018-02-11 04:00 | 37.8279 | 19.6631 | 10.9904 | 63.7806 | 13.502 | 15.7399 | 6.5771 | 3.7051
2018-02-11 05:00 | 37.0119 | 19.7015 | 11.2675 | 65.6418 | 13.4582 | 16.2788 | 6.5162 | 3.6331
2018-02-11 06:00 | 37.1628 | 19.9522 | 11.7787 | 66.5222 | 13.5539 | 17.0528 | 6.9231 | 3.9779
2018-02-11 07:00 | 38.2765 | 20.3652 | 12.6616 | 66.8386 | 13.9988 | 18.2976 | 7.6873 | 4.6803
2018-02-11 08:00 | 39.6717 | 21.046 | 13.5115 | 67.5504 | 14.6369 | 19.5346 | 8.8913 | 5.5776
2018-02-11 09:00 | 40.3265 | 21.504 | 13.9894 | 67.3229 | 15.1141 | 20.2488 | 10.5157 | 9.0095
2018-02-11 10:00 | 41.5588 | 21.7593 | 14.5585 | 65.8894 | 14.6148 | 21.1559 | 12.3443 | 10.4125
2018-02-11 11:00 | 35.4217 | 17.7598 | 12.1025 | 59.7697 | 10.6799 | 13.3979 | 13.4369 | 10.9746
2018-02-11 12:00 | 37.653 | 19.3812 | 10.7632 | 56.7536 | 10.1785 | 16.7937 | 15.8288 | 11.5325
2018-02-11 13:00 | 39.1405 | 19.9872 | 9.9297 | 54.299 | 10.2301 | 13.4031 | 17.9108 | 12.3677
2018-02-11 14:00 | 41.3117 | 20.4184 | 9.5717 | 51.1128 | 10.8284 | 11.9936 | 20.0867 | 13.7314
2018-02-11 15:00 | 42.3016 | 20.7593 | 9.5773 | 48.6341 | 11.5495 | 11.6422 | 22.0929 | 15.304
2018-02-11 16:00 | 42.8842 | 21.0874 | 9.6516 | 45.1596 | 11.8883 | 11.6794 | 23.5649 | 16.4574
2018-02-11 17:00 | 43.6727 | 21.2782 | 9.9631 | 43.6864 | 11.8963 | 12.0417 | 24.113 | 17.0549
2018-02-11 18:00 | 43.7297 | 21.2305 | 10.0774 | 41.7801 | 11.6154 | 12.3314 | 23.814 | 17.2992
2018-02-11 19:00 | 43.883 | 20.9892 | 9.8627 | 41.9423 | 11.0793 | 12.2684 | 23.1339 | 17.1798
2018-02-11 20:00 | 42.6981 | 20.3335 | 9.3539 | 41.9526 | 10.4377 | 12.1277 | 22.3904 | 16.9842
2018-02-11 21:00 | 42.1466 | 20.4466 | 9.7371 | 42.9258 | 12.4578 | 13.0738 | 21.9264 | 16.9947
2018-02-11 22:00 | 41.3064 | 20.4517 | 10.3786 | 46.1221 | 13.6932 | 14.1494 | 20.7904 | 16.5953
2018-02-11 23:00 | 40.688 | 20.338 | 10.8183 | 51.8016 | 13.8614 | 14.9635 | 18.9 | 15.5756
2018-02-12 | 40.1088 | 20.3993 | 11.5972 | 56.046 | 13.9999 | 16.5296 | 16.3914 | 13.7233
2018-02-12 01:00 | 39.4288 | 20.4907 | 12.3922 | 59.0152 | 14.0987 | 18.2511 | 13.4329 | 11.0418
2018-02-12 02:00 | 38.9916 | 20.4251 | 12.9796 | 63.2476 | 14.1867 | 19.3712 | 10.4321 | 8.1424
2018-02-12 03:00 | 37.1254 | 19.6758 | 13.1174 | 66.443 | 14.1563 | 19.2611 | 7.6584 | 6.2959
2018-02-12 04:00 | 41.3219 | 21.8453 | 13.7827 | 68.3911 | 14.0375 | 19.096 | 9.5354 | 7.0399
2018-02-12 05:00 | 41.5351 | 21.9053 | 13.8925 | 71.0418 | 14.0254 | 19.1907 | 9.007 | 8.3232
2018-02-12 06:00 | 42.036 | 21.9569 | 14.1727 | 71.9527 | 14.0252 | 19.909 | 9.8967 | 9.1668
2018-02-12 07:00 | 45.0835 | 22.4823 | 15.7731 | 72.6189 | 14.2384 | 22.7763 | 11.3628 | 10.1791
2018-02-12 08:00 | 48.0092 | 23.2238 | 16.682 | 72.8667 | 14.5217 | 24.2908 | 13.0302 | 11.5291
2018-02-12 09:00 | 45.1351 | 20.7106 | 15.5856 | 69.3114 | 14.6021 | 13.456 | 14.4891 | 14.145
2018-02-12 10:00 | 53.9803 | 25.604 | 16.0822 | 66.4373 | 14.0084 | 25.2106 | 16.6959 | 15.4806
2018-02-12 11:00 | 55.1987 | 26.3956 | 14.8114 | 60.6877 | 10.7562 | 20.9897 | 18.1701 | 16.1372
2018-02-12 12:00 | 57.8612 | 28.0349 | 14.1225 | 57.666 | 10.1548 | 18.5199 | 20.5007 | 16.7062
2018-02-12 13:00 | 61.5232 | 29.7953 | 13.8794 | 54.7993 | 10.0044 | 16.8262 | 21.9549 | 17.0884
2018-02-12 14:00 | 64.7444 | 31.3161 | 13.8776 | 51.2032 | 10.3007 | 15.5098 | 23.0546 | 17.431
2018-02-12 15:00 | 66.7501 | 32.2754 | 14.0895 | 47.6585 | 10.7474 | 14.7601 | 23.5302 | 17.5632
2018-02-12 16:00 | 67.7288 | 32.6847 | 14.2776 | 44.4765 | 10.9497 | 14.505 | 23.5871 | 17.4562
2018-02-12 17:00 | 67.3685 | 32.4672 | 14.2399 | 41.3459 | 10.823 | 14.0299 | 23.5169 | 17.3588
2018-02-12 18:00 | 65.6297 | 31.0196 | 14.0062 | 39.3799 | 10.5463 | 13.6683 | 23.3534 | 17.3195
2018-02-12 19:00 | 61.1458 | 28.2977 | 13.4428 | 38.651 | 10.1979 | 13.3869 | 23.0845 | 17.2343
2018-02-12 20:00 | 55.1368 | 25.4661 | 12.7276 | 38.7904 | 9.802 | 13.5002 | 22.7041 | 17.0987
2018-02-12 21:00 | 50.8466 | 24.2117 | 12.7909 | 41.5089 | 12.1468 | 14.6427 | 22.5735 | 17.1795
2018-02-12 22:00 | 49.1383 | 23.6451 | 13.5053 | 46.2743 | 13.7037 | 17.0099 | 21.9066 | 16.804
2018-02-12 23:00 | 46.4855 | 22.766 | 13.5041 | 49.9179 | 13.9556 | 17.8907 | 20.7111 | 15.5716
2018-02-13 | 43.428 | 21.9743 | 13.2567 | 53.4298 | 14.1508 | 18.0274 | 19.2366 | 13.3707
2018-02-13 01:00 | 42.112 | 21.4887 | 13.3351 | 57.7906 | 14.3122 | 18.6936 | 17.1617 | 10.3807
2018-02-13 02:00 | 41.221 | 21.2545 | 13.5422 | 62.6159 | 14.4399 | 19.1607 | 14.4681 | 7.9201
2018-02-13 03:00 | 41.1776 | 21.2976 | 13.5085 | 66.4165 | 14.5295 | 19.2984 | 10.8356 | 6.8867
2018-02-13 04:00 | 41.5472 | 21.4546 | 13.7698 | 69.0655 | 14.5428 | 19.8197 | 9.6945 | 7.168
2018-02-13 05:00 | 41.7707 | 21.6145 | 14.0588 | 71.2136 | 14.5709 | 20.2646 | 9.1487 | 8.4505
2018-02-13 06:00 | 42.0175 | 21.7386 | 14.3997 | 71.1798 | 14.6779 | 20.8819 | 10.0357 | 9.3163
2018-02-13 07:00 | 43.8349 | 22.1293 | 14.8037 | 70.8777 | 15.0077 | 21.6441 | 11.4567 | 10.2935
2018-02-13 08:00 | 46.5212 | 22.8432 | 15.3264 | 70.7845 | 15.4148 | 22.2919 | 13.1161 | 11.6311
2018-02-13 09:00 | 45.6878 | 20.7678 | 15.1752 | 69.8726 | 15.5489 | 14.0878 | 14.5758 | 14.7039
2018-02-13 10:00 | 54.0728 | 25.5802 | 16.2692 | 68.8338 | 15.0556 | 25.7121 | 16.8485 | 16.0805
2018-02-13 11:00 | 55.5481 | 26.0309 | 14.9576 | 62.4425 | 11.6362 | 21.3484 | 18.2635 | 16.6369
2018-02-13 12:00 | 58.0833 | 27.6626 | 13.921 | 57.4425 | 10.4458 | 18.3559 | 20.5174 | 17.0699
2018-02-13 13:00 | 61.9364 | 29.8023 | 13.4135 | 53.9289 | 9.9931 | 16.0707 | 22.1414 | 17.2789
2018-02-13 14:00 | 65.0078 | 31.603 | 13.6369 | 50.5146 | 10.2879 | 14.9272 | 23.1555 | 17.4957
2018-02-13 15:00 | 67.836 | 32.7635 | 14.0374 | 47.6589 | 10.7496 | 14.5206 | 23.696 | 17.5723
2018-02-13 16:00 | 68.5437 | 33.2622 | 14.2898 | 44.6296 | 11.0036 | 14.0741 | 23.8347 | 17.5034
2018-02-13 17:00 | 68.4712 | 33.201 | 14.4251 | 41.7603 | 10.9585 | 13.7114 | 23.7754 | 17.4413
2018-02-13 18:00 | 67.1464 | 31.9342 | 14.25 | 39.8919 | 10.7474 | 13.3405 | 23.6221 | 17.4207
2018-02-13 19:00 | 63.4511 | 29.4116 | 13.653 | 39.014 | 10.4184 | 12.8292 | 23.3867 | 17.327
2018-02-13 20:00 | 58.1828 | 26.4826 | 12.6122 | 38.2119 | 9.9753 | 12.4034 | 22.9267 | 17.0939
2018-02-13 21:00 | 53.2473 | 24.7214 | 12.211 | 39.5647 | 12.0595 | 13.0863 | 22.4827 | 16.9429
2018-02-13 22:00 | 48.8102 | 23.5009 | 12.069 | 43.1666 | 13.5109 | 14.0352 | 21.6738 | 16.4982
2018-02-13 23:00 | 45.622 | 22.4433 | 11.9318 | 47.37 | 13.7635 | 14.8895 | 20.5501 | 15.3516
2018-02-14 | 43.4905 | 21.7261 | 12.1175 | 52.107 | 14.0838 | 15.9194 | 19.2199 | 13.3097
2018-02-14 01:00 | 41.9842 | 21.2693 | 12.2886 | 56.9585 | 14.3843 | 16.8089 | 17.2431 | 10.4278
2018-02-14 02:00 | 41.6514 | 21.1564 | 12.704 | 62.3653 | 14.7662 | 17.8905 | 14.6795 | 8.0852
2018-02-14 03:00 | 40.7895 | 21.1736 | 12.8481 | 65.8847 | 14.8137 | 18.5096 | 10.8912 | 6.9484
2018-02-14 04:00 | 37.5733 | 20.2942 | 12.2608 | 67.0089 | 14.7374 | 18.6437 | 9.6966 | 7.1414
2018-02-14 05:00 | 37.9981 | 20.6633 | 12.7023 | 69.0887 | 14.9044 | 19.2413 | 9.122 | 8.4241
2018-02-14 06:00 | 38.6146 | 20.8848 | 13.0969 | 69.9157 | 14.9749 | 19.8112 | 10.0015 | 9.2707
2018-02-14 07:00 | 39.4776 | 21.0093 | 13.3176 | 69.1988 | 15.057 | 20.1443 | 11.3812 | 10.2113
2018-02-14 08:00 | 40.3118 | 21.3754 | 13.6186 | 69.0103 | 15.4163 | 20.4776 | 13.0135 | 11.5368
2018-02-14 09:00 | 36.878 | 19.225 | 13.3889 | 67.9633 | 15.5548 | 13.6532 | 14.5209 | 14.3729
2018-02-14 10:00 | 41.0425 | 21.8645 | 13.8012 | 65.76 | 14.7757 | 23.1906 | 16.6429 | 15.6159
2018-02-14 11:00 | 39.7244 | 20.7609 | 12.4353 | 60.5031 | 11.4656 | 19.5752 | 18.1468 | 16.1781
2018-02-14 12:00 | 39.4671 | 20.3972 | 11.2643 | 56.6149 | 10.4295 | 17.3329 | 20.4828 | 16.7202
2018-02-14 13:00 | 40.28 | 20.834 | 10.496 | 53.45 | 10.0355 | 15.8627 | 22.0921 | 17.1562
2018-02-14 14:00 | 42.3915 | 21.2739 | 10.044 | 49.5865 | 10.1542 | 14.7896 | 23.3987 | 17.531
2018-02-14 15:00 | 43.6299 | 21.5563 | 9.7187 | 46.1028 | 10.4546 | 13.9742 | 23.9689 | 17.659
2018-02-14 16:00 | 44.7061 | 21.8665 | 9.6405 | 43.3523 | 10.594 | 13.5522 | 24.0518 | 17.6146
2018-02-14 17:00 | 45.6582 | 22.3453 | 9.7563 | 41.0948 | 10.627 | 13.3558 | 24.0352 | 17.5748
2018-02-14 18:00 | 46.742 | 22.6645 | 9.9116 | 40.0833 | 10.6725 | 13.138 | 24.0246 | 17.568
2018-02-14 19:00 | 46.6975 | 22.3108 | 9.9386 | 40.4625 | 10.5612 | 12.9072 | 23.8891 | 17.4859
2018-02-14 20:00 | 44.3423 | 21.1517 | 9.4775 | 40.2656 | 10.1177 | 12.7118 | 23.3494 | 17.2181
2018-02-14 21:00 | 42.329 | 20.8342 | 9.9948 | 42.0165 | 12.1969 | 14.0175 | 22.7546 | 17.0378
2018-02-14 22:00 | 40.3551 | 20.719 | 10.7073 | 46.247 | 13.6319 | 15.2926 | 21.7997 | 16.5325
2018-02-14 23:00 | 38.7479 | 20.4296 | 10.8042 | 49.5023 | 13.8348 | 15.7657 | 20.5298 | 15.2592
2018-02-15 | 38.2472 | 20.3964 | 10.9464 | 53.6195 | 14.0167 | 16.0682 | 18.9621 | 12.9829
2018-02-15 01:00 | 38.1215 | 20.4551 | 11.3083 | 58.1992 | 14.16 | 16.4798 | 16.8311 | 9.929
2018-02-15 02:00 | 37.5722 | 20.3505 | 11.879 | 63.0352 | 14.3508 | 17.3186 | 14.1657 | 7.4572
2018-02-15 03:00 | 36.1051 | 19.7966 | 12.1994 | 66.4353 | 14.4295 | 17.8409 | 10.8248 | 6.3321
2018-02-15 04:00 | 40.7204 | 21.7936 | 13.2632 | 68.2221 | 14.5192 | 18.3618 | 9.671 | 7.0878
2018-02-15 05:00 | 41.2101 | 22.216 | 13.9536 | 70.6588 | 14.7158 | 19.4774 | 9.1179 | 8.392
2018-02-15 06:00 | 42.094 | 22.3253 | 14.4379 | 71.4909 | 14.8709 | 20.3496 | 9.9899 | 9.2434
2018-02-15 07:00 | 43.8187 | 22.4998 | 14.6548 | 70.7909 | 15.0874 | 20.6723 | 11.3826 | 10.2063
2018-02-15 08:00 | 46.162 | 23.1119 | 15.1363 | 70.5061 | 15.376 | 21.2228 | 13.0481 | 11.5489
2018-02-15 09:00 | 45.4688 | 20.8362 | 15.1978 | 69.7675 | 15.5811 | 13.085 | 14.5636 | 14.4596
2018-02-15 10:00 | 52.8259 | 25.5641 | 15.9729 | 67.4673 | 14.9213 | 24.8463 | 16.7301 | 15.7836
2018-02-15 11:00 | 53.9086 | 25.8963 | 14.5762 | 60.8009 | 11.2542 | 20.3681 | 18.1666 | 16.1997
2018-02-15 12:00 | 57.3379 | 27.7917 | 13.4751 | 57.1138 | 10.1815 | 17.1642 | 20.4704 | 16.5563
2018-02-15 13:00 | 63.5315 | 30.4106 | 13.4164 | 54.4761 | 10.1103 | 15.4155 | 21.9588 | 16.9614
2018-02-15 14:00 | 67.4779 | 32.4906 | 13.9073 | 51.8619 | 10.6932 | 14.8538 | 23.4414 | 17.4289
2018-02-15 15:00 | 69.426 | 33.6899 | 14.3591 | 48.8284 | 11.3271 | 14.4933 | 24.2035 | 17.6798
2018-02-15 16:00 | 70.1192 | 34.3563 | 14.7179 | 45.9441 | 11.653 | 14.251 | 24.511 | 17.6883
2018-02-15 17:00 | 70.0323 | 34.4197 | 14.9382 | 43.3282 | 11.7041 | 14.0204 | 24.6535 | 17.7371
2018-02-15 18:00 | 69.0258 | 33.3387 | 14.8598 | 41.4862 | 11.6356 | 13.7727 | 24.6805 | 17.8033
2018-02-15 19:00 | 65.2625 | 30.6971 | 14.2558 | 40.7303 | 11.3138 | 13.3355 | 24.4541 | 17.6895
2018-02-15 20:00 | 59.5871 | 27.4376 | 13.0773 | 40.0814 | 10.7667 | 12.7457 | 23.7758 | 17.3465
2018-02-15 21:00 | 53.9308 | 25.0458 | 12.3332 | 40.4862 | 12.2179 | 13.0512 | 22.8786 | 16.9975
2018-02-15 22:00 | 49.7554 | 23.7476 | 12.1128 | 43.8913 | 13.679 | 13.9266 | 21.8077 | 16.4424
2018-02-15 23:00 | 45.4234 | 22.5219 | 11.8694 | 47.7681 | 13.8087 | 14.5424 | 20.5174 | 15.2733
2018-02-16 | 43.075 | 21.7328 | 11.9853 | 52.3113 | 14.0472 | 15.479 | 19.2533 | 13.2802
2018-02-16 01:00 | 41.3277 | 21.2834 | 12.0531 | 56.9727 | 14.2971 | 16.1036 | 17.3466 | 10.3949
2018-02-16 02:00 | 40.7727 | 21.2307 | 12.4734 | 62.2708 | 14.6008 | 17.0286 | 14.7872 | 8.0373
2018-02-16 03:00 | 41.3031 | 21.5178 | 13.1862 | 66.4694 | 14.8852 | 18.499 | 10.9392 | 7.1541
2018-02-16 04:00 | 41.6777 | 21.7489 | 13.6463 | 68.5163 | 15.0289 | 19.3284 | 9.8154 | 7.2249
2018-02-16 05:00 | 42.7685 | 22.2369 | 14.2056 | 71.3345 | 15.3437 | 20.2521 | 9.3111 | 8.5573
2018-02-16 06:00 | 44.9631 | 22.8534 | 14.9699 | 73.5551 | 15.7893 | 21.502 | 10.2618 | 9.4666
2018-02-16 07:00 | 47.1374 | 23.4247 | 15.6201 | 73.6242 | 16.2827 | 22.5343 | 11.6889 | 10.4487
2018-02-16 08:00 | 50.1392 | 24.2529 | 16.242 | 73.7919 | 16.8406 | 23.2752 | 13.346 | 11.7718
2018-02-16 09:00 | 51.0452 | 23.3117 | 16.2327 | 72.1055 | 16.8651 | 19.3289 | 14.9867 | 15.2709
2018-02-16 10:00 | 57.6118 | 26.9089 | 17.0012 | 70.1749 | 16.4118 | 25.8652 | 16.9609 | 16.684
2018-02-16 11:00 | 58.0076 | 27.0415 | 15.2614 | 62.628 | 12.4464 | 21.6654 | 18.4345 | 17.0943
2018-02-16 12:00 | 58.879 | 28.1952 | 13.5496 | 57.3119 | 10.5313 | 17.442 | 20.642 | 17.098
2018-02-16 13:00 | 61.9279 | 30.4226 | 13.1525 | 54.4637 | 10.1166 | 14.9773 | 22.2947 | 17.1896
2018-02-16 14:00 | 66.62 | 32.6475 | 13.7467 | 51.7601 | 10.7244 | 14.1177 | 23.7892 | 17.579
2018-02-16 15:00 | 69.6502 | 34.1945 | 14.4681 | 48.9373 | 11.5037 | 13.8141 | 24.6051 | 17.7984
2018-02-16 16:00 | 70.761 | 35.0741 | 15.0633 | 46.3133 | 12.0631 | 14.0008 | 24.9528 | 17.8453
2018-02-16 17:00 | 70.8405 | 35.1808 | 15.4675 | 44.0106 | 12.2651 | 14.1095 | 25.0679 | 17.9074
2018-02-16 18:00 | 70.0844 | 34.1712 | 15.4744 | 42.5097 | 12.2445 | 13.9797 | 25.0466 | 17.9582
2018-02-16 19:00 | 66.4876 | 31.5826 | 14.8496 | 41.629 | 11.9339 | 13.5673 | 24.7946 | 17.869
2018-02-16 20:00 | 60.5791 | 28.1164 | 13.4994 | 40.6471 | 11.2184 | 12.8137 | 24.0248 | 17.4956
2018-02-16 21:00 | 53.9922 | 25.2659 | 12.4237 | 40.638 | 12.4319 | 12.7671 | 22.921 | 17.0746
2018-02-16 22:00 | 48.9794 | 23.6583 | 11.9878 | 43.7976 | 13.6826 | 13.419 | 21.7617 | 16.4937
2018-02-16 23:00 | 46.2564 | 22.4541 | 11.6444 | 47.4365 | 13.7306 | 14.105 | 20.5657 | 15.3336
2018-02-17 | 43.6734 | 21.5911 | 11.6724 | 51.6483 | 13.9147 | 15.1226 | 19.2596 | 13.283
2018-02-17 01:00 | 41.4478 | 21.0104 | 11.79 | 56.3986 | 14.0422 | 15.9108 | 17.3518 | 10.4154
2018-02-17 02:00 | 40.2325 | 20.7815 | 12.0699 | 61.232 | 14.2358 | 16.8822 | 14.6825 | 8.046
2018-02-17 03:00 | 40.1029 | 20.8414 | 12.4505 | 64.7797 | 14.3444 | 18.0219 | 10.842 | 7.0257
2018-02-17 04:00 | 37.6666 | 19.9691 | 12.2643 | 66.7322 | 14.5266 | 18.8189 | 6.8853 | 3.9442
2018-02-17 05:00 | 39.5894 | 20.7159 | 13.2175 | 70.1253 | 14.928 | 20.1438 | 6.9123 | 3.9514
2018-02-17 06:00 | 40.5628 | 21.1144 | 13.742 | 71.2576 | 15.2533 | 20.9842 | 7.3401 | 4.3077
2018-02-17 07:00 | 41.7292 | 21.6199 | 14.3723 | 71.5464 | 15.7734 | 22.0742 | 8.0882 | 4.9679
2018-02-17 08:00 | 42.7813 | 22.0485 | 14.9309 | 72.0403 | 16.2476 | 22.8789 | 9.2309 | 5.8025
2018-02-17 09:00 | 40.9706 | 19.6964 | 14.9101 | 71.3247 | 16.5171 | 17.5251 | 10.574 | 9.7555
2018-02-17 10:00 | 43.0084 | 22.7317 | 15.3804 | 69.1393 | 15.8702 | 25.6473 | 12.5126 | 10.9476
2018-02-17 11:00 | 39.402 | 20.4017 | 13.0811 | 61.5179 | 11.749 | 20.6961 | 13.8713 | 11.3877
2018-02-17 12:00 | 38.1658 | 19.4486 | 10.9167 | 57.1286 | 10.2183 | 16.4442 | 15.8598 | 11.7434
2018-02-17 13:00 | 39.9193 | 20.0921 | 9.6269 | 54.2612 | 10.0134 | 13.2558 | 17.9135 | 12.3601
2018-02-17 14:00 | 43.035 | 21.1674 | 9.2829 | 51.7401 | 10.7725 | 11.6749 | 20.1586 | 13.6365
2018-02-17 15:00 | 45.1361 | 22.0732 | 9.4359 | 49.1914 | 11.6928 | 11.2213 | 22.3545 | 15.2677
2018-02-17 16:00 | 46.3836 | 22.799 | 9.6987 | 46.8679 | 12.2764 | 11.3763 | 23.9961 | 16.5418
2018-02-17 17:00 | 47.3015 | 23.3307 | 9.9799 | 44.6972 | 12.4773 | 11.6683 | 24.8177 | 17.3156
2018-02-17 18:00 | 48.0507 | 23.8165 | 10.211 | 43.2577 | 12.4676 | 12.0425 | 24.8925 | 17.7797
2018-02-17 19:00 | 47.8272 | 23.6277 | 10.0862 | 42.5227 | 12.1598 | 12.1724 | 24.443 | 17.7722
2018-02-17 20:00 | 46.0771 | 22.4654 | 9.4275 | 41.6135 | 11.4356 | 11.9281 | 23.5714 | 17.5381
2018-02-17 21:00 | 43.2381 | 21.186 | 8.9988 | 41.0987 | 12.2632 | 11.9468 | 22.3268 | 17.1451
2018-02-17 22:00 | 41.4496 | 20.6486 | 9.2202 | 44.5491 | 13.7032 | 12.4624 | 20.8798 | 16.5371
2018-02-17 23:00 | 39.6234 | 19.9259 | 9.1128 | 46.9533 | 13.5967 | 12.6679 | 18.826 | 15.3872
2018-02-18 | 38.176 | 19.5674 | 9.4458 | 50.6782 | 13.5747 | 13.4366 | 16.2795 | 13.5554
2018-02-18 01:00 | 37.3036 | 19.5615 | 9.9375 | 55.4308 | 13.5342 | 14.3377 | 13.386 | 10.9384
2018-02-18 02:00 | 36.9065 | 19.3946 | 10.3143 | 60.3599 | 13.4718 | 15.0148 | 10.3807 | 7.9676
2018-02-18 03:00 | 36.0117 | 18.7393 | 10.7428 | 63.775 | 13.3263 | 15.6217 | 7.5557 | 5.9733
2018-02-18 04:00 | 36.9872 | 19.6666 | 11.2009 | 65.9718 | 13.2003 | 16.1429 | 6.6193 | 3.706
2018-02-18 05:00 | 37.9308 | 20.0453 | 11.7734 | 69.0743 | 13.1829 | 16.9881 | 6.5814 | 3.634
2018-02-18 06:00 | 37.9145 | 20.235 | 12.3238 | 70.4008 | 13.2146 | 17.7928 | 6.9627 | 3.9516
2018-02-18 07:00 | 37.6952 | 20.4703 | 12.7091 | 69.2374 | 13.3476 | 18.3491 | 7.6763 | 4.5904
2018-02-18 08:00 | 37.5611 | 20.7053 | 12.9119 | 68.4278 | 13.7061 | 18.5941 | 8.8175 | 5.4122
2018-02-18 09:00 | 37.957 | 20.8322 | 13.4077 | 67.6811 | 14.0607 | 19.3815 | 10.4057 | 7.9651
2018-02-18 10:00 | 37.497 | 20.5478 | 13.356 | 64.7666 | 12.8584 | 19.4365 | 12.0576 | 9.0848
2018-02-18 11:00 | 32.1781 | 16.4402 | 11.0048 | 59.5125 | 9.4965 | 10.5474 | 13.0917 | 9.7294
2018-02-18 12:00 | 39.3285 | 19.4023 | 10.7637 | 57.6841 | 9.5701 | 17.6633 | 15.7442 | 10.6106
2018-02-18 13:00 | 42.1998 | 20.181 | 10.3308 | 55.9527 | 10.0445 | 14.1564 | 17.6198 | 11.8105
2018-02-18 14:00 | 43.6619 | 20.781 | 9.8945 | 53.1486 | 10.7895 | 12.6853 | 19.8584 | 13.4441
2018-02-18 15:00 | 44.2632 | 21.0211 | 9.7424 | 50.3419 | 11.4108 | 12.2147 | 21.9127 | 15.1886
2018-02-18 16:00 | 44.6041 | 21.1258 | 9.7435 | 47.5766 | 11.642 | 12.1424 | 23.3649 | 16.4038
2018-02-18 17:00 | 44.5169 | 21.1519 | 9.8686 | 44.5931 | 11.6189 | 12.2914 | 23.979 | 17.0767
2018-02-18 18:00 | 44.1841 | 21.1259 | 10.1079 | 43.0324 | 11.4166 | 12.6439 | 23.7014 | 17.3412
2018-02-18 19:00 | 43.2813 | 20.7696 | 10.3342 | 43.0082 | 11.0757 | 13.2192 | 22.9495 | 17.2059
2018-02-18 20:00 | 40.9832 | 19.9791 | 10.3304 | 43.4612 | 10.572 | 13.7492 | 22.1496 | 17.0317
2018-02-18 21:00 | 40.3329 | 19.9989 | 11.3215 | 46.9917 | 11.936 | 15.4756 | 21.6929 | 17.0466
2018-02-18 22:00 | 40.1149 | 20.6401 | 12.2805 | 51.4757 | 14.0162 | 16.9955 | 20.9191 | 16.8288
2018-02-18 23:00 | 39.5223 | 20.5925 | 12.8274 | 54.4768 | 14.2768 | 18.3337 | 19.1407 | 15.8902
2018-02-19 | 40.2031 | 20.7985 | 13.7979 | 58.282 | 14.5208 | 19.9627 | 16.686 | 14.1296
2018-02-19 01:00 | 40.9712 | 21.0692 | 14.6223 | 63.1648 | 14.7134 | 21.4602 | 13.7167 | 11.4753
2018-02-19 02:00 | 42.3492 | 21.4008 | 16.1692 | 69.2367 | 14.9364 | 24.2964 | 10.8374 | 8.706
2018-02-19 03:00 | 42.2722 | 21.0029 | 17.2639 | 73.2219 | 15.0912 | 26.3527 | 7.8712 | 6.9755
2018-02-19 04:00 | 47.6545 | 23.394 | 18.8027 | 77.1081 | 15.2003 | 28.5182 | 9.8086 | 7.3004
2018-02-19 05:00 | 48.6913 | 23.5612 | 20.0839 | 80.8855 | 15.4652 | 31.3304 | 9.3811 | 8.6603
2018-02-19 06:00 | 49.625 | 23.9269 | 20.6947 | 82.1325 | 15.9267 | 32.3979 | 10.3138 | 9.5544
2018-02-19 07:00 | 50.0444 | 24.223 | 19.6753 | 79.6506 | 16.3496 | 30.589 | 11.6262 | 10.4697
2018-02-19 08:00 | 53.0056 | 24.8729 | 20.3031 | 80.1342 | 16.7654 | 31.0501 | 13.2998 | 11.7914
2018-02-19 09:00 | 53.004 | 23.8888 | 20.858 | 80.5105 | 17.1234 | 25.0757 | 15.0555 | 15.223
2018-02-19 10:00 | 58.9203 | 27.0511 | 19.7251 | 77.7517 | 16.2302 | 30.8803 | 16.8386 | 16.4595
2018-02-19 11:00 | 59.6444 | 27.3658 | 18.1838 | 70.2403 | 12.8266 | 27.2411 | 18.3427 | 17.1096
2018-02-19 12:00 | 61.9344 | 28.6917 | 17.9323 | 64.6847 | 11.7031 | 26.0478 | 20.6675 | 17.674
2018-02-19 13:00 | 63.8148 | 30.2125 | 17.6493 | 60.1344 | 11.1116 | 25.031 | 22.6588 | 18.0067
2018-02-19 14:00 | 64.9837 | 31.3667 | 17.591 | 56.0732 | 10.9783 | 23.8411 | 23.6478 | 18.2684
2018-02-19 15:00 | 64.4069 | 31.7873 | 17.2179 | 52.3732 | 11.1233 | 22.6764 | 23.9043 | 18.2198
2018-02-19 16:00 | 63.1039 | 31.6253 | 16.6251 | 47.8152 | 11.0349 | 21.377 | 23.8113 | 17.9881
2018-02-19 17:00 | 62.5791 | 31.0266 | 16.4393 | 44.8656 | 10.6894 | 20.7874 | 23.6567 | 17.8681
2018-02-19 18:00 | 61.3713 | 29.6244 | 16.2074 | 43.6014 | 10.2602 | 20.8208 | 23.5015 | 17.8322
2018-02-19 19:00 | 57.6347 | 27.2002 | 15.4374 | 43.3642 | 9.8602 | 19.7865 | 23.2888 | 17.7753
2018-02-19 20:00 | 53.303 | 24.8392 | 15.1511 | 44.0505 | 9.765 | 19.8029 | 23.0575 | 17.7285
2018-02-19 21:00 | 51.3049 | 24.1205 | 16.4124 | 48.1556 | 12.037 | 22.3678 | 22.9936 | 17.8944
2018-02-19 22:00 | 50.3238 | 24.1422 | 16.4907 | 51.8709 | 14.7107 | 22.9549 | 22.502 | 17.666
2018-02-19 23:00 | 48.8839 | 23.5904 | 16.6845 | 56.1242 | 15.3538 | 23.7319 | 21.4398 | 16.5662
2018-02-20 | 46.8809 | 23.2343 | 16.8073 | 60.5085 | 16.0546 | 24.1608 | 20.262 | 14.6021
2018-02-20 01:00 | 45.391 | 23.0508 | 16.6214 | 65.1375 | 16.7026 | 23.9404 | 18.3428 | 11.7708
2018-02-20 02:00 | 44.6133 | 22.8801 | 16.7172 | 69.7117 | 17.0679 | 24.2381 | 15.617 | 9.288
2018-02-20 03:00 | 44.7012 | 23.2656 | 17.1305 | 73.6919 | 17.5826 | 24.9923 | 11.0914 | 8.3058
2018-02-20 04:00 | 45.549 | 23.8568 | 17.5723 | 76.3773 | 18.1882 | 25.6071 | 10.0283 | 7.5193
2018-02-20 05:00 | 46.8156 | 24.3665 | 18.1792 | 78.7314 | 18.8147 | 26.5915 | 9.5679 | 8.8606
2018-02-20 06:00 | 47.5864 | 24.9266 | 18.7287 | 80.2469 | 19.3869 | 27.3215 | 10.5119 | 9.7461
2018-02-20 07:00 | 51.3105 | 26.033 | 19.8645 | 82.849 | 20.4864 | 29.1494 | 12.0246 | 10.7596
2018-02-20 08:00 | 55.2909 | 27.2246 | 20.7087 | 84.922 | 21.6487 | 30.4564 | 13.7801 | 12.1302
2018-02-20 09:00 | 57.3086 | 27.242 | 21.2733 | 85.4955 | 22.7287 | 29.4362 | 15.7784 | 17.0934
2018-02-20 10:00 | 62.6036 | 30.1287 | 21.5316 | 82.6274 | 21.9349 | 31.8885 | 17.6141 | 18.3856
2018-02-20 11:00 | 61.5246 | 29.1905 | 18.956 | 71.0865 | 16.7593 | 26.9951 | 18.8736 | 18.5241
2018-02-20 12:00 | 61.1634 | 28.9641 | 16.6057 | 62.5012 | 13.3816 | 22.3298 | 20.7787 | 18.3643
2018-02-20 13:00 | 62.3622 | 29.8965 | 15.2558 | 56.6645 | 11.4516 | 19.1049 | 22.7988 | 18.2309
2018-02-20 14:00 | 63.4462 | 30.9697 | 14.6828 | 52.1594 | 10.7601 | 17.1654 | 23.5336 | 18.2532
2018-02-20 15:00 | 63.1084 | 31.4814 | 14.5032 | 48.6039 | 10.7219 | 15.9865 | 23.801 | 18.1542
2018-02-20 16:00 | 62.3838 | 31.4836 | 14.3787 | 45.0547 | 10.6732 | 15.1611 | 23.6617 | 17.8771
2018-02-20 17:00 | 61.6404 | 31.0157 | 14.29 | 42.036 | 10.4789 | 14.5604 | 23.4869 | 17.717
2018-02-20 18:00 | 59.9733 | 29.5719 | 14.0694 | 40.2613 | 10.2518 | 14.0905 | 23.2806 | 17.6118
2018-02-20 19:00 | 56.1423 | 27.1138 | 13.5568 | 39.7642 | 10.0111 | 13.7152 | 23.0187 | 17.4814
2018-02-20 20:00 | 51.5496 | 24.6144 | 12.7684 | 40.1535 | 9.7546 | 13.5772 | 22.7013 | 17.3437
2018-02-20 21:00 | 48.371 | 23.4027 | 12.7887 | 42.9611 | 11.5427 | 14.8621 | 22.4671 | 17.3529
2018-02-20 22:00 | 47.857 | 23.5527 | 14.0017 | 48.6239 | 14.1684 | 17.6016 | 22.3361 | 17.3286
2018-02-20 23:00 | 46.563 | 23.2033 | 14.6768 | 53.4281 | 14.8985 | 19.2644 | 21.584 | 16.4104
2018-02-21 | 44.2235 | 22.6953 | 14.4628 | 56.8592 | 15.4491 | 19.5088 | 20.252 | 14.3517
2018-02-21 01:00 | 43.8791 | 22.6459 | 15.1129 | 62.3703 | 16.2081 | 20.9616 | 18.385 | 11.6335
2018-02-21 02:00 | 43.6977 | 22.7818 | 15.6763 | 68.127 | 16.9501 | 22.2126 | 15.7908 | 9.345
2018-02-21 03:00 | 44.4258 | 23.2799 | 16.222 | 72.3831 | 17.6835 | 23.3115 | 11.1821 | 8.5155
2018-02-21 04:00 | 42.5751 | 22.7788 | 16.2396 | 75.1869 | 18.1231 | 24.4329 | 10.1004 | 7.523
2018-02-21 05:00 | 43.3319 | 23.2848 | 16.8326 | 77.9366 | 18.5315 | 25.2505 | 9.6191 | 8.8234
2018-02-21 06:00 | 43.7521 | 23.6429 | 17.2573 | 78.9232 | 18.9288 | 25.6908 | 10.5272 | 9.6774
2018-02-21 07:00 | 44.4118 | 23.8124 | 17.5773 | 78.0713 | 19.2234 | 26.232 | 11.9051 | 10.6127
2018-02-21 08:00 | 45.3368 | 23.9754 | 17.8386 | 77.8794 | 19.4406 | 26.6924 | 13.5637 | 11.9284
2018-02-21 09:00 | 43.5924 | 22.742 | 17.848 | 77.0488 | 19.6061 | 22.9354 | 15.4429 | 16.1211
2018-02-21 10:00 | 46.6735 | 24.4907 | 17.9554 | 74.5268 | 18.6762 | 28.1232 | 17.2379 | 17.4219
2018-02-21 11:00 | 43.1838 | 22.6052 | 15.6403 | 65.8603 | 14.4274 | 23.7674 | 18.5791 | 17.7073
2018-02-21 12:00 | 40.8388 | 21.0512 | 13.5229 | 60.5391 | 11.779 | 20.5518 | 20.5888 | 17.7119
2018-02-21 13:00 | 39.8953 | 20.5601 | 11.8696 | 55.947 | 10.3862 | 18.1962 | 22.4631 | 17.7396
2018-02-21 14:00 | 39.8298 | 20.43 | 10.6511 | 51.3891 | 10.1984 | 16.1296 | 23.3024 | 17.8701
2018-02-21 15:00 | 39.7673 | 20.274 | 10.0202 | 47.4817 | 10.2978 | 14.9657 | 23.5956 | 17.835
2018-02-21 16:00 | 40.1298 | 20.2898 | 9.7108 | 44.0711 | 10.2552 | 14.2753 | 23.5179 | 17.6182
2018-02-21 17:00 | 40.8614 | 20.5198 | 9.5976 | 41.0208 | 9.9964 | 13.8885 | 23.3563 | 17.4644
2018-02-21 18:00 | 42.7595 | 20.7146 | 9.6287 | 39.0786 | 9.6868 | 13.7464 | 23.1622 | 17.363
2018-02-21 19:00 | 42.3115 | 20.4157 | 9.8395 | 38.6794 | 9.4829 | 14.0743 | 22.9512 | 17.2895
2018-02-21 20:00 | 40.1738 | 19.6041 | 9.9759 | 39.5077 | 9.4057 | 14.7013 | 22.683 | 17.1958
2018-02-21 21:00 | 38.5707 | 19.4119 | 10.4854 | 41.9951 | 11.1684 | 15.6934 | 22.5127 | 17.2522
2018-02-21 22:00 | 39.1449 | 20.3124 | 12.0989 | 48.3589 | 13.8246 | 17.9945 | 22.1914 | 17.1303
2018-02-21 23:00 | 39.1961 | 20.5601 | 12.6606 | 52.9497 | 14.3688 | 18.8057 | 21.2562 | 16.0761
2018-02-22 | 39.0898 | 20.851 | 13.1811 | 57.2287 | 14.9238 | 19.4762 | 19.978 | 14.0617
2018-02-22 01:00 | 39.8263 | 21.2652 | 13.7861 | 62.8673 | 15.4676 | 20.3094 | 18.0695 | 11.2847
2018-02-22 02:00 | 40.068 | 21.4947 | 14.4168 | 68.3263 | 15.953 | 21.0335 | 15.4625 | 8.9
2018-02-22 03:00 | 39.4848 | 21.2619 | 15.4442 | 72.1766 | 16.5463 | 22.7394 | 11.0803 | 7.973
2018-02-22 04:00 | 43.8407 | 23.2312 | 16.5011 | 73.9896 | 16.9494 | 23.678 | 9.978 | 7.3842
2018-02-22 05:00 | 44.3108 | 23.4042 | 16.9844 | 76.5982 | 17.2168 | 24.7705 | 9.4454 | 8.6905
2018-02-22 06:00 | 45.102 | 23.5565 | 17.6169 | 77.9072 | 17.5692 | 25.976 | 10.3292 | 9.5654
2018-02-22 07:00 | 46.7484 | 23.9577 | 18.1973 | 77.831 | 18.0981 | 26.6473 | 11.7609 | 10.518
2018-02-22 08:00 | 49.128 | 24.7263 | 18.5542 | 78.3375 | 18.5901 | 26.9377 | 13.4473 | 11.8319
2018-02-22 09:00 | 49.6506 | 23.791 | 18.7352 | 78.0895 | 18.7997 | 23.0051 | 15.3467 | 15.7322
2018-02-22 10:00 | 56.4663 | 27.1107 | 19.0704 | 76.0527 | 17.3143 | 28.4734 | 17.0936 | 16.88
2018-02-22 11:00 | 56.369 | 26.8988 | 16.9459 | 67.4275 | 13.3368 | 23.6594 | 18.4425 | 17.1858
2018-02-22 12:00 | 58.88 | 28.041 | 15.8501 | 64.0084 | 11.3949 | 21.3793 | 20.5204 | 17.3567
2018-02-22 13:00 | 61.7284 | 29.7318 | 15.4902 | 59.6675 | 10.5968 | 20.1358 | 22.2946 | 17.5373
2018-02-22 14:00 | 63.6435 | 31.0127 | 15.4144 | 54.2458 | 10.519 | 19.0752 | 23.2368 | 17.7616
2018-02-22 15:00 | 63.9859 | 31.5049 | 15.2764 | 50.016 | 10.5408 | 17.8943 | 23.578 | 17.7715
2018-02-22 16:00 | 64.6873 | 31.7436 | 15.1868 | 46.1887 | 10.394 | 17.1277 | 23.5883 | 17.6123
2018-02-22 17:00 | 64.1114 | 31.3035 | 15.0405 | 42.8472 | 10.1247 | 16.5409 | 23.4689 | 17.5128
2018-02-22 18:00 | 61.8774 | 29.8279 | 14.8089 | 40.8017 | 9.8775 | 16.4362 | 23.3036 | 17.4601
2018-02-22 19:00 | 57.0627 | 27.4146 | 14.6554 | 41.2939 | 9.7002 | 16.8333 | 23.0852 | 17.4171
2018-02-22 20:00 | 52.7174 | 25.1214 | 14.4558 | 43.2864 | 9.6424 | 17.2832 | 22.8077 | 17.3752
2018-02-22 21:00 | 50.9824 | 24.2241 | 15.0627 | 49.4695 | 11.5294 | 19.0928 | 22.5839 | 17.4116
2018-02-22 22:00 | 50.2124 | 24.2696 | 15.7562 | 54.9914 | 14.397 | 20.6608 | 22.1104 | 17.168
2018-02-22 23:00 | 48.2487 | 23.6418 | 15.606 | 58.1924 | 14.9317 | 21.2884 | 20.9831 | 16.0155
2018-02-23 | 45.4653 | 22.9326 | 15.2814 | 60.2665 | 15.3953 | 21.2376 | 19.6607 | 13.9216
2018-02-23 01:00 | 43.7237 | 22.4631 | 15.1595 | 63.7533 | 15.881 | 21.3149 | 17.6855 | 11.0332
2018-02-23 02:00 | 43.1361 | 22.4077 | 16.0064 | 68.83 | 16.3154 | 23.36 | 15.0134 | 8.6073
2018-02-23 03:00 | 42.686 | 22.6792 | 16.1064 | 71.9087 | 16.7652 | 23.7673 | 10.9546 | 7.4791
2018-02-23 04:00 | 43.589 | 23.1307 | 16.7932 | 75.3406 | 17.0634 | 24.755 | 9.8416 | 7.338
2018-02-23 05:00 | 45.3726 | 23.5968 | 18.1355 | 78.7259 | 17.461 | 26.6728 | 9.3982 | 8.684
2018-02-23 06:00 | 46.6828 | 23.9738 | 18.4686 | 80.0694 | 17.8356 | 26.8353 | 10.3273 | 9.5619
2018-02-23 07:00 | 49.3461 | 24.7621 | 19.4998 | 80.9679 | 18.4483 | 28.8554 | 11.7876 | 10.5665
2018-02-23 08:00 | 51.3753 | 25.4559 | 19.8067 | 80.1245 | 18.9541 | 29.8519 | 13.4255 | 11.8933
2018-02-23 09:00 | 51.5453 | 23.968 | 19.34 | 78.005 | 19.1548 | 22.16 | 15.059 | 15.6573
2018-02-23 10:00 | 58.4467 | 27.7547 | 20.4434 | 76.1336 | 17.9889 | 32.8919 | 16.9317 | 16.8714
2018-02-23 11:00 | 58.6143 | 27.6323 | 18.6463 | 67.6339 | 14.2483 | 28.3178 | 18.4369 | 17.3819
2018-02-23 12:00 | 60.1925 | 28.5192 | 17.1895 | 62.4116 | 12.292 | 24.8865 | 20.658 | 17.8201
2018-02-23 13:00 | 63.0481 | 30.1007 | 17.2593 | 60.043 | 11.3027 | 24.0134 | 22.6785 | 18.0728
2018-02-23 14:00 | 64.4223 | 31.2327 | 17.3061 | 56.6819 | 10.8187 | 23.0637 | 23.6023 | 18.2729
2018-02-23 15:00 | 63.7291 | 31.5531 | 16.0806 | 51.198 | 10.6697 | 19.9537 | 23.8697 | 18.1947
2018-02-23 16:00 | 62.942 | 31.497 | 15.0898 | 46.468 | 10.4929 | 17.6053 | 23.7442 | 17.929
2018-02-23 17:00 | 63.2592 | 31.1416 | 15.3165 | 43.3965 | 10.2708 | 17.7228 | 23.6201 | 17.7765
2018-02-23 18:00 | 62.2282 | 29.8814 | 15.3212 | 42.037 | 10.0539 | 17.6412 | 23.4871 | 17.7208
2018-02-23 19:00 | 59.526 | 27.6891 | 15.7443 | 43.0404 | 9.9454 | 18.884 | 23.3729 | 17.7205
2018-02-23 20:00 | 54.4092 | 25.1269 | 14.5969 | 43.0706 | 9.8028 | 17.8948 | 23.0322 | 17.5724
2018-02-23 21:00 | 50.1543 | 23.7129 | 14.151 | 45.4667 | 11.6128 | 17.8414 | 22.788 | 17.588
2018-02-23 22:00 | 49.5951 | 23.8372 | 15.1275 | 51.404 | 14.6624 | 19.8008 | 22.4772 | 17.5212
2018-02-23 23:00 | 47.4192 | 23.2691 | 15.1294 | 54.7661 | 15.4378 | 20.477 | 21.472 | 16.4722
2018-02-24 | 45.1159 | 22.8657 | 14.9194 | 58.0598 | 16.1249 | 20.5818 | 20.262 | 14.4561
2018-02-24 01:00 | 44.4559 | 22.8371 | 15.5013 | 63.7524 | 16.7635 | 21.7842 | 18.4316 | 11.6847
2018-02-24 02:00 | 45.0205 | 23.2749 | 16.3307 | 70.0649 | 17.6276 | 23.1813 | 16.0379 | 9.4789
2018-02-24 03:00 | 45.5732 | 23.7558 | 16.8601 | 74.1174 | 18.362 | 24.2586 | 11.245 | 8.5308
2018-02-24 04:00 | 43.8074 | 23.219 | 16.6991 | 76.5223 | 19.0125 | 24.7921 | 7.3358 | 4.3214
2018-02-24 05:00 | 46.7694 | 24.2926 | 18.1781 | 81.8773 | 20.2638 | 27.1809 | 7.4348 | 4.4063
2018-02-24 06:00 | 48.6744 | 25.1619 | 19.3331 | 85.137 | 21.2672 | 29.081 | 7.9298 | 4.8151
2018-02-24 07:00 | 49.6136 | 25.6722 | 19.7266 | 85.9054 | 22.0384 | 29.6393 | 8.6787 | 5.4487
2018-02-24 08:00 | 50.3645 | 25.9244 | 20.0634 | 86.5401 | 22.6952 | 30.3365 | 9.8248 | 6.2604
2018-02-24 09:00 | 47.7776 | 24.7346 | 20.4113 | 85.1816 | 23.4512 | 28.681 | 11.4031 | 11.5745
2018-02-24 10:00 | 50.9722 | 26.0246 | 20.365 | 85.1498 | 22.1861 | 32.3492 | 13.0409 | 12.6042
2018-02-24 11:00 | 45.2711 | 23.3685 | 17.5359 | 70.7214 | 16.7576 | 27.3111 | 14.3889 | 13.0074
2018-02-24 12:00 | 41.6984 | 21.1902 | 14.6274 | 63.5812 | 13.0513 | 22.041 | 16.1541 | 13.2023
2018-02-24 13:00 | 39.8666 | 20.3323 | 12.3719 | 58.2416 | 11.0857 | 17.6989 | 18.6116 | 13.5786
2018-02-24 14:00 | 39.5085 | 20.1444 | 11.3163 | 53.1161 | 10.5708 | 15.5862 | 20.1232 | 14.4607
2018-02-24 15:00 | 40.4394 | 20.1162 | 10.6509 | 48.9082 | 10.6191 | 14.3055 | 21.5038 | 15.4852
2018-02-24 16:00 | 42.2088 | 20.2881 | 10.1465 | 44.9345 | 10.5992 | 13.3258 | 22.6212 | 16.2852
2018-02-24 17:00 | 43.4416 | 20.6049 | 11.2359 | 43.621 | 10.487 | 15.2562 | 23.1349 | 16.8043
2018-02-24 18:00 | 43.4224 | 20.7579 | 12.0208 | 43.1185 | 10.2744 | 16.7022 | 22.9727 | 17.0722
2018-02-24 19:00 | 42.7499 | 20.5603 | 12.1277 | 43.3752 | 10.0216 | 17.1978 | 22.4811 | 17.0557
2018-02-24 20:00 | 41.773 | 20.1825 | 13.0122 | 45.3491 | 9.8479 | 19.1182 | 22.0715 | 17.0909
2018-02-24 21:00 | 41.4844 | 20.2257 | 14.0036 | 47.9729 | 11.4927 | 21.0874 | 21.9689 | 17.3133
2018-02-24 22:00 | 42.0049 | 20.9553 | 15.0781 | 53.9449 | 14.2125 | 22.955 | 21.3721 | 17.2221
2018-02-24 23:00 | 41.9536 | 21.044 | 15.8609 | 58.6705 | 14.7279 | 24.6432 | 19.7461 | 16.3291
2018-02-25 | 39.9028 | 20.8371 | 14.588 | 59.352 | 15.1052 | 22.2085 | 17.2637 | 14.5276
2018-02-25 01:00 | 38.7189 | 20.8594 | 13.8925 | 61.7144 | 15.4888 | 20.7596 | 14.3237 | 11.9099
2018-02-25 02:00 | 38.6286 | 21.1186 | 14.2332 | 66.587 | 15.8987 | 20.8726 | 11.5931 | 9.2196
2018-02-25 03:00 | 37.9065 | 20.9228 | 14.8137 | 70.7106 | 16.4722 | 21.5249 | 7.8971 | 7.6703
2018-02-25 04:00 | 40.5991 | 22.053 | 15.425 | 73.2407 | 16.8247 | 22.3705 | 7.0406 | 4.1
2018-02-25 05:00 | 41.456 | 22.5061 | 15.865 | 75.6562 | 17.1876 | 23.0681 | 7.0596 | 4.0628
2018-02-25 06:00 | 43.1766 | 23.324 | 16.781 | 77.7827 | 18.0042 | 24.5379 | 7.5677 | 4.4689
2018-02-25 07:00 | 45.424 | 24.0761 | 17.8095 | 79.1743 | 18.9394 | 26.2482 | 8.3959 | 5.1762
2018-02-25 08:00 | 45.4867 | 24.2434 | 17.9685 | 78.7739 | 19.327 | 26.5048 | 9.5036 | 5.9685
2018-02-25 09:00 | 47.1961 | 24.855 | 18.6795 | 80.0523 | 20.3164 | 27.559 | 11.2022 | 10.642
2018-02-25 10:00 | 47.37 | 24.5603 | 18.5812 | 77.5194 | 18.8267 | 27.6931 | 12.8067 | 11.8051
2018-02-25 11:00 | 39.737 | 19.0109 | 15.3131 | 66.6461 | 14.174 | 17.8153 | 13.8459 | 12.1784
2018-02-25 12:00 | 39.3395 | 20.1918 | 12.8291 | 59.791 | 11.5945 | 20.6135 | 16.0094 | 12.4641
2018-02-25 13:00 | 38.0298 | 19.6453 | 10.916 | 55.14 | 10.2734 | 15.6469 | 18.1829 | 12.8998
2018-02-25 14:00 | 38.6078 | 19.6283 | 9.8947 | 51.3358 | 10.2202 | 13.4346 | 19.8412 | 13.9242
2018-02-25 15:00 | 40.8311 | 19.8814 | 9.3572 | 47.9498 | 10.556 | 12.2607 | 21.5729 | 15.2866
2018-02-25 16:00 | 42.0206 | 20.2482 | 9.1068 | 44.9208 | 10.7691 | 11.4486 | 22.8643 | 16.2745
2018-02-25 17:00 | 43.3688 | 20.6191 | 9.1226 | 42.3755 | 10.7986 | 11.2019 | 23.4042 | 16.8215
2018-02-25 18:00 | 43.8144 | 20.7994 | 9.205 | 40.8255 | 10.7038 | 11.3183 | 23.2916 | 17.1053
2018-02-25 19:00 | 43.6491 | 20.7266 | 9.2077 | 40.808 | 10.4638 | 11.5409 | 22.7781 | 17.0678
2018-02-25 20:00 | 42.2785 | 20.0875 | 8.9037 | 41.0593 | 10.0921 | 11.6308 | 22.1779 | 16.9622
2018-02-25 21:00 | 39.2638 | 19.4081 | 9.0157 | 41.2181 | 11.1629 | 12.3211 | 21.5989 | 16.9111
2018-02-25 22:00 | 38.3387 | 19.8746 | 10.2929 | 46.509 | 13.5122 | 14.3631 | 20.8816 | 16.814
2018-02-25 23:00 | 38.5921 | 19.9113 | 11.2142 | 52.0953 | 13.815 | 15.9282 | 19.2487 | 15.9983
2018-02-26 | 37.847 | 19.9663 | 11.906 | 55.3397 | 14.0886 | 17.1272 | 16.8682 | 14.256
2018-02-26 01:00 | 38.1053 | 20.2955 | 12.5598 | 59.3387 | 14.3985 | 18.2081 | 14.248 | 11.8643
2018-02-26 02:00 | 37.5403 | 20.3422 | 12.8156 | 63.3514 | 14.6559 | 18.6748 | 11.4389 | 9.0711
2018-02-26 03:00 | 36.4235 | 19.9805 | 13.4161 | 66.7345 | 14.9379 | 19.568 | 7.7881 | 7.2803
2018-02-26 04:00 | 41.7859 | 22.4302 | 14.6294 | 69.6898 | 15.174 | 20.4977 | 9.7396 | 7.2119
2018-02-26 05:00 | 42.5944 | 22.7311 | 15.2852 | 72.2326 | 15.479 | 21.5873 | 9.3102 | 8.5403
2018-02-26 06:00 | 43.0695 | 22.937 | 15.6114 | 72.9351 | 15.7494 | 22.1247 | 10.2451 | 9.4027
2018-02-26 07:00 | 43.9381 | 23.1926 | 15.9858 | 72.5355 | 15.9681 | 22.8235 | 11.639 | 10.3186
2018-02-26 08:00 | 46.4686 | 23.9602 | 16.96 | 73.0561 | 16.2653 | 24.3394 | 13.3116 | 11.6156
2018-02-26 09:00 | 44.5101 | 22.2191 | 16.6126 | 71.425 | 16.4371 | 14.4388 | 14.9059 | 14.773
2018-02-26 10:00 | 52.5157 | 25.9251 | 16.7439 | 68.5778 | 14.6981 | 26.7158 | 16.8269 | 16.0073
2018-02-26 11:00 | 54.5023 | 26.5702 | 15.5321 | 64.367 | 11.7136 | 21.7663 | 18.3169 | 16.4473
2018-02-26 12:00 | 58.4899 | 28.0824 | 14.5205 | 59.9523 | 10.5211 | 18.7057 | 20.4308 | 16.7956
2018-02-26 13:00 | 62.7324 | 29.9977 | 14.3353 | 55.9857 | 10.2646 | 17.209 | 21.9708 | 17.1235
2018-02-26 14:00 | 65.7145 | 31.7041 | 14.6505 | 53.3922 | 10.5253 | 16.6748 | 23.0645 | 17.5262
2018-02-26 15:00 | 66.8133 | 32.4782 | 14.7829 | 49.7161 | 10.8554 | 16.1025 | 23.6233 | 17.7261
2018-02-26 16:00 | 66.8112 | 32.6415 | 14.9771 | 46.7838 | 10.9096 | 16.0984 | 23.7103 | 17.6639
2018-02-26 17:00 | 65.8526 | 32.1673 | 15.2091 | 44.1594 | 10.743 | 16.4572 | 23.6232 | 17.6193
2018-02-26 18:00 | 63.9396 | 30.6586 | 15.2217 | 42.8786 | 10.4391 | 16.7344 | 23.4624 | 17.6227
2018-02-26 19:00 | 60.0594 | 28.2571 | 14.9577 | 42.8411 | 10.1448 | 16.5717 | 23.1844 | 17.5421
2018-02-26 20:00 | 54.2423 | 25.5511 | 14.267 | 42.7009 | 9.9234 | 16.2179 | 22.7817 | 17.3797
2018-02-26 21:00 | 49.6195 | 24.2472 | 14.4004 | 45.8036 | 11.5378 | 17.1914 | 22.4616 | 17.3095
2018-02-26 22:00 | 48.7888 | 24.1963 | 14.8979 | 50.1143 | 14.2709 | 18.6053 | 21.9714 | 17.0231
2018-02-26 23:00 | 46.1724 | 23.2659 | 14.4468 | 51.3623 | 14.6836 | 19.4959 | 20.8414 | 15.8245
2018-02-27 | 44.1283 | 22.6285 | 14.4676 | 55.4043 | 15.0725 | 20.3284 | 19.3986 | 13.6319
2018-02-27 01:00 | 44.4881 | 22.4702 | 15.5731 | 62.5752 | 15.5652 | 22.4154 | 17.5226 | 10.8499
2018-02-27 02:00 | 44.1414 | 22.2878 | 15.6266 | 68.3589 | 15.946 | 22.5039 | 15.0595 | 8.5295
2018-02-27 03:00 | 43.1979 | 22.1871 | 15.2544 | 70.9618 | 16.0527 | 21.5312 | 10.9851 | 7.35
2018-02-27 04:00 | 42.835 | 22.3054 | 15.4826 | 73.1783 | 16.0486 | 21.8587 | 9.8003 | 7.2768
2018-02-27 05:00 | 43.1934 | 22.5698 | 16.1751 | 75.9791 | 16.132 | 23.5682 | 9.2507 | 8.5654
2018-02-27 06:00 | 44.3823 | 22.8478 | 16.7579 | 78.4407 | 16.2843 | 24.8144 | 10.1419 | 9.4265
2018-02-27 07:00 | 45.8238 | 23.1705 | 16.9882 | 77.2812 | 16.5287 | 24.9987 | 11.5436 | 10.3794
2018-02-27 08:00 | 48.7335 | 23.9153 | 17.5291 | 77.2932 | 17.051 | 25.3064 | 13.2123 | 11.7182
2018-02-27 09:00 | 49.049 | 22.0288 | 17.4921 | 77.6558 | 17.2254 | 17.8393 | 14.9176 | 14.9785
2018-02-27 10:00 | 54.9889 | 26.1612 | 17.5979 | 72.3408 | 15.5253 | 27.1108 | 16.7026 | 16.2549
2018-02-27 11:00 | 56.0365 | 26.64 | 16.5276 | 64.673 | 12.871 | 23.3862 | 18.3392 | 16.9878
2018-02-27 12:00 | 58.4716 | 28.0311 | 15.671 | 60.2778 | 11.4497 | 20.8671 | 20.5785 | 17.5132
2018-02-27 13:00 | 60.754 | 29.5848 | 15.0177 | 56.2026 | 10.5179 | 18.8204 | 22.5483 | 17.824
2018-02-27 14:00 | 62.3617 | 30.7615 | 14.7768 | 52.3739 | 10.1871 | 17.5524 | 23.4122 | 18.0426
2018-02-27 15:00 | 63.4183 | 31.3383 | 14.5246 | 48.2798 | 10.0716 | 16.5733 | 23.6402 | 18.0052
2018-02-27 16:00 | 63.6007 | 31.4733 | 14.348 | 44.4989 | 9.9719 | 15.6209 | 23.5468 | 17.7686
2018-02-27 17:00 | 63.3249 | 31.0591 | 14.1823 | 41.5641 | 9.796 | 14.9023 | 23.4025 | 17.5873
2018-02-27 18:00 | 61.9976 | 29.758 | 13.9176 | 39.4972 | 9.6396 | 14.41 | 23.2491 | 17.5014
2018-02-27 19:00 | 58.6716 | 27.4342 | 13.3643 | 38.8484 | 9.4738 | 13.9302 | 23.0435 | 17.4194
2018-02-27 20:00 | 53.8043 | 24.8619 | 12.634 | 38.8816 | 9.3162 | 13.979 | 22.7073 | 17.2665
2018-02-27 21:00 | 49.1911 | 23.2797 | 12.8692 | 41.9906 | 10.9341 | 15.7372 | 22.5358 | 17.317
2018-02-27 22:00 | 47.6871 | 23.2718 | 14.0344 | 48.0372 | 13.8917 | 18.4201 | 22.3248 | 17.2638
2018-02-27 23:00 | 46.0963 | 22.9273 | 14.5964 | 52.8816 | 14.5882 | 19.9438 | 21.4122 | 16.2252
2018-02-28 | 44.0418 | 22.48 | 14.4653 | 56.8271 | 15.2126 | 19.9946 | 20.1044 | 14.1301
2018-02-28 01:00 | 42.959 | 22.2306 | 14.6561 | 61.6888 | 15.852 | 20.6172 | 18.1091 | 11.2685
2018-02-28 02:00 | 42.731 | 22.3084 | 15.1901 | 67.009 | 16.4236 | 21.8272 | 15.4803 | 8.9074
2018-02-28 03:00 | 42.8356 | 22.6905 | 15.7659 | 71.1068 | 16.9603 | 23.0207 | 11.0877 | 7.8732
2018-02-28 04:00 | 41.1487 | 22.2539 | 15.6855 | 73.9592 | 17.3969 | 23.7817 | 9.9943 | 7.3784
2018-02-28 05:00 | 42.4572 | 22.9538 | 16.5006 | 76.9058 | 17.8745 | 24.8994 | 9.509 | 8.6988
2018-02-28 06:00 | 42.7863 | 23.1604 | 17.1363 | 77.9173 | 18.223 | 25.8535 | 10.4185 | 9.5618
2018-02-28 07:00 | 43.9385 | 23.3225 | 17.1118 | 77.3044 | 18.6514 | 25.8003 | 11.8087 | 10.5125
2018-02-28 08:00 | 45.4781 | 23.6957 | 17.4782 | 77.6089 | 19.251 | 26.4247 | 13.4801 | 11.8593
2018-02-28 09:00 | 43.4158 | 21.4527 | 17.5221 | 76.9841 | 19.8186 | 22.7822 | 15.2978 | 15.9314
2018-02-28 10:00 | 45.4515 | 24.0449 | 17.401 | 73.2283 | 17.8569 | 28.2579 | 17.04 | 17.0157
2018-02-28 11:00 | 42.7228 | 22.2537 | 15.4127 | 65.4938 | 14.2087 | 23.8432 | 18.548 | 17.4324
2018-02-28 12:00 | 40.5543 | 20.8605 | 13.3997 | 60.1243 | 11.7511 | 20.4758 | 20.6068 | 17.5736
2018-02-28 13:00 | 39.9894 | 20.512 | 11.7196 | 55.2299 | 10.3382 | 17.8841 | 22.3476 | 17.5573
2018-02-28 14:00 | 40.4843 | 20.5414 | 10.6073 | 50.6182 | 10.0672 | 15.9114 | 23.0833 | 17.6105
2018-02-28 15:00 | 42.9114 | 20.7591 | 10.023 | 46.884 | 10.2187 | 14.8455 | 23.4366 | 17.5697
2018-02-28 16:00 | 43.617 | 20.9736 | 9.7983 | 43.291 | 10.1953 | 14.4423 | 23.479 | 17.4179
2018-02-28 17:00 | 43.5186 | 21.108 | 9.8218 | 40.6007 | 10.0194 | 14.3292 | 23.378 | 17.3254
2018-02-28 18:00 | 43.9822 | 21.2069 | 9.9545 | 39.0877 | 9.8879 | 14.1014 | 23.2494 | 17.2968
2018-02-28 19:00 | 43.1651 | 20.8551 | 10.1125 | 38.9419 | 9.7441 | 14.125 | 23.0382 | 17.2394
2018-02-28 20:00 | 41.1321 | 20.0337 | 10.1408 | 39.9833 | 9.553 | 14.4607 | 22.6975 | 17.0938
2018-02-28 21:00 | 38.8831 | 19.7416 | 10.4118 | 41.8909 | 10.9677 | 15.1487 | 22.3707 | 17.0071
2018-02-28 22:00 | 39.4365 | 20.4144 | 11.513 | 46.5189 | 13.6612 | 16.8351 | 21.9071 | 16.7189
2018-02-28 23:00 | 39.4583 | 20.4427 | 12.1625 | 51.1676 | 14.0138 | 17.9956 | 20.8502 | 15.5303
2018-03-01 | 39.3774 | 20.6442 | 12.9636 | 56.3283 | 14.3358 | 19.184 | 19.4711 | 13.3499
2018-03-01 01:00 | 39.5975 | 20.8081 | 13.318 | 60.9984 | 14.5287 | 19.6228 | 17.4741 | 10.3728
2018-03-01 02:00 | 39.0811 | 20.7133 | 13.5352 | 66.2266 | 14.6868 | 19.75 | 14.7599 | 7.8908
2018-03-01 03:00 | 37.9118 | 20.1116 | 13.7503 | 69.6748 | 14.7355 | 20.1687 | 10.9023 | 6.7513
2018-03-01 04:00 | 42.7939 | 21.8792 | 14.8195 | 71.6744 | 14.6834 | 21.1073 | 9.741 | 7.1388
2018-03-01 05:00 | 43.2396 | 22.0717 | 15.3079 | 73.878 | 14.6781 | 22.0743 | 9.1874 | 8.4345
2018-03-01 06:00 | 44.0748 | 22.3144 | 15.642 | 75.2219 | 14.7575 | 22.6365 | 10.0789 | 9.2792
2018-03-01 07:00 | 45.9998 | 23.009 | 16.4599 | 75.9366 | 15.112 | 23.7947 | 11.5216 | 10.269
2018-03-01 08:00 | 48.4361 | 23.7265 | 17.0092 | 76.0424 | 15.4642 | 24.4027 | 13.1929 | 11.5912
2018-03-01 09:00 | 45.8209 | 20.9023 | 16.8054 | 74.7461 | 15.4902 | 13.9645 | 14.5754 | 14.4197
2018-03-01 10:00 | 54.206 | 25.8171 | 17.3415 | 71.628 | 13.5121 | 27.5217 | 16.6473 | 15.5709
2018-03-01 11:00 | 56.481 | 26.6568 | 16.5643 | 66.5799 | 11.01 | 23.3626 | 18.2608 | 16.2009
2018-03-01 12:00 | 60.4307 | 28.4846 | 16.2412 | 63.1255 | 10.4041 | 21.4026 | 20.4768 | 16.7774
2018-03-01 13:00 | 64.1913 | 30.5619 | 16.3722 | 60.0528 | 10.3772 | 20.342 | 22.1135 | 17.2728
2018-03-01 14:00 | 66.6705 | 31.9874 | 16.2082 | 55.388 | 10.516 | 19.0091 | 23.1434 | 17.619
2018-03-01 15:00 | 66.674 | 32.505 | 15.9835 | 49.9471 | 10.7134 | 18.0257 | 23.6115 | 17.7581
2018-03-01 16:00 | 66.88 | 32.6005 | 15.8336 | 45.5731 | 10.6628 | 17.7224 | 23.6702 | 17.6582
2018-03-01 17:00 | 66.6437 | 32.2389 | 15.5784 | 42.412 | 10.449 | 17.17 | 23.578 | 17.5639
2018-03-01 18:00 | 65.4758 | 30.9991 | 15.17 | 40.4349 | 10.2878 | 16.3423 | 23.4477 | 17.5182
2018-03-01 19:00 | 61.5484 | 28.4967 | 14.8143 | 40.3977 | 10.1301 | 16.1101 | 23.1869 | 17.4322
2018-03-01 20:00 | 56.0552 | 25.8499 | 14.5508 | 41.5671 | 9.9242 | 16.5725 | 22.8238 | 17.2692
2018-03-01 21:00 | 51.5526 | 24.3005 | 14.2985 | 44.3552 | 11.2929 | 17.0396 | 22.4169 | 17.0883
2018-03-01 22:00 | 50.2253 | 24.0954 | 14.8605 | 49.8385 | 13.9721 | 18.4359 | 21.8907 | 16.744
2018-03-01 23:00 | 48.8561 | 23.4718 | 15.6673 | 55.6612 | 14.3512 | 20.4838 | 20.8072 | 15.5205
2018-03-02 | 46.0593 | 22.6923 | 15.1897 | 59.595 | 14.5871 | 20.1726 | 19.3095 | 13.2511
2018-03-02 01:00 | 43.5632 | 22.1387 | 14.7583 | 63.8505 | 14.7224 | 19.7546 | 17.2366 | 10.2125
2018-03-02 02:00 | 41.8022 | 21.8059 | 14.5283 | 67.8777 | 14.898 | 19.8689 | 14.5642 | 7.7259
2018-03-02 03:00 | 41.0547 | 21.7845 | 14.3159 | 70.4912 | 15.0283 | 20.2317 | 10.9182 | 6.6106
2018-03-02 04:00 | 40.6939 | 21.9136 | 14.3441 | 71.072 | 15.0785 | 20.3048 | 9.7564 | 7.1208
2018-03-02 05:00 | 40.6583 | 22.1275 | 14.4751 | 72.7392 | 15.1929 | 20.3499 | 9.1919 | 8.3997
2018-03-02 06:00 | 41.2323 | 22.2876 | 14.7087 | 73.1952 | 15.4226 | 20.855 | 10.076 | 9.2423
2018-03-02 07:00 | 42.7039 | 22.6586 | 14.9376 | 72.4502 | 15.7639 | 21.1253 | 11.4893 | 10.2097
2018-03-02 08:00 | 45.4042 | 23.3628 | 15.5752 | 72.5575 | 16.0476 | 21.9548 | 13.1492 | 11.5393
2018-03-02 09:00 | 44.4489 | 21.035 | 15.3229 | 71.5559 | 16.0878 | 13.2764 | 14.5532 | 14.1742
2018-03-02 10:00 | 51.3184 | 25.4672 | 15.3619 | 68.0108 | 14.1036 | 23.6795 | 16.547 | 15.293
2018-03-02 11:00 | 53.9039 | 26.2478 | 14.4625 | 62.3017 | 11.5785 | 19.8408 | 18.2059 | 16.0138
2018-03-02 12:00 | 57.3977 | 27.8172 | 14.1515 | 57.9335 | 10.7065 | 17.9468 | 20.4806 | 16.7282
2018-03-02 13:00 | 60.7231 | 29.6604 | 14.1559 | 54.4851 | 10.3533 | 16.6799 | 22.0742 | 17.2394
2018-03-02 14:00 | 63.991 | 31.1468 | 14.5925 | 51.225 | 10.2193 | 16.5526 | 23.1913 | 17.6268
2018-03-02 15:00 | 65.2712 | 31.9958 | 14.5407 | 47.2633 | 10.219 | 15.8262 | 23.6829 | 17.7861
2018-03-02 16:00 | 65.6649 | 32.1763 | 14.5919 | 44.5051 | 10.0589 | 15.531 | 23.7262 | 17.6769
2018-03-02 17:00 | 64.13 | 31.6542 | 14.7887 | 41.649 | 9.8561 | 15.6233 | 23.647 | 17.6103
2018-03-02 18:00 | 61.6247 | 30.2246 | 14.5315 | 39.0676 | 9.7516 | 15.2173 | 23.5231 | 17.5966
2018-03-02 19:00 | 58.0201 | 27.8902 | 14.4375 | 39.5953 | 9.7531 | 15.732 | 23.2727 | 17.571
2018-03-02 20:00 | 53.3865 | 25.6452 | 14.1564 | 41.4629 | 9.7718 | 16.1251 | 22.923 | 17.4246
2018-03-02 21:00 | 50.0491 | 24.5181 | 14.3386 | 44.8976 | 11.4702 | 17.4179 | 22.558 | 17.2999
2018-03-02 22:00 | 49.3142 | 24.4929 | 15.133 | 49.4834 | 14.4472 | 19.3112 | 21.9941 | 16.9654
2018-03-02 23:00 | 46.9864 | 23.6324 | 14.6772 | 52.6118 | 14.8664 | 19.3196 | 20.7649 | 15.6613
2018-03-03 | 44.724 | 22.8836 | 14.0032 | 56.7026 | 15.1868 | 18.6255 | 19.2522 | 13.4112
2018-03-03 01:00 | 43.4872 | 22.3911 | 14.1781 | 61.346 | 15.4699 | 19.4553 | 17.1329 | 10.3921
2018-03-03 02:00 | 42.4785 | 22.0082 | 14.0627 | 65.4704 | 15.6611 | 19.7373 | 14.421 | 7.9006
2018-03-03 03:00 | 41.6547 | 21.9514 | 13.9056 | 67.9688 | 15.7819 | 19.7236 | 10.9197 | 6.6538
2018-03-03 04:00 | 39.1589 | 20.9167 | 13.5092 | 69.7433 | 15.8164 | 20.2968 | 6.8683 | 3.933
2018-03-03 05:00 | 40.2176 | 21.2926 | 13.951 | 72.4189 | 15.8493 | 21.0606 | 6.782 | 3.875
2018-03-03 06:00 | 40.5154 | 21.4437 | 14.2313 | 73.3067 | 15.8747 | 21.5131 | 7.1444 | 4.1881
2018-03-03 07:00 | 40.7964 | 21.5977 | 14.4619 | 72.5141 | 16.0667 | 21.7508 | 7.8256 | 4.8167
2018-03-03 08:00 | 41.683 | 21.854 | 14.9548 | 72.3499 | 16.2676 | 22.5872 | 8.9448 | 5.6397
2018-03-03 09:00 | 36.5252 | 18.4996 | 14.3468 | 70.4754 | 16.2542 | 13.4906 | 10.1195 | 8.4874
2018-03-03 10:00 | 40.9696 | 21.5383 | 14.2827 | 67.5369 | 14.2235 | 24.123 | 11.9568 | 9.4367
2018-03-03 11:00 | 39.8435 | 20.8034 | 13.3528 | 63.1815 | 12.2081 | 20.3682 | 13.6942 | 10.447
2018-03-03 12:00 | 38.8018 | 20.2724 | 12.2912 | 57.9574 | 11.1235 | 17.8674 | 15.9238 | 11.5813
2018-03-03 13:00 | 38.6565 | 20.2514 | 11.8746 | 54.5749 | 10.5294 | 16.6122 | 18.1439 | 12.8064
2018-03-03 14:00 | 38.938 | 20.1582 | 11.5864 | 51.3815 | 10.3841 | 15.8746 | 20.095 | 14.1963
2018-03-03 15:00 | 39.2473 | 20.0851 | 11.2628 | 48.0904 | 10.3561 | 15.2472 | 21.7199 | 15.5736
2018-03-03 16:00 | 40.0421 | 20.1997 | 10.7619 | 45.3865 | 10.2391 | 14.1727 | 22.8193 | 16.456
2018-03-03 17:00 | 39.4399 | 20.2705 | 10.8593 | 41.8989 | 9.9451 | 14.2776 | 23.2809 | 17.0223
2018-03-03 18:00 | 39.0511 | 20.2269 | 11.37 | 40.3111 | 9.6093 | 15.3407 | 23.0394 | 17.3269
2018-03-03 19:00 | 38.4079 | 19.9769 | 11.2644 | 39.747 | 9.3945 | 15.4802 | 22.5566 | 17.3254
2018-03-03 20:00 | 37.61 | 19.5836 | 11.159 | 40.1408 | 9.3333 | 15.9124 | 22.0652 | 17.2904
2018-03-03 21:00 | 38.0405 | 19.8934 | 11.6707 | 43.5742 | 11.0025 | 17.0549 | 21.7747 | 17.4148
2018-03-03 22:00 | 40.1962 | 21.0336 | 13.4376 | 49.5372 | 14.3241 | 19.7753 | 21.2977 | 17.3887
2018-03-03 23:00 | 40.273 | 21.0004 | 13.7211 | 52.9776 | 14.9651 | 20.3139 | 19.5677 | 16.4802
2018-03-04 | 40.1694 | 21.0587 | 13.6999 | 56.5604 | 15.5012 | 20.549 | 17.1128 | 14.7134
2018-03-04 01:00 | 40.8047 | 21.1917 | 14.1497 | 61.7086 | 15.9549 | 21.2368 | 14.2001 | 12.0949
2018-03-04 02:00 | 41.3377 | 21.2965 | 15.4084 | 67.7707 | 16.4561 | 23.214 | 11.3826 | 9.3311
2018-03-04 03:00 | 40.2761 | 20.8366 | 16.0221 | 71.354 | 16.9711 | 24.2714 | 7.8967 | 7.5937
2018-03-04 04:00 | 42.6231 | 21.8991 | 16.376 | 73.5158 | 17.2887 | 24.8309 | 6.9796 | 4.1305
2018-03-04 05:00 | 43.2936 | 22.3185 | 16.7519 | 75.6565 | 17.4184 | 25.3595 | 6.9698 | 4.0909
2018-03-04 06:00 | 44.0042 | 22.6925 | 17.1221 | 77.0435 | 17.6381 | 25.8169 | 7.384 | 4.4313
2018-03-04 07:00 | 44.4911 | 22.9479 | 17.0363 | 76.3401 | 17.9739 | 25.7792 | 8.0854 | 5.0484
2018-03-04 08:00 | 45.4436 | 23.4945 | 17.7351 | 77.2072 | 18.5069 | 26.6288 | 9.2518 | 5.8807
2018-03-04 09:00 | 45.4749 | 23.9254 | 17.8269 | 76.529 | 19.052 | 26.5848 | 10.8382 | 9.9404
2018-03-04 10:00 | 44.0577 | 23.0385 | 17.1435 | 72.72 | 16.5746 | 25.809 | 12.2559 | 10.8063
2018-03-04 11:00 | 35.2719 | 18.0852 | 14.2385 | 63.7344 | 13.0677 | 12.892 | 13.36 | 11.4302
2018-03-04 12:00 | 38.6327 | 20.1264 | 13.0031 | 59.3783 | 11.5173 | 22.3199 | 15.9164 | 12.1552
2018-03-04 13:00 | 38.1416 | 19.8281 | 11.7764 | 55.5533 | 10.6616 | 17.5413 | 18.2402 | 13.0882
2018-03-04 14:00 | 37.8505 | 19.5209 | 10.9213 | 51.6365 | 10.4485 | 15.2993 | 20.0237 | 14.3046
2018-03-04 15:00 | 37.888 | 19.1945 | 9.7646 | 47.1258 | 10.4735 | 12.8539 | 21.5211 | 15.5337
2018-03-04 16:00 | 39.1363 | 19.1872 | 9.1777 | 43.582 | 10.4924 | 11.5241 | 22.6315 | 16.3574
2018-03-04 17:00 | 39.874 | 19.2851 | 9.0094 | 40.633 | 10.4186 | 11.0878 | 23.083 | 16.8184
2018-03-04 18:00 | 40.8323 | 19.4905 | 8.9947 | 38.9051 | 10.2957 | 11.0708 | 22.8609 | 17.035
2018-03-04 19:00 | 41.469 | 19.5689 | 8.9497 | 38.6282 | 10.0904 | 11.3925 | 22.3445 | 16.9628
2018-03-04 20:00 | 39.8693 | 19.0631 | 8.7387 | 38.6336 | 9.7924 | 11.7542 | 21.8101 | 16.8907
2018-03-04 21:00 | 36.8588 | 18.6455 | 9.0186 | 39.5836 | 10.7122 | 12.6826 | 21.468 | 16.9974
2018-03-04 22:00 | 37.3776 | 19.6907 | 10.6255 | 44.6504 | 13.6587 | 14.9983 | 21.0698 | 17.0874
2018-03-04 23:00 | 37.7827 | 19.9972 | 11.5354 | 49.3052 | 14.2613 | 16.3882 | 19.5112 | 16.3438
2018-03-05 | 38.3511 | 20.3241 | 12.3337 | 54.0837 | 14.8691 | 17.5084 | 17.1922 | 14.6993
2018-03-05 01:00 | 39.5889 | 20.8296 | 13.2007 | 59.3987 | 15.436 | 18.8137 | 14.5553 | 12.283
2018-03-05 02:00 | 40.1319 | 21.0951 | 14.0438 | 64.8989 | 16.0062 | 20.1677 | 11.8803 | 9.6487
2018-03-05 03:00 | 39.6521 | 20.8873 | 14.9627 | 69.5163 | 16.5834 | 21.7177 | 7.9385 | 8.0025
2018-03-05 04:00 | 44.9284 | 23.3964 | 16.2562 | 72.8575 | 17.0098 | 22.7983 | 9.8798 | 7.3722
2018-03-05 05:00 | 45.5902 | 23.7212 | 16.7652 | 75.2406 | 17.3618 | 23.6485 | 9.4383 | 8.6946
2018-03-05 06:00 | 46.8388 | 24.2365 | 17.2718 | 76.7244 | 17.8265 | 24.5048 | 10.3697 | 9.575
2018-03-05 07:00 | 48.0606 | 24.684 | 17.4349 | 76.113 | 18.2112 | 24.6556 | 11.7601 | 10.5171
2018-03-05 08:00 | 50.6096 | 25.1868 | 17.8296 | 75.8039 | 18.6852 | 25.279 | 13.3579 | 11.844
2018-03-05 09:00 | 52.1264 | 24.1042 | 18.3349 | 75.7621 | 19.457 | 22.3061 | 15.1072 | 15.9679
2018-03-05 10:00 | 57.7717 | 27.3525 | 18.3548 | 72.3727 | 17.1753 | 27.4584 | 16.8477 | 17.0839
2018-03-05 11:00 | 56.9888 | 26.854 | 15.7514 | 63.2039 | 13.0623 | 21.6217 | 18.3097 | 17.0435
2018-03-05 12:00 | 58.965 | 28.2283 | 14.0793 | 58.3528 | 10.8701 | 17.6878 | 20.5196 | 17.0192
2018-03-05 13:00 | 61.6027 | 30.3511 | 13.9345 | 55.2953 | 10.2246 | 16.4 | 22.2447 | 17.2923
2018-03-05 14:00 | 65.4616 | 32.0717 | 14.0037 | 51.6334 | 10.3288 | 15.4008 | 23.4981 | 17.5964
2018-03-05 15:00 | 67.6497 | 33.2191 | 14.3233 | 48.2773 | 10.7483 | 14.8721 | 24.2574 | 17.774
2018-03-05 16:00 | 68.5422 | 33.8074 | 14.5611 | 45.0478 | 11.0151 | 14.3055 | 24.509 | 17.7183
2018-03-05 17:00 | 68.4334 | 33.6836 | 14.7052 | 42.2641 | 11.1163 | 13.7941 | 24.4394 | 17.6556
2018-03-05 18:00 | 67.774 | 32.6197 | 14.6389 | 40.6591 | 11.1132 | 13.4115 | 24.36 | 17.6488
2018-03-05 19:00 | 64.6989 | 30.3263 | 14.1255 | 40.1523 | 11.0007 | 13.0479 | 24.1939 | 17.5889
2018-03-05 20:00 | 59.421 | 27.3415 | 13.0215 | 40.0132 | 10.5894 | 12.6564 | 23.6079 | 17.3197
2018-03-05 21:00 | 53.0466 | 24.4583 | 11.8605 | 39.2977 | 10.9598 | 12.5494 | 22.5406 | 16.8765
2018-03-05 22:00 | 49.2834 | 23.5532 | 12.039 | 42.968 | 13.5054 | 13.9258 | 21.712 | 16.5129
2018-03-05 23:00 | 46.2281 | 22.4706 | 11.9094 | 46.9748 | 13.6996 | 14.6911 | 20.5551 | 15.3627
2018-03-06 | 43.4643 | 21.6943 | 11.9218 | 51.3578 | 13.99 | 15.3359 | 19.1589 | 13.2293
2018-03-06 01:00 | 42.2731 | 21.3005 | 12.367 | 56.9466 | 14.4038 | 16.4711 | 17.3517 | 10.4906
2018-03-06 02:00 | 41.3163 | 21.1951 | 12.7752 | 62.3155 | 14.7364 | 17.4547 | 14.8428 | 8.1424
2018-03-06 03:00 | 40.4779 | 21.2709 | 13.0019 | 65.3831 | 14.9023 | 18.0836 | 10.8783 | 7.0182
2018-03-06 04:00 | 41.2524 | 21.6006 | 13.6101 | 68.1065 | 15.1548 | 19.1978 | 9.7794 | 7.2086
2018-03-06 05:00 | 42.2307 | 21.9716 | 14.0982 | 70.3698 | 15.3961 | 20.1834 | 9.2595 | 8.5229
2018-03-06 06:00 | 43.7647 | 22.4972 | 14.6853 | 71.6837 | 15.8138 | 21.1788 | 10.195 | 9.4281
2018-03-06 07:00 | 45.9857 | 23.2145 | 15.3814 | 72.0097 | 16.342 | 22.2027 | 11.629 | 10.4014
2018-03-06 08:00 | 48.5467 | 23.7231 | 15.8577 | 71.8259 | 16.6755 | 22.7154 | 13.2769 | 11.7218
2018-03-06 09:00 | 49.9178 | 22.6014 | 16.2761 | 71.1702 | 17.088 | 19.3145 | 14.9873 | 15.3343
2018-03-06 10:00 | 55.0518 | 25.8633 | 16.4414 | 68.1392 | 14.9261 | 24.8338 | 16.7338 | 16.5114
2018-03-06 11:00 | 56.098 | 26.2197 | 14.5288 | 61.1618 | 11.8131 | 20.0539 | 18.2989 | 16.7683
2018-03-06 12:00 | 58.3917 | 28.2021 | 13.224 | 56.7257 | 10.3138 | 16.369 | 20.6251 | 16.8549
2018-03-06 13:00 | 63.1764 | 30.9284 | 13.175 | 54.2924 | 10.1636 | 14.5746 | 22.5555 | 17.1503
2018-03-06 14:00 | 68.1563 | 33.1522 | 13.8658 | 51.2948 | 10.7541 | 14.0381 | 24.0261 | 17.5701
2018-03-06 15:00 | 70.0686 | 34.6372 | 14.6018 | 48.3991 | 11.5609 | 13.8622 | 24.9217 | 17.9143
2018-03-06 16:00 | 70.8322 | 35.4497 | 15.1911 | 45.7006 | 12.104 | 14.0509 | 25.308 | 18.0407
2018-03-06 17:00 | 70.8896 | 35.4802 | 15.5595 | 43.543 | 12.2915 | 14.1819 | 25.3806 | 18.118
2018-03-06 18:00 | 70.2132 | 34.606 | 15.6569 | 42.3741 | 12.4299 | 14.1309 | 25.4985 | 18.2406
2018-03-06 19:00 | 66.8872 | 32.1458 | 15.138 | 41.8806 | 12.2821 | 13.8395 | 25.2624 | 18.1888
2018-03-06 20:00 | 61.4868 | 28.8294 | 13.8457 | 40.9535 | 11.7098 | 13.2033 | 24.4859 | 17.8358
2018-03-06 21:00 | 55.252 | 25.6732 | 12.3101 | 39.767 | 11.4913 | 12.4386 | 23.1003 | 17.119
2018-03-06 22:00 | 51.1981 | 24.1543 | 11.9407 | 42.4188 | 13.8142 | 12.9125 | 21.848 | 16.4274
2018-03-06 23:00 | 47.0603 | 22.5965 | 11.3694 | 45.8612 | 13.6962 | 13.2539 | 20.4934 | 15.1424
2018-03-07 | 43.8898 | 21.569 | 11.1064 | 49.8685 | 13.7195 | 13.79 | 19.0631 | 12.9835
2018-03-07 01:00 | 42.4232 | 21.07 | 11.2048 | 54.8618 | 13.7861 | 14.5605 | 17.1216 | 10.0817
2018-03-07 02:00 | 41.7123 | 20.8906 | 11.6426 | 60.1795 | 13.9476 | 15.6753 | 14.6697 | 7.7948
2018-03-07 03:00 | 41.4879 | 20.977 | 12.1552 | 64.1769 | 14.0505 | 17.065 | 10.8729 | 6.8643
2018-03-07 04:00 | 38.3422 | 20.0485 | 11.6613 | 65.8905 | 13.9506 | 17.498 | 9.7086 | 7.1113
2018-03-07 05:00 | 38.1266 | 20.1607 | 11.7506 | 67.3918 | 13.8598 | 17.6071 | 9.1255 | 8.3725
2018-03-07 06:00 | 38.1717 | 20.2115 | 12.0691 | 67.9342 | 13.908 | 18.237 | 10.0049 | 9.2282
2018-03-07 07:00 | 39.6597 | 20.5726 | 12.5222 | 67.7745 | 14.152 | 18.9942 | 11.4361 | 10.1927
2018-03-07 08:00 | 40.2275 | 20.8439 | 12.6917 | 67.5047 | 14.3294 | 19.0576 | 13.0995 | 11.4983
2018-03-07 09:00 | 36.7084 | 18.092 | 12.1698 | 65.765 | 14.1467 | 12.0676 | 14.4915 | 14.1062
2018-03-07 10:00 | 39.5352 | 20.4966 | 11.8287 | 62.3462 | 11.6292 | 20.4194 | 16.3878 | 15.0658
2018-03-07 11:00 | 39.8861 | 20.2481 | 11.1212 | 58.3968 | 10.081 | 17.7699 | 18.0986 | 15.8413
2018-03-07 12:00 | 40.4432 | 20.32 | 10.5747 | 55.1152 | 9.6976 | 16.35 | 20.4043 | 16.5437
2018-03-07 13:00 | 40.8699 | 20.7983 | 9.877 | 51.4215 | 9.3371 | 14.8718 | 21.9993 | 16.97
2018-03-07 14:00 | 44.1541 | 21.5697 | 9.3958 | 48.384 | 9.4365 | 13.5324 | 23.2632 | 17.2898
2018-03-07 15:00 | 46.3339 | 22.1964 | 9.3597 | 46.0892 | 9.9433 | 13.0411 | 23.9085 | 17.5315
2018-03-07 16:00 | 47.1602 | 22.8481 | 9.5722 | 43.6946 | 10.4433 | 13.1463 | 24.3193 | 17.6857
2018-03-07 17:00 | 47.9853 | 23.6204 | 9.8866 | 41.9014 | 10.7223 | 13.2698 | 24.7367 | 17.8889
2018-03-07 18:00 | 49.0669 | 24.079 | 10.1465 | 40.5383 | 10.7883 | 13.1583 | 24.8266 | 18.0036
2018-03-07 19:00 | 48.8453 | 23.7385 | 10.1055 | 39.8143 | 10.6733 | 12.8063 | 24.582 | 17.9473
2018-03-07 20:00 | 46.6661 | 22.38 | 9.431 | 38.8365 | 10.306 | 12.2029 | 23.9208 | 17.5877
2018-03-07 21:00 | 44.09 | 21.1392 | 8.7662 | 38.542 | 10.6061 | 11.8557 | 22.7207 | 16.9743
2018-03-07 22:00 | 43.5414 | 21.2408 | 9.2077 | 41.9044 | 13.3593 | 12.6297 | 21.7258 | 16.3059
2018-03-07 23:00 | 42.0019 | 20.621 | 9.0833 | 45.2493 | 13.3222 | 12.6832 | 20.2846 | 14.8645
2018-03-08 | 40.0791 | 20.356 | 9.3793 | 49.5797 | 13.4095 | 13.2399 | 18.8101 | 12.6592
2018-03-08 01:00 | 40.0583 | 20.3208 | 9.797 | 54.0169 | 13.431 | 13.9962 | 16.7978 | 9.6976
2018-03-08 02:00 | 40.1487 | 20.2416 | 10.3272 | 59.014 | 13.4764 | 14.9004 | 14.142 | 7.2401
2018-03-08 03:00 | 38.772 | 19.5708 | 10.7161 | 62.4136 | 13.4299 | 15.6326 | 10.7702 | 6.1229
2018-03-08 04:00 | 42.0833 | 21.0842 | 11.2701 | 63.3567 | 13.2089 | 15.612 | 9.5648 | 6.9874
2018-03-08 05:00 | 42.4913 | 21.2192 | 11.7502 | 65.8019 | 13.2154 | 16.5489 | 9.0294 | 8.2978
2018-03-08 06:00 | 42.9731 | 21.3265 | 12.2526 | 66.6537 | 13.2847 | 17.4533 | 9.9301 | 9.1626
2018-03-08 07:00 | 44.5047 | 21.6573 | 12.6045 | 66.2143 | 13.486 | 18.0984 | 11.3464 | 10.136
2018-03-08 08:00 | 46.15 | 22.1626 | 12.87 | 65.8914 | 13.6665 | 18.2765 | 12.9763 | 11.4447
2018-03-08 09:00 | 46.8895 | 20.8909 | 12.9027 | 64.7071 | 13.7306 | 13.5585 | 14.5561 | 13.9503
2018-03-08 10:00 | 52.4652 | 24.0707 | 12.9374 | 61.4312 | 10.9975 | 19.3161 | 16.3427 | 14.9949
2018-03-08 11:00 | 54.6972 | 25.3286 | 12.0128 | 56.8961 | 9.3216 | 16.1989 | 18.0163 | 15.4927
2018-03-08 12:00 | 60.4788 | 28.0746 | 11.7384 | 53.5868 | 8.8929 | 13.5961 | 20.3763 | 15.9013
2018-03-08 13:00 | 67.2691 | 31.4809 | 12.4589 | 51.3758 | 9.2534 | 12.6992 | 21.9574 | 16.5874
2018-03-08 14:00 | 70.9525 | 33.9869 | 13.5385 | 49.758 | 10.1695 | 12.979 | 23.8749 | 17.5052
2018-03-08 15:00 | 72.4138 | 35.6989 | 14.5497 | 48.1635 | 11.1945 | 13.5068 | 25.3084 | 18.2401
2018-03-08 16:00 | 72.6045 | 36.4821 | 15.3404 | 45.785 | 11.9049 | 14.0525 | 25.976 | 18.5151
2018-03-08 17:00 | 72.1002 | 36.4338 | 15.851 | 43.5364 | 12.3624 | 14.4577 | 26.1971 | 18.6856
2018-03-08 18:00 | 70.6496 | 35.0384 | 15.8396 | 41.7655 | 12.4077 | 14.4825 | 26.0389 | 18.7368
2018-03-08 19:00 | 66.7799 | 32.1186 | 15.1151 | 40.7244 | 12.0165 | 14.0079 | 25.6075 | 18.5503
2018-03-08 20:00 | 61.4045 | 28.6812 | 13.6753 | 40.1968 | 11.4542 | 13.123 | 24.6548 | 18.0646
2018-03-08 21:00 | 55.6057 | 25.8302 | 12.2001 | 39.6571 | 11.3632 | 12.4723 | 23.1486 | 17.3036
2018-03-08 22:00 | 52.7438 | 24.8937 | 12.0643 | 43.2013 | 13.772 | 13.1932 | 22.0025 | 16.4917
2018-03-08 23:00 | 49.4099 | 23.4548 | 11.3706 | 46.7911 | 13.584 | 13.0307 | 20.4768 | 14.8882
2018-03-09 | 46.1179 | 22.3883 | 10.872 | 50.3498 | 13.5531 | 12.9384 | 18.8256 | 12.4335
2018-03-09 01:00 | 43.8918 | 21.6346 | 10.7212 | 54.721 | 13.4659 | 13.3843 | 16.6028 | 9.1889
2018-03-09 02:00 | 42.1243 | 21.2003 | 10.6501 | 59.6429 | 13.3821 | 13.6184 | 13.8568 | 6.5514
2018-03-09 03:00 | 41.3401 | 21.0686 | 10.6067 | 62.8523 | 13.2053 | 13.9826 | 10.8088 | 5.2913
2018-03-09 04:00 | 41.1658 | 20.9895 | 10.7653 | 64.5139 | 12.9424 | 14.6409 | 9.5826 | 6.9088
2018-03-09 05:00 | 40.8794 | 20.9751 | 10.8811 | 66.0143 | 12.7604 | 14.939 | 8.9712 | 8.1704
2018-03-09 06:00 | 41.1642 | 21.0665 | 11.2748 | 66.7766 | 12.7123 | 15.5676 | 9.8396 | 9.0053
2018-03-09 07:00 | 42.392 | 21.3707 | 11.576 | 66.1728 | 12.8128 | 16.045 | 11.2365 | 9.9671
2018-03-09 08:00 | 44.472 | 21.8815 | 11.8472 | 65.4907 | 12.9432 | 16.3429 | 12.8587 | 11.2914
2018-03-09 09:00 | 44.0092 | 20.3056 | 11.4734 | 63.5115 | 12.8601 | 11.4506 | 14.3464 | 13.0115
2018-03-09 10:00 | 49.5763 | 23.4671 | 11.2116 | 59.748 | 10.0529 | 16.2011 | 16.1388 | 14.0408
2018-03-09 11:00 | 54.1315 | 25.2311 | 11.0128 | 56.4869 | 8.9343 | 13.6773 | 18.0341 | 14.8567
2018-03-09 12:00 | 60.9248 | 28.4042 | 11.627 | 55.1543 | 9.1735 | 12.7108 | 20.6853 | 15.8207
2018-03-09 13:00 | 66.5071 | 31.5966 | 12.8126 | 53.6367 | 10.0417 | 12.9292 | 22.5555 | 16.8891
2018-03-09 14:00 | 69.5411 | 33.9533 | 14.0311 | 51.2093 | 11.1017 | 13.4677 | 24.5494 | 17.8519
2018-03-09 15:00 | 70.9077 | 35.365 | 15.0297 | 48.7396 | 12.0893 | 14.0585 | 25.7089 | 18.4586
2018-03-09 16:00 | 71.3898 | 35.9437 | 15.6164 | 45.6261 | 12.5925 | 14.4954 | 26.0394 | 18.625
2018-03-09 17:00 | 71.0932 | 35.7406 | 15.842 | 43.031 | 12.5432 | 14.6671 | 25.998 | 18.6459
2018-03-09 18:00 | 69.6653 | 34.2423 | 15.547 | 40.518 | 12.1439 | 14.3358 | 25.7107 | 18.5953
2018-03-09 19:00 | 65.7449 | 31.2621 | 14.5755 | 38.834 | 11.5946 | 13.4725 | 25.0232 | 18.3241
2018-03-09 20:00 | 60.305 | 28.0912 | 13.2314 | 38.2094 | 10.9357 | 12.6206 | 24.1333 | 17.8494
2018-03-09 21:00 | 54.8747 | 25.6033 | 12.0605 | 39.4449 | 11.0992 | 12.2494 | 22.9808 | 17.2133
2018-03-09 22:00 | 52.7025 | 25.0564 | 12.0824 | 43.9381 | 13.7986 | 13.0987 | 22.0934 | 16.56
2018-03-09 23:00 | 49.79 | 23.8251 | 11.4086 | 47.3796 | 13.7157 | 12.9633 | 20.6079 | 14.9984
2018-03-10 | 46.8731 | 22.7942 | 10.9072 | 50.8223 | 13.7091 | 12.9157 | 18.8688 | 12.5052
2018-03-10 01:00 | 44.6879 | 22.0386 | 10.5876 | 54.9125 | 13.6381 | 13.0019 | 16.548 | 9.2074
2018-03-10 02:00 | 43.1908 | 21.5691 | 10.4156 | 59.5179 | 13.5639 | 13.1835 | 13.6575 | 6.5249
2018-03-10 03:00 | 42.5052 | 21.4551 | 10.3694 | 62.5472 | 13.3505 | 13.632 | 10.9208 | 5.1768
2018-03-10 04:00 | 39.632 | 20.1628 | 9.6224 | 63.603 | 13.0744 | 13.8544 | 6.7747 | 3.696
2018-03-10 05:00 | 39.842 | 20.2909 | 9.8181 | 65.0996 | 12.8705 | 14.2229 | 6.608 | 3.5847
2018-03-10 06:00 | 39.7411 | 20.3391 | 9.8935 | 64.8639 | 12.7596 | 14.3215 | 6.9454 | 3.8763
2018-03-10 07:00 | 40.0764 | 20.4632 | 9.869 | 63.6954 | 12.7515 | 14.1918 | 7.6154 | 4.5105
2018-03-10 08:00 | 40.0513 | 20.5172 | 9.9737 | 63.1118 | 12.8325 | 14.3163 | 8.7078 | 5.3504
2018-03-10 09:00 | 36.9536 | 18.4045 | 9.6412 | 61.5345 | 12.7459 | 11.1854 | 9.9069 | 6.6992
2018-03-10 10:00 | 38.8865 | 19.7781 | 9.1743 | 58.4375 | 9.8226 | 14.473 | 11.6236 | 7.549
2018-03-10 11:00 | 39.3279 | 19.8441 | 8.9936 | 56.1299 | 9.0418 | 12.9559 | 13.53 | 8.8113
2018-03-10 12:00 | 40.6737 | 20.3379 | 9.0708 | 54.2416 | 9.0362 | 12.3056 | 15.8599 | 10.2666
2018-03-10 13:00 | 42.2047 | 20.9366 | 9.1693 | 51.685 | 9.1524 | 11.8991 | 17.5837 | 11.7979
2018-03-10 14:00 | 42.8062 | 21.2423 | 9.1618 | 48.3187 | 9.4262 | 11.6358 | 19.7183 | 13.4492
2018-03-10 15:00 | 43.3451 | 21.4292 | 9.1117 | 44.8122 | 9.7132 | 11.4641 | 21.5062 | 15.0691
2018-03-10 16:00 | 43.2561 | 21.3759 | 9.0022 | 41.1517 | 9.7781 | 11.2064 | 22.7688 | 16.1826
2018-03-10 17:00 | 43.2196 | 21.365 | 8.9064 | 38.0904 | 9.5555 | 10.9897 | 23.2553 | 16.7539
2018-03-10 18:00 | 43.2981 | 21.4268 | 8.8212 | 35.7776 | 9.2219 | 10.8031 | 23.032 | 17.0151
2018-03-10 19:00 | 43.282 | 21.3035 | 8.739 | 35.0563 | 8.9624 | 10.8237 | 22.4841 | 16.9663
2018-03-10 20:00 | 42.1643 | 20.8681 | 8.5678 | 35.7021 | 8.8933 | 11.1085 | 21.9388 | 16.9012
2018-03-10 21:00 | 41.3145 | 20.5799 | 8.5956 | 37.9736 | 9.701 | 11.733 | 21.4207 | 16.7857
2018-03-10 22:00 | 42.0209 | 21.3499 | 9.7049 | 43.3889 | 13.2909 | 13.4508 | 20.8446 | 16.6127
2018-03-10 23:00 | 41.091 | 21.0025 | 10.019 | 47.9917 | 13.5245 | 14.2544 | 18.9517 | 15.5487
2018-03-11 | 40.6752 | 20.9716 | 10.3926 | 52.7336 | 13.7069 | 14.9547 | 16.3178 | 13.6338
2018-03-11 01:00 | 39.9718 | 20.8185 | 10.6127 | 56.7799 | 13.7698 | 15.3563 | 13.2558 | 10.8608
2018-03-11 02:00 | 38.7594 | 20.5611 | 10.9536 | 61.2572 | 13.8587 | 15.906 | 10.2454 | 7.934
2018-03-11 03:00 | 37.0023 | 19.8008 | 11.1714 | 64.1864 | 13.7873 | 16.2964 | 7.6762 | 5.9148
2018-03-11 04:00 | 39.0481 | 20.6912 | 11.207 | 66.672 | 13.3082 | 16.3633 | 6.6667 | 3.6575
2018-03-11 05:00 | 39.4232 | 20.7725 | 11.2297 | 67.0431 | 13.2373 | 16.4196 | 6.9703 | 3.9571
2018-03-11 06:00 | 39.3994 | 20.9282 | 11.4424 | 66.4071 | 13.2637 | 16.7032 | 7.6345 | 4.6004
2018-03-11 07:00 | 39.1064 | 20.9942 | 11.6202 | 65.6377 | 13.4005 | 16.9086 | 8.7316 | 5.4341
2018-03-11 08:00 | 39.1213 | 21.0387 | 11.7549 | 64.4615 | 13.6276 | 17.07 | 10.3078 | 7.3971
2018-03-11 09:00 | 39.4206 | 21.2125 | 11.9985 | 62.6871 | 13.8852 | 17.3622 | 12.2335 | 8.6232
2018-03-11 10:00 | 33.5854 | 17.3967 | 10.4408 | 58.3675 | 10.1236 | 10.3988 | 13.1931 | 9.5711
2018-03-11 11:00 | 37.9772 | 20.0765 | 10.4457 | 55.4684 | 9.5725 | 16.7376 | 15.8453 | 10.9817
2018-03-11 12:00 | 39.1403 | 20.3852 | 10.012 | 52.2292 | 9.4777 | 14.047 | 17.7779 | 12.3102
2018-03-11 13:00 | 40.6649 | 20.6346 | 9.3906 | 48.6034 | 9.6772 | 12.384 | 19.8168 | 13.6805
2018-03-11 14:00 | 41.9671 | 20.9214 | 8.943 | 45.3605 | 10.2326 | 11.2777 | 21.724 | 15.1495
2018-03-11 15:00 | 43.0124 | 21.3082 | 8.823 | 42.6348 | 10.738 | 10.7595 | 23.3113 | 16.2985
2018-03-11 16:00 | 44.0285 | 21.7787 | 8.918 | 40.8086 | 11.0905 | 10.729 | 24.1958 | 17.0484
2018-03-11 17:00 | 45.3739 | 22.3382 | 9.0972 | 39.6224 | 11.4186 | 10.8623 | 24.4042 | 17.5291
2018-03-11 18:00 | 46.452 | 22.8796 | 9.2639 | 40.3334 | 11.744 | 11.0407 | 24.2587 | 17.6902
2018-03-11 19:00 | 46.2801 | 22.7018 | 9.1054 | 41.6339 | 11.8705 | 11.1909 | 23.7946 | 17.6408
2018-03-11 20:00 | 45.1716 | 22.1031 | 8.6492 | 42.6996 | 11.6382 | 11.2325 | 22.9607 | 17.408
2018-03-11 21:00 | 43.7453 | 21.3361 | 8.158 | 42.6191 | 11.3258 | 11.2126 | 21.3374 | 16.6314
2018-03-11 22:00 | 44.2559 | 21.8054 | 8.8578 | 45.5443 | 13.8635 | 12.2428 | 19.3488 | 15.5277
2018-03-11 23:00 | 43.3336 | 21.3327 | 8.8686 | 49.0787 | 13.6413 | 12.2188 | 16.2827 | 13.3312
2018-03-12 | 42.1438 | 20.9511 | 9.0108 | 53.1019 | 13.5184 | 12.4133 | 13.0423 | 10.4286
2018-03-12 01:00 | 40.7343 | 20.5598 | 9.2243 | 57.7227 | 13.4277 | 12.7903 | 9.9382 | 7.4231
2018-03-12 02:00 | 38.4001 | 19.7235 | 9.4605 | 60.7056 | 13.2383 | 13.2033 | 7.7191 | 5.3763
2018-03-12 03:00 | 41.8334 | 21.7485 | 10.361 | 62.4434 | 12.9809 | 13.5545 | 9.5522 | 6.9483
2018-03-12 04:00 | 41.4888 | 21.524 | 10.6659 | 64.6389 | 12.838 | 14.2417 | 8.9733 | 8.2135
2018-03-12 05:00 | 41.3185 | 21.4311 | 10.8984 | 65.4067 | 12.7534 | 14.6816 | 9.8331 | 9.0407
2018-03-12 06:00 | 41.7984 | 21.6335 | 11.035 | 64.3182 | 12.7797 | 14.9173 | 11.2078 | 10.0051
2018-03-12 07:00 | 43.8959 | 22.1826 | 11.2948 | 63.6557 | 12.9186 | 15.206 | 12.8393 | 11.3391
2018-03-12 08:00 | 43.9348 | 20.6816 | 11.3714 | 62.3765 | 12.8837 | 11.3348 | 14.3392 | 13.1142
2018-03-12 09:00 | 51.42 | 24.9376 | 12.5933 | 61.1721 | 13.4593 | 17.9217 | 16.7248 | 14.6551
2018-03-12 10:00 | 54.1859 | 25.8917 | 12.0425 | 57.3152 | 9.9194 | 15.5097 | 18.1201 | 15.4207
2018-03-12 11:00 | 58.6507 | 28.0631 | 11.9373 | 54.4834 | 9.2079 | 14.0442 | 20.4787 | 16.125
2018-03-12 12:00 | 65.8095 | 31.2931 | 12.5106 | 52.3673 | 9.6023 | 13.125 | 21.8969 | 16.6894
2018-03-12 13:00 | 70.4693 | 34.0507 | 13.5586 | 50.2211 | 10.7103 | 13.1075 | 23.5406 | 17.4199
2018-03-12 14:00 | 72.4479 | 35.8589 | 14.5626 | 48.3314 | 11.9468 | 13.5453 | 24.9718 | 18.102
2018-03-12 15:00 | 73.228 | 36.9376 | 15.4256 | 46.6967 | 12.8232 | 14.0731 | 25.7256 | 18.4953
2018-03-12 16:00 | 72.8495 | 37.044 | 15.9528 | 44.2255 | 13.1626 | 14.4062 | 26.0939 | 18.7575
2018-03-12 17:00 | 71.6699 | 35.8615 | 16.0361 | 42.5464 | 12.9847 | 14.4938 | 26.2167 | 18.9453
2018-03-12 18:00 | 68.0373 | 33.1789 | 15.4559 | 41.4301 | 12.6097 | 14.2409 | 26.0679 | 18.8724
2018-03-12 19:00 | 62.8739 | 30.0818 | 14.1885 | 40.3729 | 12.0584 | 13.5522 | 25.4746 | 18.5321
2018-03-12 20:00 | 58.0956 | 27.5673 | 12.5831 | 40.123 | 11.38 | 12.6148 | 24.1954 | 17.8401
2018-03-12 21:00 | 54.9309 | 25.7535 | 11.3643 | 41.7711 | 11.2586 | 12.0844 | 22.3733 | 16.681
2018-03-12 22:00 | 53.7401 | 25.6264 | 11.5296 | 46.1766 | 14.1533 | 12.9124 | 21.0919 | 15.2632
2018-03-12 23:00 | 51.0387 | 24.6528 | 10.9178 | 49.7612 | 13.9243 | 12.6857 | 19.1688 | 12.58
2018-03-13 | 49.4998 | 23.9956 | 10.5063 | 53.7848 | 13.7264 | 12.5955 | 16.7723 | 9.1011
2018-03-13 01:00 | 48.2744 | 23.5462 | 10.1789 | 57.8376 | 13.5572 | 12.5095 | 13.7735 | 6.2516
2018-03-13 02:00 | 47.3587 | 23.3246 | 9.9362 | 60.5422 | 13.2336 | 12.5502 | 11.1222 | 4.7248
2018-03-13 03:00 | 47.1003 | 23.2778 | 9.8303 | 61.9003 | 12.8232 | 12.6019 | 9.7778 | 7.0257
2018-03-13 04:00 | 47.1579 | 23.3399 | 9.7958 | 63.2719 | 12.5255 | 12.6846 | 9.1078 | 8.2469
2018-03-13 05:00 | 47.1685 | 23.2303 | 9.8192 | 63.3115 | 12.3192 | 12.751 | 9.9342 | 9.0522
2018-03-13 06:00 | 48.1194 | 23.3156 | 9.9863 | 62.702 | 12.2738 | 12.9857 | 11.2981 | 10.0229
2018-03-13 07:00 | 49.6088 | 23.6475 | 10.2149 | 62.1819 | 12.327 | 13.1801 | 12.9357 | 11.3849
2018-03-13 08:00 | 49.449 | 22.4692 | 10.2852 | 60.6472 | 12.2036 | 11.0542 | 14.3931 | 12.6006
2018-03-13 09:00 | 56.0625 | 26.1298 | 11.2781 | 59.6441 | 12.635 | 15.0089 | 16.7712 | 13.9871
2018-03-13 10:00 | 59.406 | 27.3747 | 10.838 | 55.9555 | 9.0962 | 12.8308 | 18.1964 | 14.7596
2018-03-13 11:00 | 63.8091 | 29.8175 | 11.5752 | 53.8256 | 8.7852 | 12.6264 | 20.6458 | 15.804
2018-03-13 12:00 | 67.8529 | 32.2195 | 12.6284 | 51.5884 | 9.2462 | 13.0666 | 22.0014 | 16.6869
2018-03-13 13:00 | 70.1373 | 33.9732 | 13.6218 | 48.9833 | 10.0199 | 13.5186 | 23.5113 | 17.4324
2018-03-13 14:00 | 70.9928 | 34.9789 | 14.3563 | 46.6721 | 10.9691 | 13.8377 | 24.5897 | 17.9567
2018-03-13 15:00 | 71.1413 | 35.5538 | 14.9754 | 44.7303 | 11.6885 | 14.2309 | 25.3898 | 18.2613
2018-03-13 16:00 | 70.2477 | 35.1664 | 15.1147 | 42.133 | 11.8519 | 14.2983 | 25.4192 | 18.3474
2018-03-13 17:00 | 68.5339 | 33.5396 | 14.831 | 39.3892 | 11.6588 | 14.0883 | 25.1299 | 18.3221
2018-03-13 18:00 | 65.0349 | 30.9355 | 14.18 | 38.0335 | 11.1861 | 13.548 | 24.7341 | 18.1539
2018-03-13 19:00 | 60.4445 | 28.2618 | 13.1953 | 38.2605 | 10.8865 | 12.9792 | 24.1814 | 17.8552
2018-03-13 20:00 | 55.3058 | 25.8978 | 12.0414 | 39.1008 | 10.6271 | 12.5504 | 23.0271 | 17.2657
2018-03-13 21:00 | 51.3951 | 24.349 | 11.3098 | 41.8116 | 10.923 | 12.6345 | 21.7209 | 16.3947
2018-03-13 22:00 | 50.1736 | 24.3961 | 12.0015 | 46.943 | 14.1554 | 14.3001 | 20.7707 | 15.2247
2018-03-13 23:00 | 46.8825 | 23.2643 | 11.4204 | 50.3575 | 14.0904 | 13.9299 | 19.0064 | 12.7491
2018-03-14 | 44.1482 | 22.39 | 11.2168 | 55.0636 | 13.9814 | 14.1173 | 16.6939 | 9.4753
2018-03-14 01:00 | 42.3997 | 21.9188 | 10.962 | 59.4908 | 13.8623 | 14.1022 | 13.78 | 6.7263
2018-03-14 02:00 | 41.665 | 21.7963 | 10.7718 | 61.9671 | 13.6286 | 14.1982 | 11.025 | 5.3653
2018-03-14 03:00 | 39.1332 | 20.7472 | 10.1952 | 63.9355 | 13.3521 | 14.6359 | 9.7445 | 7.0212
2018-03-14 04:00 | 39.5581 | 20.8314 | 10.4197 | 66.1444 | 13.1402 | 14.9183 | 9.0859 | 8.2588
2018-03-14 05:00 | 39.5968 | 20.8288 | 10.6617 | 66.3451 | 13.0086 | 15.2309 | 9.9325 | 9.0713
2018-03-14 06:00 | 40.3214 | 20.9044 | 11.1348 | 65.3867 | 13.0253 | 16.1343 | 11.3262 | 10.0394
2018-03-14 07:00 | 40.1059 | 20.8129 | 11.1426 | 64.1755 | 13.1381 | 16.07 | 12.9489 | 11.3833
2018-03-14 08:00 | 36.0297 | 18.5185 | 10.8332 | 62.7085 | 13.0798 | 11.7885 | 14.3977 | 13.0442
2018-03-14 09:00 | 40.1409 | 21.3772 | 11.8056 | 61.7475 | 13.6123 | 18.4306 | 16.8099 | 14.5809
2018-03-14 10:00 | 39.319 | 20.5676 | 10.784 | 58.0076 | 9.9729 | 16.2121 | 18.1798 | 15.3453
2018-03-14 11:00 | 39.5845 | 20.47 | 10.58 | 55.9127 | 9.654 | 15.7136 | 20.5613 | 16.2652
2018-03-14 12:00 | 40.7088 | 20.9166 | 10.5665 | 53.3699 | 10.057 | 15.5294 | 21.9821 | 16.9783
2018-03-14 13:00 | 42.9427 | 21.4472 | 10.6272 | 50.3676 | 10.7211 | 15.5869 | 23.2455 | 17.5015
2018-03-14 14:00 | 43.0716 | 21.4427 | 10.6364 | 47.2021 | 11.1772 | 15.6675 | 23.8263 | 17.7594
2018-03-14 15:00 | 42.9031 | 21.4588 | 10.1932 | 43.6527 | 11.2151 | 14.8 | 23.9597 | 17.6694
2018-03-14 16:00 | 43.6138 | 21.6513 | 10.1284 | 40.7781 | 10.9406 | 14.6683 | 23.8232 | 17.552
2018-03-14 17:00 | 44.8147 | 21.8878 | 10.0459 | 38.9098 | 10.8387 | 14.234 | 23.7021 | 17.5171
2018-03-14 18:00 | 45.0211 | 21.6451 | 9.9715 | 38.9042 | 10.8239 | 13.7332 | 23.4474 | 17.41
2018-03-14 19:00 | 43.5646 | 20.8241 | 9.8183 | 39.3899 | 10.6604 | 13.8105 | 23.0113 | 17.1613
2018-03-14 20:00 | 41.4712 | 19.9726 | 9.5007 | 40.7122 | 10.5111 | 13.7591 | 22.1928 | 16.73
2018-03-14 21:00 | 38.8897 | 19.2369 | 9.1056 | 42.5009 | 10.7432 | 13.4162 | 21.1665 | 16.0985
2018-03-14 22:00 | 38.6776 | 20.096 | 10.2462 | 47.6565 | 13.9575 | 14.8066 | 20.4792 | 15.219
2018-03-14 23:00 | 38.0361 | 20.1577 | 10.8877 | 52.6256 | 14.0283 | 15.7307 | 18.9628 | 12.9903
2018-03-15 | 38.4791 | 20.3336 | 11.4288 | 57.9414 | 14.0749 | 16.571 | 16.8134 | 9.917
2018-03-15 01:00 | 37.8176 | 20.2437 | 11.5308 | 63.0444 | 14.0976 | 16.6458 | 13.9947 | 7.3188
2018-03-15 02:00 | 36.3826 | 19.6514 | 11.723 | 66.3755 | 14.0286 | 16.7918 | 10.8342 | 6.1092
2018-03-15 03:00 | 40.3666 | 21.4008 | 12.4881 | 66.7784 | 13.8989 | 17.0295 | 9.6405 | 7.0264
2018-03-15 04:00 | 40.8407 | 21.5571 | 12.8362 | 67.8532 | 13.8846 | 17.8784 | 9.0615 | 8.3164
2018-03-15 05:00 | 41.9663 | 21.8171 | 13.5076 | 68.5804 | 13.93 | 19.0257 | 9.9559 | 9.1802
2018-03-15 06:00 | 44.4641 | 22.3968 | 14.6509 | 69.2142 | 14.2662 | 20.9038 | 11.387 | 10.1783
2018-03-15 07:00 | 47.68 | 23.2559 | 15.5212 | 69.7927 | 14.5737 | 22.2867 | 13.0437 | 11.5236
2018-03-15 08:00 | 46.0116 | 20.9917 | 15.2278 | 67.9961 | 14.492 | 13.2638 | 14.5028 | 14.0184
2018-03-15 09:00 | 54.9121 | 25.9681 | 16.5254 | 66.9862 | 15.0319 | 25.4449 | 16.9316 | 15.4924
2018-03-15 10:00 | 57.6436 | 26.8723 | 16.8474 | 63.8002 | 11.3374 | 24.2177 | 18.3115 | 16.2437
2018-03-15 11:00 | 59.8296 | 28.4719 | 16.8522 | 60.3378 | 10.6196 | 23.4292 | 20.5915 | 16.9519
2018-03-15 12:00 | 62.3132 | 30.2146 | 15.7106 | 56.6115 | 10.6281 | 20.3921 | 22.1663 | 17.3704
2018-03-15 13:00 | 64.6829 | 31.6232 | 15.5827 | 53.1215 | 10.899 | 19.0698 | 23.2382 | 17.7139
2018-03-15 14:00 | 65.384 | 32.2688 | 15.604 | 49.2499 | 11.2315 | 18.184 | 23.705 | 17.8436
2018-03-15 15:00 | 65.269 | 32.3673 | 15.6616 | 45.9502 | 11.3297 | 17.5968 | 23.7775 | 17.7088
2018-03-15 16:00 | 64.8334 | 31.9502 | 15.402 | 42.5026 | 11.2596 | 16.7347 | 23.6747 | 17.5755
2018-03-15 17:00 | 64.0208 | 30.7768 | 15.046 | 40.3014 | 11.1876 | 16.109 | 23.5372 | 17.5169
2018-03-15 18:00 | 61.1377 | 28.6054 | 14.6724 | 39.8578 | 11.162 | 15.7296 | 23.323 | 17.4297
2018-03-15 19:00 | 56.6858 | 26.1775 | 13.9984 | 41.0004 | 10.9696 | 15.3934 | 22.9268 | 17.226
2018-03-15 20:00 | 51.8124 | 24.0972 | 13.0707 | 42.2274 | 10.7184 | 15.2931 | 22.1277 | 16.7993
2018-03-15 21:00 | 47.9443 | 22.7062 | 12.6769 | 44.3739 | 10.923 | 15.7937 | 21.1722 | 16.1896
2018-03-15 22:00 | 46.7353 | 22.9225 | 13.4885 | 49.6284 | 14.2395 | 17.1618 | 20.5764 | 15.347
2018-03-15 23:00 | 43.7526 | 22.0033 | 12.8926 | 53.1863 | 14.2914 | 16.8497 | 19.0575 | 13.0695
2018-03-16 | 41.8723 | 21.4453 | 12.6582 | 57.501 | 14.2987 | 17.2587 | 16.9093 | 9.9718
2018-03-16 01:00 | 41.0663 | 21.1752 | 12.79 | 62.1081 | 14.2981 | 17.7704 | 14.2388 | 7.4646
2018-03-16 02:00 | 41.0182 | 21.2262 | 13.0744 | 65.7304 | 14.2404 | 18.6132 | 10.8121 | 6.3008
2018-03-16 03:00 | 41.1536 | 21.3058 | 13.4519 | 68.3459 | 14.0789 | 19.5418 | 9.6537 | 7.0653
2018-03-16 04:00 | 41.2612 | 21.4006 | 13.8878 | 70.0894 | 13.9976 | 20.3858 | 9.0861 | 8.3522
2018-03-16 05:00 | 41.5461 | 21.4477 | 13.9587 | 69.7052 | 13.9533 | 20.413 | 9.9587 | 9.1909
2018-03-16 06:00 | 42.922 | 21.8677 | 14.5043 | 70.4038 | 14.1409 | 20.9847 | 11.3813 | 10.1683
2018-03-16 07:00 | 45.1113 | 22.4342 | 14.9602 | 69.9081 | 14.3984 | 21.5183 | 13.0196 | 11.4869
2018-03-16 08:00 | 43.7406 | 20.3845 | 14.4347 | 67.5917 | 14.3578 | 12.8615 | 14.4697 | 13.9844
2018-03-16 09:00 | 51.6298 | 25.1367 | 15.3724 | 66.1311 | 14.9043 | 24.036 | 16.8771 | 15.4184
2018-03-16 10:00 | 54.1041 | 26.0394 | 14.6572 | 62.2963 | 11.0876 | 20.7076 | 18.1868 | 16.1005
2018-03-16 11:00 | 57.1735 | 27.6885 | 14.4715 | 57.9486 | 10.3228 | 19.2051 | 20.438 | 16.7998
2018-03-16 12:00 | 60.3498 | 29.5877 | 14.6337 | 54.5883 | 10.3042 | 18.2057 | 22.0859 | 17.271
2018-03-16 13:00 | 63.0696 | 31.0276 | 14.6656 | 51.0486 | 10.4606 | 17.1424 | 23.1314 | 17.6017
2018-03-16 14:00 | 64.89 | 31.8041 | 14.8558 | 47.7578 | 10.7387 | 16.6655 | 23.5848 | 17.7214
2018-03-16 15:00 | 64.3562 | 31.8915 | 14.7182 | 44.0487 | 10.7492 | 15.9528 | 23.6279 | 17.6004
2018-03-16 16:00 | 64.2116 | 31.5499 | 14.5806 | 41.1527 | 10.4534 | 15.4677 | 23.5388 | 17.4822
2018-03-16 17:00 | 63.3827 | 30.2103 | 14.4717 | 39.6655 | 10.0491 | 15.3754 | 23.3808 | 17.4487
2018-03-16 18:00 | 60.0778 | 27.9093 | 14.0967 | 39.7596 | 9.8238 | 15.3656 | 23.1307 | 17.356
2018-03-16 19:00 | 55.6798 | 25.501 | 13.634 | 40.5404 | 9.7158 | 15.7281 | 22.7949 | 17.1752
2018-03-16 20:00 | 50.2214 | 23.4983 | 12.9534 | 42.0232 | 9.8037 | 15.7887 | 22.0992 | 16.8309
2018-03-16 21:00 | 45.9701 | 22.1198 | 12.3864 | 43.9568 | 10.3812 | 15.7009 | 21.1881 | 16.2697
2018-03-16 22:00 | 45.0694 | 22.5901 | 13.179 | 49.0792 | 14.0435 | 17.0475 | 20.5875 | 15.4543
2018-03-16 23:00 | 42.9596 | 21.9353 | 13.2297 | 53.2365 | 14.3677 | 17.8057 | 19.1291 | 13.2492
2018-03-17 | 41.6228 | 21.5263 | 13.4432 | 57.9991 | 14.6193 | 18.7266 | 17.0312 | 10.2398
2018-03-17 01:00 | 40.9937 | 21.3819 | 13.7807 | 63.2435 | 14.8327 | 19.5994 | 14.3196 | 7.738
2018-03-17 02:00 | 40.2428 | 21.3617 | 13.5438 | 66.341 | 14.8963 | 19.3184 | 10.854 | 6.546
2018-03-17 03:00 | 37.4218 | 20.2695 | 13.1137 | 67.7788 | 14.881 | 19.5891 | 6.8196 | 3.8813
2018-03-17 04:00 | 38.4619 | 20.641 | 13.9857 | 70.2223 | 14.9605 | 21.1563 | 6.7491 | 3.8373
2018-03-17 05:00 | 39.5014 | 20.8745 | 14.6347 | 71.4515 | 15.0597 | 22.1676 | 7.1528 | 4.1768
2018-03-17 06:00 | 40.2814 | 21.0465 | 14.8907 | 70.5128 | 15.2836 | 22.463 | 7.8565 | 4.8163
2018-03-17 07:00 | 40.7741 | 21.1988 | 14.9993 | 70.0485 | 15.4292 | 22.5914 | 8.9592 | 5.6336
2018-03-17 08:00 | 36.1211 | 18.1078 | 14.1609 | 68.4448 | 15.3647 | 13.099 | 10.1098 | 8.5546
2018-03-17 09:00 | 41.7372 | 21.7454 | 15.2638 | 67.9667 | 16.0969 | 25.8546 | 12.4933 | 9.9549
2018-03-17 10:00 | 40.3252 | 20.7659 | 14.1606 | 63.2714 | 12.1824 | 22.0887 | 13.7795 | 10.8391
2018-03-17 11:00 | 38.7998 | 20.1192 | 13.1541 | 58.7285 | 10.9706 | 19.7759 | 15.9154 | 11.9435
2018-03-17 12:00 | 38.0356 | 19.884 | 11.698 | 54.4086 | 10.5055 | 16.8539 | 18.1512 | 12.9745
2018-03-17 13:00 | 38.3702 | 19.8131 | 10.4612 | 50.1355 | 10.5524 | 14.2681 | 19.9372 | 14.1503
2018-03-17 14:00 | 39.0043 | 19.7745 | 9.7205 | 46.1415 | 10.7184 | 12.6224 | 21.5059 | 15.415
2018-03-17 15:00 | 39.7329 | 19.8032 | 9.3748 | 42.4291 | 10.7262 | 11.8494 | 22.6477 | 16.2821
2018-03-17 16:00 | 39.7891 | 19.8577 | 9.3133 | 39.7823 | 10.5622 | 11.6629 | 23.1271 | 16.7754
2018-03-17 17:00 | 39.8723 | 19.8833 | 9.2885 | 37.5148 | 10.2676 | 11.7547 | 22.8993 | 17.0238
2018-03-17 18:00 | 39.379 | 19.686 | 9.4535 | 37.2952 | 9.9187 | 12.4087 | 22.4108 | 17.0603
2018-03-17 19:00 | 38.9171 | 19.4042 | 9.7147 | 38.7808 | 9.7752 | 13.4186 | 22.0335 | 17.1259
2018-03-17 20:00 | 38.7072 | 19.1018 | 10.086 | 41.23 | 9.906 | 14.7941 | 21.5973 | 17.0975
2018-03-17 21:00 | 38.3573 | 18.9024 | 10.6761 | 44.8145 | 10.4741 | 16.3899 | 20.6799 | 16.7722
2018-03-17 22:00 | 38.9635 | 20.0587 | 11.9293 | 49.7746 | 14.1396 | 18.4335 | 19.4124 | 16.2162
2018-03-17 23:00 | 38.8366 | 20.1745 | 12.1582 | 53.6707 | 14.498 | 18.7998 | 16.874 | 14.418
2018-03-18 | 39.3937 | 20.4069 | 12.9314 | 58.8154 | 14.8603 | 19.7223 | 13.9831 | 11.8189
2018-03-18 01:00 | 39.9053 | 20.616 | 14.2032 | 65.0354 | 15.377 | 21.7369 | 11.2296 | 9.0893
2018-03-18 02:00 | 38.5663 | 19.9933 | 14.5189 | 68.4306 | 15.6205 | 22.0342 | 7.8016 | 7.2691
2018-03-18 03:00 | 40.1512 | 20.9221 | 14.4562 | 69.7649 | 15.7173 | 21.7972 | 6.8577 | 3.998
2018-03-18 04:00 | 40.5236 | 21.2362 | 14.8451 | 71.5483 | 15.8557 | 22.3588 | 6.8372 | 3.9553
2018-03-18 05:00 | 41.6206 | 21.6298 | 15.6936 | 73.2236 | 16.1489 | 23.6691 | 7.2681 | 4.3136
2018-03-18 06:00 | 42.4958 | 21.9635 | 16.1192 | 73.5102 | 16.508 | 24.2642 | 7.982 | 4.9542
2018-03-18 07:00 | 42.5786 | 22.1465 | 16.0425 | 72.9982 | 16.915 | 23.95 | 9.0949 | 5.7606
2018-03-18 08:00 | 43.0307 | 22.5016 | 16.2993 | 72.2415 | 17.3889 | 24.2158 | 10.685 | 9.5254
2018-03-18 09:00 | 43.7573 | 23.0124 | 16.7519 | 71.3198 | 17.9032 | 24.7591 | 12.657 | 10.8656
2018-03-18 10:00 | 35.746 | 18.204 | 14.2737 | 64.6303 | 13.3833 | 13.072 | 13.4057 | 11.5829
2018-03-18 11:00 | 38.9709 | 20.3037 | 13.1153 | 59.024 | 11.9615 | 22.0696 | 15.9526 | 12.4193
2018-03-18 12:00 | 37.6274 | 19.6176 | 11.3659 | 53.8091 | 10.6416 | 16.5294 | 18.3318 | 13.1687
2018-03-18 13:00 | 37.0948 | 19.2816 | 10.1177 | 49.6637 | 10.2008 | 13.6263 | 19.9668 | 14.1789
2018-03-18 14:00 | 37.5896 | 19.1006 | 9.3865 | 45.5615 | 10.2551 | 12.0972 | 21.462 | 15.3824
2018-03-18 15:00 | 39.2562 | 19.1894 | 8.9778 | 42.0355 | 10.2809 | 11.2611 | 22.5937 | 16.254
2018-03-18 16:00 | 40.1725 | 19.3477 | 8.7599 | 38.9792 | 10.2049 | 10.7496 | 23.062 | 16.6995
2018-03-18 17:00 | 40.8496 | 19.5228 | 8.7137 | 36.7207 | 10.1631 | 10.5798 | 22.8739 | 16.9259
2018-03-18 18:00 | 41.0607 | 19.6148 | 8.7024 | 36.4209 | 10.2048 | 10.6699 | 22.3944 | 16.8935
2018-03-18 19:00 | 40.3734 | 19.2735 | 8.4605 | 36.7221 | 10.025 | 10.7779 | 21.888 | 16.8149
2018-03-18 20:00 | 39.0089 | 18.6827 | 8.0617 | 37.7111 | 9.6551 | 10.8244 | 21.1835 | 16.5877
2018-03-18 21:00 | 37.7191 | 18.428 | 8.0388 | 40.1057 | 9.9494 | 11.3027 | 20.103 | 16.1169
2018-03-18 22:00 | 38.4696 | 19.5835 | 9.4472 | 45.9464 | 13.4798 | 13.2168 | 18.8681 | 15.5037
2018-03-18 23:00 | 37.1002 | 19.6134 | 9.9731 | 50.4827 | 13.6816 | 14.0091 | 16.3712 | 13.7096
2018-03-19 | 36.9059 | 19.7696 | 10.6005 | 55.009 | 13.8003 | 15.0127 | 13.4781 | 11.0966
2018-03-19 01:00 | 36.8713 | 19.7431 | 11.1295 | 59.6313 | 13.9527 | 15.8278 | 10.5702 | 8.2401
2018-03-19 02:00 | 35.8948 | 19.2673 | 11.673 | 63.1421 | 14.0521 | 16.5743 | 7.6393 | 6.47
2018-03-19 03:00 | 40.5431 | 21.5792 | 12.8747 | 65.6557 | 14.1238 | 17.4136 | 9.5645 | 7.0486
2018-03-19 04:00 | 41.6619 | 21.6623 | 13.424 | 68.2015 | 14.3274 | 18.5409 | 9.0843 | 8.3715
2018-03-19 05:00 | 42.907 | 22.1083 | 14.129 | 70.0923 | 14.6643 | 19.6871 | 10.0182 | 9.2609
2018-03-19 06:00 | 45.1446 | 22.8045 | 14.9328 | 70.5939 | 15.1891 | 20.8911 | 11.4744 | 10.2719
2018-03-19 07:00 | 47.9783 | 23.5683 | 15.6976 | 71.0086 | 15.8703 | 22.0756 | 13.1606 | 11.6429
2018-03-19 08:00 | 48.4377 | 21.9513 | 15.7422 | 69.5852 | 16.1604 | 16.6733 | 14.8505 | 14.9301
2018-03-19 09:00 | 55.8315 | 26.7161 | 17.1032 | 69.1632 | 16.9701 | 25.7668 | 17.1059 | 16.5437
2018-03-19 10:00 | 57.952 | 27.2193 | 16.1012 | 64.4324 | 12.9597 | 22.3085 | 18.4235 | 17.1747
2018-03-19 11:00 | 59.1676 | 27.9928 | 14.5257 | 58.3044 | 11.0616 | 18.7631 | 20.5423 | 17.3806
2018-03-19 12:00 | 60.9022 | 29.6674 | 13.4852 | 53.7835 | 10.0777 | 15.6235 | 22.1337 | 17.2525
2018-03-19 13:00 | 65.0219 | 31.6905 | 13.6336 | 50.276 | 10.3511 | 14.3109 | 23.1937 | 17.446
2018-03-19 14:00 | 67.6796 | 33.181 | 14.1123 | 47.211 | 11.0443 | 13.8633 | 23.9772 | 17.6532
2018-03-19 15:00 | 68.6164 | 33.8821 | 14.505 | 43.9946 | 11.4604 | 13.7309 | 24.2564 | 17.6765
2018-03-19 16:00 | 68.9572 | 33.9935 | 14.802 | 41.4692 | 11.6152 | 13.6556 | 24.4554 | 17.7457
2018-03-19 17:00 | 68.1673 | 32.9331 | 14.8212 | 39.7111 | 11.6502 | 13.4513 | 24.5775 | 17.8431
2018-03-19 18:00 | 65.2272 | 30.7432 | 14.414 | 39.6331 | 11.6777 | 13.1356 | 24.5617 | 17.8486
2018-03-19 19:00 | 60.895 | 28.2447 | 13.5264 | 40.0367 | 11.6188 | 12.7681 | 24.2079 | 17.6696
2018-03-19 20:00 | 56.0218 | 25.8681 | 12.2606 | 40.8201 | 11.174 | 12.1743 | 23.1467 | 17.1055
2018-03-19 21:00 | 52.0522 | 23.8351 | 11.0625 | 41.6545 | 10.9008 | 11.6456 | 21.5366 | 16.0877
2018-03-19 22:00 | 49.5498 | 23.293 | 11.2047 | 45.1137 | 13.7299 | 12.5385 | 20.3988 | 14.8762
2018-03-19 23:00 | 45.0766 | 22.0249 | 10.7439 | 48.9918 | 13.6577 | 12.6788 | 18.75 | 12.5569
2018-03-20 | 42.8802 | 21.2869 | 10.6072 | 53.3504 | 13.6033 | 13.1927 | 16.6787 | 9.5396
2018-03-20 01:00 | 41.6593 | 20.9507 | 10.6611 | 57.9972 | 13.5622 | 13.7961 | 13.9949 | 7.0509
2018-03-20 02:00 | 41.131 | 20.9089 | 10.7418 | 61.1356 | 13.4187 | 14.3655 | 10.7578 | 5.8989
2018-03-20 03:00 | 41.1701 | 20.913 | 10.9065 | 62.9446 | 13.2516 | 14.9248 | 9.5794 | 6.9906
2018-03-20 04:00 | 41.1969 | 20.9154 | 11.2107 | 64.8829 | 13.1475 | 15.6927 | 8.9995 | 8.2589
2018-03-20 05:00 | 41.6483 | 20.9944 | 11.4238 | 65.3902 | 13.1225 | 16.1514 | 9.875 | 9.0949
2018-03-20 06:00 | 43.1143 | 21.3439 | 11.7056 | 64.8632 | 13.2112 | 16.5961 | 11.2777 | 10.063
2018-03-20 07:00 | 44.8876 | 21.9191 | 11.9739 | 64.3534 | 13.3255 | 16.8726 | 12.9087 | 11.3812
2018-03-20 08:00 | 44.9363 | 20.4979 | 11.7663 | 62.5225 | 13.1557 | 11.5116 | 14.3727 | 13.4647
2018-03-20 09:00 | 51.8123 | 24.6197 | 12.7149 | 61.173 | 13.3245 | 18.9835 | 16.6913 | 14.8233
2018-03-20 10:00 | 54.2506 | 25.5798 | 12.0622 | 57.4627 | 9.7713 | 16.1616 | 18.0278 | 15.4754
2018-03-20 11:00 | 58.0275 | 27.6976 | 12.3158 | 54.9463 | 9.3685 | 15.1282 | 20.3417 | 16.2312
2018-03-20 12:00 | 62.7964 | 30.1032 | 12.7544 | 51.8967 | 9.4054 | 14.3056 | 21.8103 | 16.7587
2018-03-20 13:00 | 66.2577 | 32.0307 | 13.3774 | 48.5691 | 9.8585 | 13.8282 | 23.1925 | 17.2879
2018-03-20 14:00 | 67.2512 | 33.0377 | 13.9875 | 45.6554 | 10.4737 | 13.8665 | 23.9838 | 17.6522
2018-03-20 15:00 | 67.1192 | 33.5065 | 14.4569 | 43.2929 | 10.8133 | 14.0334 | 24.4018 | 17.7688
2018-03-20 16:00 | 66.553 | 33.3211 | 14.8199 | 41.2069 | 10.9941 | 14.2132 | 24.5326 | 17.8497
2018-03-20 17:00 | 65.2502 | 31.8896 | 14.6373 | 39.3063 | 10.8435 | 14.0158 | 24.4435 | 17.8702
2018-03-20 18:00 | 61.8477 | 29.3706 | 14.0369 | 37.7406 | 10.3665 | 13.5941 | 24.0848 | 17.7377
2018-03-20 19:00 | 57.2172 | 26.7078 | 13.0432 | 37.239 | 10.0459 | 13.0755 | 23.4254 | 17.4212
2018-03-20 20:00 | 52.9146 | 24.6581 | 12.0854 | 38.5714 | 9.9697 | 12.7426 | 22.4358 | 16.9139
2018-03-20 21:00 | 49.3415 | 23.2217 | 11.4943 | 41.3757 | 10.4211 | 13.0414 | 21.2757 | 16.1796
2018-03-20 22:00 | 47.1786 | 23.2967 | 12.2068 | 46.896 | 13.8596 | 14.6924 | 20.5331 | 15.1875
2018-03-20 23:00 | 44.8624 | 22.5462 | 11.9453 | 51.2912 | 13.9954 | 14.9774 | 18.9199 | 12.7986
2018-03-21 | 43.3005 | 21.9985 | 11.7111 | 55.4088 | 13.9877 | 15.2979 | 16.6919 | 9.5892
2018-03-21 01:00 | 42.4044 | 21.6857 | 11.4777 | 59.3301 | 13.9188 | 15.4953 | 13.8346 | 6.9072
2018-03-21 02:00 | 42.3891 | 21.6858 | 11.4636 | 62.6826 | 13.7399 | 15.9736 | 10.8857 | 5.6193
2018-03-21 03:00 | 39.52 | 20.5455 | 10.6689 | 63.8747 | 13.4711 | 15.8411 | 9.6387 | 7.0041
2018-03-21 04:00 | 40.116 | 20.5222 | 10.7806 | 65.4276 | 13.2551 | 15.9248 | 9.0046 | 8.2448
2018-03-21 05:00 | 40.3949 | 20.5199 | 11.055 | 66.1123 | 13.1293 | 16.3507 | 9.8606 | 9.0734
2018-03-21 06:00 | 41.1279 | 20.6506 | 11.2632 | 65.541 | 13.1661 | 16.7269 | 11.2494 | 10.0344
2018-03-21 07:00 | 41.5564 | 20.7515 | 11.299 | 64.5694 | 13.2804 | 16.8298 | 12.8687 | 11.3608
2018-03-21 08:00 | 38.3554 | 18.517 | 10.9288 | 63.0269 | 13.1589 | 11.6242 | 14.3709 | 13.2147
2018-03-21 09:00 | 42.8869 | 21.6256 | 11.5835 | 61.5987 | 13.1475 | 19.1837 | 16.6837 | 14.5585
2018-03-21 10:00 | 42.5375 | 20.9721 | 10.5004 | 57.395 | 9.6225 | 16.4513 | 18.0319 | 15.1648
2018-03-21 11:00 | 43.1204 | 21.1668 | 10.2254 | 54.7676 | 9.4291 | 15.5085 | 20.4145 | 16.0867
2018-03-21 12:00 | 44.8187 | 21.983 | 10.2029 | 52.0457 | 9.6207 | 15.1822 | 21.9109 | 16.8381
2018-03-21 13:00 | 46.4518 | 22.7164 | 10.1895 | 49.2681 | 9.9384 | 15.0814 | 23.4389 | 17.4958
2018-03-21 14:00 | 46.9214 | 23.0363 | 10.1654 | 46.1503 | 10.1567 | 15.1228 | 24.2798 | 17.8381
2018-03-21 15:00 | 46.5958 | 23.1458 | 9.9464 | 42.6757 | 10.0099 | 14.8362 | 24.4082 | 17.7851
2018-03-21 16:00 | 46.9677 | 23.3954 | 9.8135 | 39.7785 | 9.7661 | 14.2981 | 24.4157 | 17.707
2018-03-21 17:00 | 48.6393 | 23.7556 | 9.7312 | 37.6377 | 9.5835 | 13.6214 | 24.3478 | 17.6759
2018-03-21 18:00 | 48.9369 | 23.7063 | 9.6504 | 36.903 | 9.5477 | 12.9348 | 24.1985 | 17.6632
2018-03-21 19:00 | 47.8926 | 23.2232 | 9.3655 | 37.6044 | 9.7874 | 12.5097 | 24.0663 | 17.5839
2018-03-21 20:00 | 46.3267 | 22.5979 | 8.9479 | 39.4443 | 10.0184 | 12.2189 | 23.3073 | 17.1931
2018-03-21 21:00 | 45.1584 | 22.0848 | 8.6059 | 41.6327 | 10.3347 | 12.0883 | 22.0106 | 16.3365
2018-03-21 22:00 | 46.4681 | 22.9643 | 9.6235 | 46.4898 | 13.7102 | 13.6023 | 21.0663 | 15.1851
2018-03-21 23:00 | 46.4331 | 22.9683 | 9.7002 | 50.142 | 13.86 | 13.7571 | 19.2055 | 12.6489
2018-03-22 | 46.2083 | 22.8582 | 9.79 | 54.2422 | 13.7624 | 13.9488 | 16.7605 | 9.2666
2018-03-22 01:00 | 45.0915 | 22.3511 | 9.9497 | 58.5461 | 13.6662 | 14.2496 | 13.7536 | 6.5173
2018-03-22 02:00 | 43.1781 | 21.544 | 10.0911 | 61.5172 | 13.4828 | 14.5674 | 11.0291 | 5.1195
2018-03-22 03:00 | 46.0776 | 23.1367 | 10.9284 | 62.9563 | 13.2656 | 14.8825 | 9.7375 | 7.0264
2018-03-22 04:00 | 45.6186 | 23.1072 | 10.9876 | 64.461 | 13.0967 | 15.0821 | 9.0766 | 8.2749
2018-03-22 05:00 | 46.0867 | 23.1351 | 11.0466 | 64.7599 | 12.9333 | 15.193 | 9.9216 | 9.0824
2018-03-22 06:00 | 47.6466 | 23.3205 | 11.1782 | 64.4984 | 12.9204 | 15.3484 | 11.3152 | 10.0572
2018-03-22 07:00 | 49.6145 | 23.8033 | 11.3209 | 64.3196 | 12.9865 | 15.4208 | 12.9458 | 11.3964
2018-03-22 08:00 | 50.7546 | 22.7683 | 11.101 | 62.6859 | 12.7988 | 11.5827 | 14.4098 | 12.6806
2018-03-22 09:00 | 58.4164 | 26.7157 | 12.0377 | 61.4258 | 12.6438 | 17.0085 | 16.7078 | 13.9712
2018-03-22 10:00 | 61.3192 | 27.7933 | 11.6383 | 58.4681 | 9.2608 | 14.8136 | 18.2072 | 14.8113
2018-03-22 11:00 | 65.6491 | 30.3801 | 12.3711 | 55.7967 | 9.2874 | 14.5425 | 20.6542 | 15.9014
2018-03-22 12:00 | 69.08 | 32.6486 | 13.2322 | 53.6948 | 9.5106 | 14.7691 | 22.047 | 16.8064
2018-03-22 13:00 | 70.1895 | 33.8303 | 14.116 | 51.0522 | 9.7485 | 15.4746 | 23.3156 | 17.4906
2018-03-22 14:00 | 68.8997 | 33.9145 | 14.3189 | 47.0847 | 9.8212 | 15.2369 | 23.7895 | 17.7304
2018-03-22 15:00 | 68.0136 | 33.769 | 14.429 | 43.5356 | 9.7098 | 14.9689 | 23.9426 | 17.7279
2018-03-22 16:00 | 67.4188 | 33.3512 | 14.4398 | 41.3436 | 9.5227 | 14.6069 | 23.9354 | 17.6488
2018-03-22 17:00 | 66.0968 | 31.996 | 14.2498 | 39.5353 | 9.4445 | 14.0929 | 23.7739 | 17.6159
2018-03-22 18:00 | 62.647 | 29.4803 | 13.7274 | 38.7453 | 9.3527 | 13.558 | 23.4206 | 17.498
2018-03-22 19:00 | 57.6898 | 26.9067 | 13.081 | 39.7476 | 9.5495 | 13.5692 | 23.0804 | 17.3257
2018-03-22 20:00 | 53.2689 | 24.8895 | 12.3609 | 41.6142 | 9.7681 | 13.7457 | 22.3649 | 16.9061
2018-03-22 21:00 | 50.4679 | 23.4011 | 11.8256 | 45.7458 | 9.9611 | 14.0439 | 21.2258 | 16.0858
2018-03-22 22:00 | 49.4381 | 23.6017 | 12.8657 | 51.969 | 13.5266 | 16.134 | 20.4968 | 15.0824
2018-03-22 23:00 | 47.2392 | 23.0131 | 13.2183 | 57.5016 | 13.8783 | 17.2489 | 18.9179 | 12.7816
2018-03-23 | 45.2839 | 22.425 | 13.1565 | 60.4495 | 13.993 | 17.7198 | 16.7162 | 9.6582
2018-03-23 01:00 | 43.1827 | 21.872 | 12.717 | 62.3217 | 14.0842 | 17.5726 | 13.8921 | 7.0612
2018-03-23 02:00 | 41.4769 | 21.7553 | 12.7689 | 64.8105 | 14.1564 | 18.1492 | 10.8926 | 5.9107
2018-03-23 03:00 | 41.205 | 21.7987 | 12.7553 | 66.0583 | 14.0813 | 18.3849 | 9.684 | 7.0473
2018-03-23 04:00 | 41.291 | 21.8994 | 12.8313 | 67.5358 | 14.0707 | 18.2789 | 9.0815 | 8.3268
2018-03-23 05:00 | 41.5897 | 22.0658 | 13.0073 | 68.1574 | 14.0916 | 18.3995 | 9.9522 | 9.1632
2018-03-23 06:00 | 43.1991 | 22.4516 | 13.4213 | 67.8547 | 14.2122 | 19.0555 | 11.3437 | 10.1306
2018-03-23 07:00 | 45.8437 | 23.0966 | 13.9035 | 67.5316 | 14.5052 | 19.524 | 12.9865 | 11.4612
2018-03-23 08:00 | 45.2448 | 21.2476 | 13.9926 | 66.366 | 14.5487 | 12.7703 | 14.4771 | 13.6886
2018-03-23 09:00 | 53.8061 | 26.0362 | 15.7276 | 65.9166 | 14.736 | 23.7778 | 16.786 | 15.1744
2018-03-23 10:00 | 56.049 | 26.7071 | 14.9122 | 61.2448 | 11.0139 | 20.5873 | 18.2191 | 15.9298
2018-03-23 11:00 | 58.7411 | 28.4185 | 14.5557 | 57.707 | 10.2326 | 18.8717 | 20.5818 | 16.6627
2018-03-23 12:00 | 61.4294 | 30.2158 | 13.9676 | 54.2792 | 9.9865 | 16.7142 | 22.0605 | 17.1335
2018-03-23 13:00 | 65.2115 | 31.8769 | 13.7934 | 50.6577 | 10.3908 | 14.9332 | 23.2522 | 17.5133
2018-03-23 14:00 | 67.0541 | 33.0046 | 14.0506 | 46.953 | 11.033 | 13.8636 | 23.9059 | 17.7009
2018-03-23 15:00 | 67.8567 | 33.5765 | 14.3747 | 43.6595 | 11.4065 | 13.4849 | 24.2953 | 17.689
2018-03-23 16:00 | 68.1621 | 33.5284 | 14.5994 | 41.0259 | 11.526 | 13.3751 | 24.4405 | 17.7353
2018-03-23 17:00 | 67.2527 | 32.3419 | 14.5428 | 39.4529 | 11.5356 | 13.2335 | 24.425 | 17.7929
2018-03-23 18:00 | 64.0989 | 30.0172 | 14.0336 | 39.4201 | 11.5243 | 13.0083 | 24.2806 | 17.7381
2018-03-23 19:00 | 59.6356 | 27.4934 | 13.1838 | 40.1252 | 11.4566 | 12.7499 | 23.8685 | 17.5339
2018-03-23 20:00 | 54.7217 | 25.2467 | 12.155 | 41.516 | 11.1704 | 12.5396 | 22.8 | 17.0028
2018-03-23 21:00 | 50.2438 | 23.2397 | 11.2184 | 42.643 | 10.7705 | 12.505 | 21.3152 | 16.0937
2018-03-23 22:00 | 47.7478 | 22.9079 | 11.857 | 46.7392 | 13.7505 | 14.1717 | 20.4564 | 15.0317
2018-03-23 23:00 | 44.7193 | 22.0565 | 11.8552 | 51.1252 | 13.8759 | 14.8166 | 18.838 | 12.6951
2018-03-24 | 42.4412 | 21.3385 | 11.6414 | 55.489 | 13.7936 | 14.9398 | 16.6158 | 9.5371
2018-03-24 01:00 | 40.5804 | 20.9158 | 11.4888 | 59.8226 | 13.7612 | 15.1118 | 13.8044 | 6.9549
2018-03-24 02:00 | 39.7887 | 20.8168 | 11.4645 | 62.7975 | 13.6669 | 15.4725 | 10.8289 | 5.8662
2018-03-24 03:00 | 37.1402 | 19.5626 | 11.0252 | 64.0053 | 13.5331 | 16.0907 | 6.7589 | 3.7729
2018-03-24 04:00 | 37.3205 | 19.8083 | 11.7043 | 65.9476 | 13.4915 | 17.2208 | 6.6567 | 3.7071
2018-03-24 05:00 | 37.3933 | 20.0089 | 11.9328 | 66.5737 | 13.4957 | 17.5953 | 7.0095 | 4.0205
2018-03-24 06:00 | 37.8611 | 20.1198 | 12.1378 | 65.6372 | 13.6434 | 18.0267 | 7.6915 | 4.6559
2018-03-24 07:00 | 39.0066 | 20.3722 | 12.9429 | 66.0355 | 13.9485 | 19.4412 | 8.8202 | 5.4999
2018-03-24 08:00 | 35.2845 | 17.9269 | 13.022 | 65.4995 | 14.038 | 12.6477 | 10.003 | 7.9572
2018-03-24 09:00 | 39.5789 | 20.7065 | 13.534 | 63.8393 | 14.0077 | 22.8404 | 12.2086 | 9.2331
2018-03-24 10:00 | 38.0579 | 19.7489 | 12.3645 | 59.5643 | 10.3513 | 19.6372 | 13.6139 | 10.1628
2018-03-24 11:00 | 38.2782 | 19.8217 | 12.6255 | 57.6185 | 9.944 | 19.4607 | 15.8793 | 11.3768
2018-03-24 12:00 | 39.0222 | 19.9554 | 12.0472 | 54.5043 | 9.8833 | 17.7732 | 17.8789 | 12.5516
2018-03-24 13:00 | 40.2528 | 20.0412 | 10.8616 | 50.3971 | 10.197 | 15.0912 | 19.8 | 13.8335
2018-03-24 14:00 | 41.288 | 20.2071 | 10.2169 | 46.5965 | 10.686 | 13.6022 | 21.4897 | 15.2108
2018-03-24 15:00 | 42.1071 | 20.3944 | 9.7887 | 43.1668 | 10.9829 | 12.6522 | 22.7587 | 16.2164
2018-03-24 16:00 | 42.2766 | 20.4509 | 9.3951 | 39.9268 | 10.9601 | 11.8137 | 23.2834 | 16.7812
2018-03-24 17:00 | 42.1605 | 20.5483 | 9.4368 | 38.3142 | 10.9296 | 11.5858 | 23.1379 | 17.0703
2018-03-24 18:00 | 41.9881 | 20.4821 | 9.662 | 38.5432 | 10.9497 | 12.2352 | 22.6438 | 17.0558
2018-03-24 19:00 | 40.9334 | 19.9546 | 9.3678 | 38.6945 | 10.7942 | 12.4231 | 22.0524 | 16.9675
2018-03-24 20:00 | 39.1156 | 19.3189 | 9.113 | 40.3069 | 10.5548 | 12.6757 | 21.339 | 16.7521
2018-03-24 21:00 | 37.505 | 18.7019 | 9.0871 | 42.521 | 10.4453 | 13.2541 | 20.1496 | 16.2231
2018-03-24 22:00 | 37.3145 | 19.6029 | 10.3427 | 47.6649 | 13.7428 | 14.7762 | 18.9288 | 15.6374
2018-03-24 23:00 | 36.9399 | 19.7869 | 10.8116 | 52.2297 | 14.086 | 15.5173 | 16.5249 | 13.8854
2018-03-25 | 37.3933 | 20.0106 | 11.454 | 57.0586 | 14.1864 | 16.7151 | 13.6251 | 11.2669
2018-03-25 01:00 | 37.5854 | 20.0827 | 12.4037 | 62.3103 | 14.3331 | 18.3199 | 10.7559 | 8.4438
2018-03-25 02:00 | 36.7199 | 19.5575 | 13.4724 | 65.9977 | 14.4184 | 20.0851 | 7.707 | 6.6012
2018-03-25 03:00 | 38.4146 | 20.409 | 13.4246 | 67.1948 | 14.3235 | 20.0446 | 6.7491 | 3.8518
2018-03-25 04:00 | 38.7765 | 20.6442 | 13.4507 | 68.5725 | 14.2802 | 20.1561 | 6.6938 | 3.7815
2018-03-25 05:00 | 39.7779 | 20.9543 | 14.2134 | 70.1884 | 14.3313 | 21.6338 | 7.0972 | 4.1279
2018-03-25 06:00 | 41.2502 | 21.3814 | 15.4813 | 71.1828 | 14.5867 | 23.904 | 7.8554 | 4.8037
2018-03-25 07:00 | 42.0413 | 21.6322 | 15.954 | 71.9517 | 14.988 | 24.513 | 8.9799 | 5.6293
2018-03-25 08:00 | 42.1697 | 21.7308 | 16.1399 | 71.1438 | 15.3237 | 24.7162 | 10.5536 | 8.7369
2018-03-25 09:00 | 42.5711 | 21.8982 | 16.7122 | 69.7385 | 15.1868 | 25.5907 | 12.4053 | 10.0373
2018-03-25 10:00 | 34.9416 | 17.0668 | 15.0726 | 64.1558 | 11.1914 | 12.6684 | 13.2772 | 10.8864
2018-03-25 11:00 | 39.9726 | 20.2023 | 15.0553 | 60.3157 | 10.6446 | 26.4824 | 15.951 | 11.9524
2018-03-25 12:00 | 40.0901 | 20.0284 | 13.8363 | 56.7391 | 10.2745 | 21.8199 | 18.3267 | 12.9859
2018-03-25 13:00 | 40.6369 | 19.922 | 12.8238 | 52.9143 | 10.4302 | 19.2067 | 20.1357 | 14.2289
2018-03-25 14:00 | 40.7057 | 19.8411 | 11.9864 | 49.0371 | 10.8169 | 17.5131 | 21.7253 | 15.551
2018-03-25 15:00 | 40.9484 | 19.8297 | 11.3928 | 45.1391 | 10.9105 | 16.3235 | 22.861 | 16.4434
2018-03-25 16:00 | 40.7552 | 19.751 | 10.897 | 41.9199 | 10.7371 | 15.196 | 23.2761 | 16.8956
2018-03-25 17:00 | 41.3065 | 19.7813 | 10.5561 | 39.678 | 10.5546 | 14.4521 | 23.0281 | 17.0926
2018-03-25 18:00 | 41.4666 | 19.864 | 10.6149 | 40.1119 | 10.6055 | 14.6641 | 22.5434 | 17.0539
2018-03-25 19:00 | 40.2418 | 19.5187 | 10.3217 | 40.9548 | 10.583 | 14.7215 | 22.0316 | 16.9668
2018-03-25 20:00 | 39.1197 | 18.9967 | 9.9633 | 42.619 | 10.4557 | 14.9138 | 21.3892 | 16.7842
2018-03-25 21:00 | 37.5882 | 18.4675 | 9.6037 | 44.4235 | 10.1988 | 14.7336 | 20.2871 | 16.3282
2018-03-25 22:00 | 38.7523 | 19.5609 | 11.4287 | 49.843 | 13.6357 | 17.2758 | 19.1917 | 15.8617
2018-03-25 23:00 | 38.6016 | 19.9433 | 12.1801 | 54.4376 | 14.0111 | 18.4036 | 16.7843 | 14.1599
2018-03-26 | 38.5462 | 20.1313 | 12.6516 | 58.4389 | 14.1235 | 19.3086 | 13.8228 | 11.5293
2018-03-26 01:00 | 38.1588 | 20.1132 | 12.9633 | 62.8578 | 14.2509 | 19.7315 | 10.9076 | 8.6638
2018-03-26 02:00 | 37.0029 | 19.589 | 13.1893 | 66.2653 | 14.351 | 19.6625 | 7.6981 | 6.8686
2018-03-26 03:00 | 41.7453 | 21.8884 | 14.0595 | 68.8836 | 14.3289 | 19.9318 | 9.5958 | 7.1084
2018-03-26 04:00 | 41.8029 | 21.8926 | 14.4349 | 70.6567 | 14.3545 | 20.631 | 9.1036 | 8.3968
2018-03-26 05:00 | 43.0875 | 22.166 | 15.3696 | 71.9576 | 14.5161 | 22.086 | 10.0517 | 9.2799
2018-03-26 06:00 | 45.2065 | 22.7545 | 16.1754 | 72.5369 | 14.8246 | 23.3652 | 11.4949 | 10.2653
2018-03-26 07:00 | 47.3602 | 23.4513 | 16.4077 | 72.2719 | 15.1415 | 23.4661 | 13.1417 | 11.5821
2018-03-26 08:00 | 45.5172 | 20.8874 | 15.7597 | 70.5057 | 15.2033 | 13.3913 | 14.5378 | 14.6387
2018-03-26 09:00 | 53.9871 | 26.0787 | 16.6469 | 68.4485 | 15.3319 | 26.1107 | 16.8987 | 16.0663
2018-03-26 10:00 | 54.9798 | 26.2263 | 15.2261 | 61.8027 | 11.3153 | 21.4806 | 18.2126 | 16.555
2018-03-26 11:00 | 57.21 | 27.4901 | 13.9717 | 57.2497 | 10.1061 | 18.2522 | 20.382 | 16.9298
2018-03-26 12:00 | 61.1114 | 29.4703 | 13.3976 | 53.5745 | 9.803 | 16.0005 | 21.9337 | 17.1211
2018-03-26 13:00 | 65.5219 | 31.3529 | 13.5372 | 50.076 | 10.1801 | 14.7409 | 22.9783 | 17.3983
2018-03-26 14:00 | 67.0987 | 32.3829 | 13.8218 | 46.2055 | 10.7048 | 14.0372 | 23.4895 | 17.5314
2018-03-26 15:00 | 68.2007 | 32.9412 | 14.0334 | 42.6606 | 10.9293 | 13.574 | 23.6415 | 17.4364
2018-03-26 16:00 | 68.0423 | 32.9255 | 14.1817 | 39.972 | 11.0155 | 13.3789 | 23.6872 | 17.4168
2018-03-26 17:00 | 66.9414 | 31.8237 | 14.0815 | 38.4532 | 11.0915 | 13.0647 | 23.6476 | 17.4416
2018-03-26 18:00 | 63.863 | 29.6332 | 13.6837 | 38.5524 | 11.1652 | 12.6296 | 23.5342 | 17.4213
2018-03-26 19:00 | 59.7575 | 27.3392 | 12.9914 | 39.7842 | 11.2532 | 12.3258 | 23.2674 | 17.2833
2018-03-26 20:00 | 55.2714 | 25.2174 | 11.9468 | 41.3295 | 11.1045 | 12.028 | 22.437 | 16.8093
2018-03-26 21:00 | 50.8327 | 23.1336 | 10.889 | 42.7572 | 10.4837 | 11.8148 | 21.095 | 15.9223
2018-03-26 22:00 | 47.4277 | 22.6896 | 11.3569 | 46.7166 | 13.5126 | 13.3785 | 20.39 | 14.9729
2018-03-26 23:00 | 44.4314 | 21.7665 | 11.1872 | 50.8857 | 13.6734 | 13.945 | 18.9381 | 12.7882
2018-03-27 | 42.3169 | 21.0682 | 11.0542 | 55.1002 | 13.6276 | 14.4399 | 16.8666 | 9.7513
2018-03-27 01:00 | 41.0057 | 20.7295 | 11.2081 | 59.7753 | 13.5961 | 15.1796 | 14.2471 | 7.3029
2018-03-27 02:00 | 40.2576 | 20.7229 | 11.4548 | 62.9967 | 13.4953 | 16.0257 | 10.7592 | 6.1786
2018-03-27 03:00 | 39.8792 | 20.7772 | 11.7419 | 64.7729 | 13.3696 | 16.7245 | 9.605 | 7.0275
2018-03-27 04:00 | 39.9772 | 20.9882 | 12.1264 | 66.8362 | 13.3305 | 17.4205 | 9.0507 | 8.3051
2018-03-27 05:00 | 40.549 | 21.1334 | 12.6485 | 67.8823 | 13.398 | 18.1531 | 9.9563 | 9.1666
2018-03-27 06:00 | 42.9822 | 21.5434 | 13.0969 | 67.1866 | 13.6383 | 18.7588 | 11.3913 | 10.1417
2018-03-27 07:00 | 45.4999 | 22.2866 | 13.7444 | 67.6214 | 13.9644 | 19.5664 | 13.0704 | 11.4888
2018-03-27 08:00 | 44.5933 | 20.4978 | 13.5827 | 66.1684 | 13.9266 | 12.3004 | 14.4937 | 14.1674
2018-03-27 09:00 | 52.3991 | 25.1411 | 14.6783 | 64.6672 | 13.9143 | 22.5492 | 16.86 | 15.5673
2018-03-27 10:00 | 53.3583 | 25.3373 | 13.0164 | 58.2055 | 9.8597 | 17.9447 | 18.1089 | 15.8617
2018-03-27 11:00 | 58.442 | 27.5101 | 12.299 | 55.3025 | 9.3403 | 15.2856 | 20.3275 | 16.2102
2018-03-27 12:00 | 65.6132 | 30.5754 | 12.571 | 52.8323 | 9.6227 | 13.8912 | 21.7928 | 16.6677
2018-03-27 13:00 | 69.433 | 33.0211 | 13.389 | 50.1996 | 10.4577 | 13.3924 | 23.244 | 17.2624
2018-03-27 14:00 | 70.8548 | 34.5817 | 14.1978 | 47.5567 | 11.3379 | 13.3889 | 24.2551 | 17.6982
2018-03-27 15:00 | 71.2005 | 35.4116 | 14.8379 | 45.0197 | 11.8956 | 13.4874 | 24.7143 | 17.856
2018-03-27 16:00 | 71.3186 | 35.6592 | 15.3885 | 43.3815 | 12.3104 | 13.6464 | 24.9983 | 18.0468
2018-03-27 17:00 | 70.6832 | 34.9107 | 15.6585 | 42.5141 | 12.6514 | 13.6567 | 25.2855 | 18.2445
2018-03-27 18:00 | 67.7095 | 32.9082 | 15.4388 | 42.6592 | 12.9696 | 13.5829 | 25.4391 | 18.3436
2018-03-27 19:00 | 63.5402 | 30.5251 | 14.7057 | 43.4681 | 13.076 | 13.467 | 25.2459 | 18.2353
2018-03-27 20:00 | 58.8262 | 28.0825 | 13.4141 | 44.3526 | 12.7673 | 13.0185 | 24.2011 | 17.7
2018-03-27 21:00 | 54.289 | 25.3615 | 11.7533 | 44.0963 | 11.7387 | 12.1131 | 22.2785 | 16.4965
2018-03-27 22:00 | 50.9843 | 24.0667 | 11.3701 | 45.6925 | 14.1236 | 12.5815 | 20.7397 | 15.0015
2018-03-27 23:00 | 46.847 | 22.6289 | 10.7039 | 49.2513 | 13.8968 | 12.4234 | 18.8194 | 12.4591
2018-03-28 | 43.3836 | 21.4534 | 10.2532 | 53.5184 | 13.5845 | 12.4485 | 16.4757 | 9.2376
2018-03-28 01:00 | 41.2826 | 20.7502 | 10.0575 | 57.7295 | 13.3868 | 12.7736 | 13.7934 | 6.7306
2018-03-28 02:00 | 39.8654 | 20.4615 | 10.0729 | 60.7728 | 13.1566 | 13.3634 | 10.7564 | 5.633
2018-03-28 03:00 | 36.91 | 19.4138 | 9.5464 | 62.4726 | 12.8918 | 13.8916 | 9.5677 | 6.9468
2018-03-28 04:00 | 36.8652 | 19.5537 | 9.9162 | 64.2204 | 12.7307 | 14.5252 | 8.9811 | 8.2175
2018-03-28 05:00 | 36.7702 | 19.635 | 10.2852 | 64.762 | 12.6849 | 15.1369 | 9.8625 | 9.0613
2018-03-28 06:00 | 37.4091 | 19.8231 | 10.73 | 64.4537 | 12.8472 | 15.8583 | 11.2724 | 10.0288
2018-03-28 07:00 | 38.9519 | 20.1272 | 11.372 | 64.9585 | 13.1781 | 16.8695 | 12.9581 | 11.4085
2018-03-28 08:00 | 36.6011 | 17.9575 | 11.349 | 63.9848 | 13.2538 | 11.7598 | 14.4374 | 13.9403
2018-03-28 09:00 | 39.8236 | 20.9269 | 11.9406 | 62.368 | 13.0441 | 19.8827 | 16.7262 | 15.2673
2018-03-28 10:00 | 38.4195 | 19.7774 | 10.3555 | 57.0216 | 9.3687 | 16.4521 | 18.0746 | 15.7661
2018-03-28 11:00 | 40.0906 | 19.9897 | 9.3364 | 54.968 | 9.1873 | 14.0487 | 20.3728 | 16.2006
2018-03-28 12:00 | 44.669 | 21.597 | 9.1635 | 53.2344 | 9.7814 | 12.7999 | 21.8142 | 16.6058
2018-03-28 13:00 | 48.2558 | 23.2811 | 9.6427 | 51.524 | 11.0697 | 12.889 | 23.6244 | 17.3919
2018-03-28 14:00 | 49.7612 | 24.3595 | 10.217 | 49.8874 | 12.4615 | 13.4978 | 25.1039 | 18.112
2018-03-28 15:00 | 50.5766 | 25.4575 | 10.9135 | 48.4331 | 13.4482 | 14.251 | 26.1161 | 18.5985
2018-03-28 16:00 | 51.4661 | 26.5158 | 11.6798 | 46.9606 | 14.0689 | 14.9776 | 26.7096 | 18.9639
2018-03-28 17:00 | 53.0282 | 27.3064 | 12.3128 | 46.2082 | 14.4981 | 15.4422 | 26.9558 | 19.2332
2018-03-28 18:00 | 53.2541 | 27.3164 | 12.6108 | 46.2657 | 14.7329 | 15.5912 | 26.984 | 19.3115
2018-03-28 19:00 | 51.8574 | 26.5152 | 12.2202 | 46.7591 | 14.6789 | 15.4263 | 26.6935 | 19.13
2018-03-28 20:00 | 49.9121 | 25.4458 | 11.3374 | 47.8429 | 14.2245 | 14.8266 | 25.5946 | 18.5617
2018-03-28 21:00 | 47.0848 | 23.5191 | 9.9081 | 47.432 | 12.8765 | 13.3841 | 23.5048 | 17.2608
2018-03-28 22:00 | 45.7081 | 22.7034 | 9.539 | 47.5494 | 14.9152 | 13.1426 | 21.5435 | 15.5007
2018-03-28 23:00 | 43.7887 | 21.7987 | 9.0644 | 49.6287 | 14.4701 | 12.4906 | 19.1861 | 12.5966
2018-03-29 | 42.985 | 21.2802 | 8.8695 | 53.289 | 13.9752 | 12.1783 | 16.6618 | 9.0563
2018-03-29 01:00 | 41.5564 | 20.7204 | 8.8008 | 57.1806 | 13.6294 | 11.9836 | 13.7011 | 6.2698
2018-03-29 02:00 | 39.1873 | 19.7292 | 8.8067 | 59.961 | 13.2381 | 11.959 | 10.8986 | 4.9406
2018-03-29 03:00 | 42.6741 | 21.1356 | 9.5578 | 61.1766 | 12.8413 | 11.9589 | 9.6225 | 6.9314
2018-03-29 04:00 | 41.74 | 20.9082 | 9.6931 | 62.8824 | 12.5776 | 12.2597 | 8.9694 | 8.178
2018-03-29 05:00 | 41.0299 | 20.7065 | 9.8257 | 63.2875 | 12.4225 | 12.5221 | 9.8076 | 8.9998
2018-03-29 06:00 | 40.8474 | 20.783 | 10.1919 | 62.5794 | 12.4468 | 13.1519 | 11.1911 | 9.9828
2018-03-29 07:00 | 43.1074 | 21.4224 | 10.7903 | 62.6267 | 12.6058 | 13.9974 | 12.8443 | 11.3259
2018-03-29 08:00 | 44.0085 | 20.3353 | 10.8928 | 61.3205 | 12.5362 | 11.05 | 14.3414 | 13.1448
2018-03-29 09:00 | 50.715 | 24.0712 | 11.8222 | 59.889 | 12.2206 | 15.8884 | 16.5758 | 14.6459
2018-03-29 10:00 | 53.6257 | 25.0258 | 10.9241 | 55.4527 | 8.9139 | 13.4178 | 17.9972 | 15.2683
2018-03-29 11:00 | 60.9165 | 28.2113 | 11.2996 | 54.7222 | 9.1486 | 12.1935 | 20.4422 | 15.8639
2018-03-29 12:00 | 68.2542 | 31.9673 | 12.5619 | 54.0327 | 10.1974 | 12.2969 | 22.002 | 16.6403
2018-03-29 13:00 | 72.7645 | 35.3287 | 14.213 | 53.0231 | 11.9888 | 13.1128 | 24.2394 | 17.7993
2018-03-29 14:00 | 74.5525 | 37.5975 | 15.812 | 52.2901 | 13.7279 | 14.2602 | 26.0244 | 18.7549
2018-03-29 15:00 | 75.4248 | 38.9559 | 17.0689 | 50.6803 | 14.823 | 15.4252 | 27.0369 | 19.223
2018-03-29 16:00 | 75.7454 | 39.5107 | 18.0301 | 49.3902 | 15.4807 | 16.5452 | 27.6382 | 19.5786
2018-03-29 17:00 | 75.4276 | 38.8337 | 18.4715 | 48.8812 | 15.9442 | 17.1613 | 27.7998 | 19.7942
2018-03-29 18:00 | 73.0126 | 36.7317 | 18.2421 | 49.3319 | 16.149 | 17.3081 | 27.7065 | 19.818
2018-03-29 19:00 | 68.6688 | 34.0772 | 17.3389 | 49.9815 | 15.9951 | 17.1099 | 27.3375 | 19.6251
2018-03-29 20:00 | 63.4067 | 31.4712 | 15.8966 | 50.2429 | 15.3914 | 16.374 | 26.2808 | 19.0634
2018-03-29 21:00 | 57.9765 | 28.4497 | 13.8883 | 49.7652 | 13.9064 | 14.7798 | 24.3087 | 17.7626
2018-03-29 22:00 | 54.2719 | 26.3154 | 12.6396 | 49.6589 | 15.6826 | 13.9017 | 22.2192 | 15.9071
2018-03-29 23:00 | 50.143 | 24.2054 | 11.2807 | 51.2052 | 15.0442 | 12.7488 | 19.5094 | 12.7877
2018-03-30 | 46.9399 | 22.9156 | 10.5248 | 54.2834 | 14.428 | 12.2879 | 16.856 | 9.1696
2018-03-30 01:00 | 45.2131 | 22.1788 | 10.0229 | 57.9683 | 13.9655 | 12.0175 | 13.9 | 6.3375
2018-03-30 02:00 | 43.5271 | 21.5931 | 9.6604 | 60.2493 | 13.4574 | 11.8989 | 10.9657 | 4.9782
2018-03-30 03:00 | 41.4111 | 21.1149 | 9.4553 | 61.1765 | 12.9978 | 11.7706 | 9.6382 | 6.9683
2018-03-30 04:00 | 40.5707 | 20.8978 | 9.471 | 62.6024 | 12.6945 | 11.8836 | 8.9792 | 8.2075
2018-03-30 05:00 | 40.3117 | 20.6769 | 9.6715 | 63.2264 | 12.4973 | 12.2013 | 9.8252 | 9.0316
2018-03-30 06:00 | 41.2783 | 20.8025 | 9.8824 | 62.298 | 12.4684 | 12.5574 | 11.1983 | 10.0047
2018-03-30 07:00 | 43.3272 | 21.2252 | 10.1343 | 61.5496 | 12.5319 | 12.9027 | 12.8067 | 11.3412
2018-03-30 08:00 | 44.9656 | 20.4567 | 10.3326 | 60.0509 | 12.4172 | 10.828 | 14.3321 | 13.0399
2018-03-30 09:00 | 50.3288 | 23.6831 | 10.982 | 58.4633 | 11.9467 | 14.3543 | 16.4885 | 14.3428
2018-03-30 10:00 | 53.5438 | 24.9119 | 10.3486 | 54.6488 | 8.772 | 12.1776 | 17.9615 | 14.9838
2018-03-30 11:00 | 61.3247 | 28.4063 | 11.1829 | 54.3535 | 9.2368 | 11.7884 | 20.4994 | 15.8369
2018-03-30 12:00 | 68.7358 | 32.4684 | 12.7033 | 53.9155 | 10.5184 | 12.2978 | 22.2297 | 16.7991
2018-03-30 13:00 | 73.2213 | 36.0615 | 14.6339 | 53.7599 | 12.6228 | 13.4218 | 24.9763 | 18.1551
2018-03-30 14:00 | 74.9462 | 38.2761 | 16.3887 | 52.9779 | 14.6006 | 15.0122 | 26.875 | 19.1609
2018-03-30 15:00 | 75.671 | 39.5679 | 17.6906 | 51.2774 | 15.8223 | 16.6375 | 27.7828 | 19.6274
2018-03-30 16:00 | 76.0521 | 40.2388 | 18.7032 | 50.0691 | 16.5981 | 17.8895 | 28.4159 | 19.9899
2018-03-30 17:00 | 76.0301 | 39.8132 | 19.3847 | 49.7953 | 17.2614 | 18.7895 | 28.9263 | 20.348
2018-03-30 18:00 | 73.4336 | 37.6228 | 19.2054 | 50.1313 | 17.2853 | 19.0213 | 28.7508 | 20.3778
2018-03-30 19:00 | 68.142 | 34.2797 | 18.0078 | 49.7061 | 16.5974 | 18.4214 | 27.7982 | 19.9732
2018-03-30 20:00 | 62.1084 | 30.9588 | 16.0434 | 49.3054 | 15.4071 | 16.919 | 26.2639 | 19.1664
2018-03-30 21:00 | 56.7517 | 27.89 | 13.7113 | 48.3676 | 13.8017 | 14.7446 | 24.1465 | 17.7612
2018-03-30 22:00 | 54.3436 | 26.5394 | 12.7393 | 49.5316 | 15.8804 | 14.1188 | 22.3739 | 16.0266
2018-03-30 23:00 | 50.7387 | 24.6317 | 11.4948 | 51.3232 | 15.3433 | 13.1202 | 19.7581 | 12.997
2018-03-31 | 47.3973 | 23.1813 | 10.6452 | 54.1158 | 14.6796 | 12.5471 | 16.945 | 9.3175
2018-03-31 01:00 | 45.0679 | 22.3132 | 10.0784 | 57.8272 | 14.1827 | 12.1391 | 13.9047 | 6.4753
2018-03-31 02:00 | 43.8024 | 21.8474 | 9.6854 | 59.9679 | 13.6722 | 12.0004 | 10.9973 | 5.0139
2018-03-31 03:00 | 40.123 | 20.1496 | 8.636 | 60.6784 | 13.154 | 11.8065 | 6.7866 | 3.7352
2018-03-31 04:00 | 39.7472 | 19.9975 | 8.6523 | 61.9881 | 12.7658 | 11.8393 | 6.5844 | 3.5863
2018-03-31 05:00 | 38.4955 | 19.8109 | 8.8166 | 62.3926 | 12.545 | 11.9516 | 6.9118 | 3.8675
2018-03-31 06:00 | 38.2957 | 19.7066 | 8.9727 | 61.5442 | 12.4743 | 12.102 | 7.5806 | 4.5051
2018-03-31 07:00 | 37.7388 | 19.5636 | 9.1466 | 61.2577 | 12.5311 | 12.302 | 8.6552 | 5.3483
2018-03-31 08:00 | 35.785 | 17.8739 | 8.9143 | 59.6695 | 12.3501 | 10.6714 | 9.8557 | 6.7319
2018-03-31 09:00 | 36.927 | 19.2692 | 9.1728 | 58.1139 | 11.6329 | 13.3544 | 11.9155 | 7.9769
2018-03-31 10:00 | 36.109 | 18.6052 | 8.4 | 54.956 | 8.7761 | 11.4533 | 13.43 | 9.0001
2018-03-31 11:00 | 39.9512 | 19.6697 | 8.3828 | 53.4654 | 9.1454 | 10.8381 | 15.8363 | 10.153
2018-03-31 12:00 | 43.7074 | 21.1095 | 8.7166 | 52.2521 | 10.1956 | 10.7168 | 17.9727 | 11.7331
2018-03-31 13:00 | 46.4784 | 22.9237 | 9.3915 | 51.5633 | 11.9517 | 11.1457 | 21.1374 | 13.9476
2018-03-31 14:00 | 47.8558 | 24.1093 | 10.1888 | 50.0843 | 13.5851 | 12.0857 | 23.9038 | 16.2139
2018-03-31 15:00 | 48.6449 | 24.9849 | 10.984 | 48.309 | 14.7098 | 13.2524 | 25.981 | 17.8445
2018-03-31 16:00 | 49.0891 | 25.6091 | 11.6417 | 46.5458 | 15.3724 | 14.2951 | 27.0692 | 18.7812
2018-03-31 17:00 | 49.3159 | 25.9737 | 12.0911 | 45.1577 | 15.6486 | 15.0529 | 27.1031 | 19.2459
2018-03-31 18:00 | 49.1741 | 25.8487 | 12.2363 | 44.6797 | 15.5313 | 15.6196 | 26.5129 | 19.2639
2018-03-31 19:00 | 47.7265 | 24.7669 | 11.5594 | 44.1226 | 14.8935 | 15.1779 | 25.5805 | 18.9792
2018-03-31 20:00 | 45.4266 | 23.1915 | 10.4023 | 44.0958 | 14.0127 | 14.1445 | 24.2121 | 18.4327
2018-03-31 21:00 | 43.0716 | 21.5953 | 9.1638 | 44.3351 | 12.7806 | 12.8025 | 22.172 | 17.37
2018-03-31 22:00 | 42.8368 | 21.5753 | 9.2927 | 47.0404 | 15.1168 | 13.0267 | 19.9961 | 16.122
2018-03-31 23:00 | 42.3798 | 21.1894 | 9.1115 | 50.1417 | 14.8317 | 12.6598 | 16.7693 | 13.7616
2018-04-01 | 41.7167 | 20.8697 | 8.9949 | 53.6676 | 14.3558 | 12.412 | 13.3351 | 10.5948
2018-04-01 01:00 | 40.8433 | 20.4276 | 8.9265 | 57.5607 | 13.9542 | 12.2341 | 10.0663 | 7.3726
2018-04-01 02:00 | 38.6389 | 19.4179 | 8.9029 | 60.029 | 13.5053 | 12.207 | 7.8162 | 5.047
2018-04-01 03:00 | 40.1555 | 20.1479 | 8.9342 | 61.047 | 13.0945 | 12.1674 | 6.7475 | 3.7219
2018-04-01 04:00 | 40.2481 | 20.246 | 9.0287 | 62.4354 | 12.7959 | 12.2733 | 6.6188 | 3.589
2018-04-01 05:00 | 39.3939 | 20.1243 | 9.1543 | 62.6962 | 12.5712 | 12.4412 | 6.9319 | 3.8664
2018-04-01 06:00 | 39.1542 | 20.1763 | 9.3139 | 61.8721 | 12.5079 | 12.6481 | 7.5872 | 4.4961
2018-04-01 07:00 | 39.1886 | 20.2192 | 9.48 | 61.5559 | 12.5803 | 12.8512 | 8.6799 | 5.3413
2018-04-01 08:00 | 39.1059 | 20.2194 | 9.6584 | 60.4766 | 12.7187 | 13.0659 | 10.2477 | 6.5771
2018-04-01 09:00 | 38.9477 | 19.9871 | 9.453 | 57.9583 | 11.4746 | 12.813 | 11.9182 | 7.6187
2018-04-01 10:00 | 35.5901 | 17.1593 | 8.1648 | 54.2043 | 8.4705 | 9.3305 | 13.0407 | 8.6209
2018-04-01 11:00 | 40.9596 | 19.9551 | 8.5009 | 54.1621 | 9.1571 | 11.9331 | 16.0557 | 10.1428
2018-04-01 12:00 | 43.8264 | 21.3043 | 8.8837 | 53.7286 | 10.1224 | 11.1485 | 18.4729 | 11.9096
2018-04-01 13:00 | 45.5413 | 22.2089 | 9.2873 | 52.2472 | 11.5431 | 11.4025 | 21.0602 | 13.8982
2018-04-01 14:00 | 46.591 | 23.0573 | 9.772 | 50.3747 | 13.107 | 12.0688 | 23.4868 | 15.9609
2018-04-01 15:00 | 47.2515 | 23.8536 | 10.354 | 48.4158 | 14.2618 | 12.8108 | 25.4335 | 17.5067
2018-04-01 16:00 | 47.5919 | 24.2731 | 10.8305 | 46.4003 | 14.7916 | 13.5146 | 26.3314 | 18.3445
2018-04-01 17:00 | 47.9205 | 24.5911 | 11.3139 | 45.0703 | 14.9953 | 14.266 | 26.4368 | 18.842
2018-04-01 18:00 | 47.741 | 24.4529 | 11.3815 | 44.156 | 14.8186 | 14.4669 | 25.9355 | 18.83
2018-04-01 19:00 | 46.5834 | 23.7074 | 10.7734 | 43.6372 | 14.3795 | 14.0606 | 25.0691 | 18.6054
2018-04-01 20:00 | 45.1892 | 22.7058 | 9.9165 | 43.8818 | 13.7013 | 13.3566 | 23.8573 | 18.2061
2018-04-01 21:00 | 43.5064 | 21.4301 | 8.8609 | 44.2673 | 12.5514 | 12.3243 | 21.9095 | 17.2019
2018-04-01 22:00 | 43.2741 | 21.4742 | 9.0877 | 46.4003 | 14.8743 | 12.8048 | 19.7292 | 15.9605
2018-04-01 23:00 | 42.8226 | 21.1182 | 9.0203 | 50.5331 | 14.5806 | 12.4788 | 16.5212 | 13.5892
2018-04-02 | 42.3829 | 20.7963 | 9.038 | 55.4158 | 14.0892 | 12.3618 | 13.1222 | 10.4534
2018-04-02 01:00 | 41.5976 | 20.4943 | 9.0223 | 59.2107 | 13.7568 | 12.3077 | 9.9146 | 7.2654
2018-04-02 02:00 | 39.8678 | 19.6658 | 9.0814 | 61.6399 | 13.3476 | 12.3819 | 7.7189 | 4.9858
2018-04-02 03:00 | 43.5867 | 21.6539 | 9.8901 | 62.9784 | 12.9282 | 12.4194 | 9.5243 | 6.94
2018-04-02 04:00 | 43.2122 | 21.4923 | 9.9282 | 64.4795 | 12.6136 | 12.5643 | 8.9264 | 8.1783
2018-04-02 05:00 | 43.3587 | 21.4868 | 10.0364 | 64.8166 | 12.406 | 12.7515 | 9.7883 | 8.9972
2018-04-02 06:00 | 44.2639 | 21.598 | 10.1936 | 63.7555 | 12.3658 | 12.9674 | 11.1742 | 9.9571
2018-04-02 07:00 | 46.2496 | 22.0638 | 10.5072 | 63.9121 | 12.3682 | 13.2308 | 12.8034 | 11.2987
2018-04-02 08:00 | 46.0343 | 20.8233 | 10.6163 | 63.0625 | 12.1769 | 11.1129 | 14.3121 | 12.6128
2018-04-02 09:00 | 52.3466 | 24.206 | 11.0898 | 61.086 | 11.0642 | 14.2129 | 16.3444 | 13.8457
2018-04-02 10:00 | 56.0858 | 25.742 | 10.7684 | 57.3152 | 8.6295 | 12.5084 | 18.0299 | 14.7222
2018-04-02 11:00 | 62.2904 | 28.8225 | 11.5167 | 55.6616 | 9.0605 | 12.3994 | 20.6086 | 15.7862
2018-04-02 12:00 | 67.6905 | 31.8603 | 12.5432 | 53.1435 | 9.8546 | 12.6494 | 22.2821 | 16.7909
2018-04-02 13:00 | 71.001 | 34.1978 | 13.7988 | 51.0127 | 10.9416 | 13.2989 | 24.1169 | 17.711
2018-04-02 14:00 | 72.3977 | 35.7746 | 14.9539 | 48.6229 | 12.0497 | 14.1219 | 25.2339 | 18.3145
2018-04-02 15:00 | 72.44 | 36.5627 | 15.7201 | 45.7441 | 12.7844 | 14.7062 | 25.6632 | 18.5415
2018-04-02 16:00 | 71.7724 | 36.5384 | 16.2856 | 43.3294 | 13.2602 | 15.2586 | 25.8755 | 18.7429
2018-04-02 17:00 | 70.3889 | 35.2697 | 16.3975 | 41.8875 | 13.5241 | 15.3602 | 25.9261 | 18.8643
2018-04-02 18:00 | 66.9595 | 32.6693 | 15.8767 | 41.8987 | 13.5455 | 14.9387 | 25.7015 | 18.7639
2018-04-02 19:00 | 62.3381 | 29.829 | 14.7191 | 42.5211 | 13.426 | 14.3679 | 25.1542 | 18.4749
2018-04-02 20:00 | 57.5622 | 27.2923 | 13.3243 | 43.464 | 12.9933 | 13.7029 | 23.9374 | 17.8272
2018-04-02 21:00 | 53.4212 | 24.92 | 11.8064 | 44.2404 | 11.9355 | 12.6718 | 22.1642 | 16.6318
2018-04-02 22:00 | 51.0253 | 24.2517 | 11.5919 | 47.4827 | 14.3871 | 13.0691 | 20.9398 | 15.204
2018-04-02 23:00 | 47.8893 | 23.1981 | 10.9983 | 50.6269 | 14.2735 | 12.8413 | 19.0228 | 12.5403
2018-04-03 | 45.2051 | 22.1797 | 10.5346 | 54.2421 | 13.9207 | 12.7706 | 16.5527 | 9.0899
2018-04-03 01:00 | 43.2822 | 21.502 | 10.2427 | 57.9907 | 13.6266 | 12.7944 | 13.5937 | 6.3348
2018-04-03 02:00 | 42.6809 | 21.3529 | 10.1496 | 60.8044 | 13.2984 | 13.1395 | 10.9071 | 4.9299
2018-04-03 03:00 | 42.1369 | 21.2912 | 10.1062 | 62.1094 | 12.9631 | 13.2678 | 9.6519 | 6.9494
2018-04-03 04:00 | 41.2297 | 21.1935 | 9.8645 | 63.3133 | 12.7305 | 12.7509 | 9.0178 | 8.198
2018-04-03 05:00 | 41.3176 | 21.1966 | 9.9871 | 63.4904 | 12.5645 | 12.9362 | 9.8608 | 9.0132
2018-04-03 06:00 | 42.2843 | 21.3859 | 10.2727 | 62.8951 | 12.5895 | 13.3098 | 11.2355 | 9.9731
2018-04-03 07:00 | 43.9435 | 21.8442 | 10.545 | 62.4051 | 12.6966 | 13.4667 | 12.8564 | 11.3213
2018-04-03 08:00 | 44.9842 | 20.8136 | 10.7853 | 61.2292 | 12.6056 | 11.1501 | 14.3423 | 12.8087
2018-04-03 09:00 | 50.8885 | 24.1466 | 11.3736 | 59.2108 | 11.4582 | 15.1043 | 16.3885 | 14.0478
2018-04-03 10:00 | 54.3645 | 25.549 | 10.824 | 55.3227 | 8.9516 | 12.8932 | 18.081 | 14.8513
2018-04-03 11:00 | 61.3764 | 28.6429 | 11.3981 | 54.3558 | 9.2584 | 12.2143 | 20.7381 | 15.8202
2018-04-03 12:00 | 67.626 | 31.9 | 12.6504 | 53.4666 | 10.1277 | 12.4595 | 22.4937 | 16.7948
2018-04-03 13:00 | 71.1216 | 34.3882 | 14.061 | 51.6924 | 11.5779 | 13.2113 | 24.4188 | 17.7234
2018-04-03 14:00 | 72.6704 | 36.1208 | 15.3289 | 49.6514 | 13.1602 | 14.2552 | 25.6663 | 18.4055
2018-04-03 15:00 | 73.0732 | 37.2287 | 16.3369 | 47.5876 | 14.3231 | 15.2133 | 26.4095 | 18.7903
2018-04-03 16:00 | 72.5763 | 37.2824 | 16.9641 | 45.3675 | 14.8079 | 15.9076 | 26.7312 | 19.0168
2018-04-03 17:00 | 71.6377 | 36.3322 | 17.2582 | 44.3796 | 15.0481 | 16.2789 | 26.9439 | 19.219
2018-04-03 18:00 | 68.8789 | 34.2109 | 17.0332 | 44.6581 | 15.2126 | 16.3585 | 27.0134 | 19.2798
2018-04-03 19:00 | 64.4755 | 31.507 | 16.104 | 45.3847 | 15.1263 | 16.0842 | 26.572 | 19.0636
2018-04-03 20:00 | 59.3431 | 28.8121 | 14.6131 | 46.0497 | 14.4906 | 15.2728 | 25.3515 | 18.4481
2018-04-03 21:00 | 54.3541 | 25.932 | 12.607 | 45.9967 | 13.0416 | 13.6846 | 23.2396 | 17.1095
2018-04-03 22:00 | 51.395 | 24.6345 | 11.9311 | 48.2733 | 14.9588 | 13.5725 | 21.4934 | 15.4702
2018-04-03 23:00 | 48.1114 | 23.2816 | 11.1298 | 51.2815 | 14.6794 | 13.0072 | 19.3095 | 12.688
2018-04-04 | 45.379 | 22.2232 | 10.4992 | 54.2222 | 14.2047 | 12.6347 | 16.7623 | 9.1854
2018-04-04 01:00 | 43.1946 | 21.3953 | 10.08 | 58.1997 | 13.8067 | 12.3427 | 13.7441 | 6.3534
2018-04-04 02:00 | 41.788 | 21.0154 | 9.7949 | 60.9485 | 13.348 | 12.3089 | 10.9601 | 4.9766
2018-04-04 03:00 | 38.4338 | 19.7652 | 8.9435 | 61.9948 | 12.9031 | 12.2674 | 9.6656 | 6.9655
2018-04-04 04:00 | 38.71 | 19.8963 | 8.986 | 63.1653 | 12.575 | 12.3227 | 9.0081 | 8.1963
2018-04-04 05:00 | 38.1313 | 19.7428 | 9.09 | 63.3672 | 12.3696 | 12.4659 | 9.8448 | 9.0153
2018-04-04 06:00 | 38.5886 | 19.8528 | 9.2322 | 62.1171 | 12.3345 | 12.6838 | 11.2236 | 9.9669
2018-04-04 07:00 | 38.5518 | 19.8682 | 9.4046 | 61.592 | 12.3862 | 12.9214 | 12.8309 | 11.3194
2018-04-04 08:00 | 36.1248 | 18.1489 | 9.2353 | 60.0519 | 12.2575 | 10.8713 | 14.3231 | 12.7589
2018-04-04 09:00 | 38.3335 | 19.9358 | 9.3114 | 58.2994 | 11.0497 | 13.9742 | 16.3313 | 13.9649
2018-04-04 10:00 | 39.4267 | 19.823 | 8.6764 | 54.9175 | 8.6124 | 12.3638 | 18.0118 | 14.8305
2018-04-04 11:00 | 41.5489 | 20.5221 | 8.7533 | 52.888 | 8.8336 | 12.0896 | 20.519 | 15.7981
2018-04-04 12:00 | 44.6985 | 21.7756 | 9.1039 | 51.4238 | 9.5479 | 12.3556 | 22.0965 | 16.692
2018-04-04 13:00 | 47.8888 | 23.2391 | 9.7251 | 50.3512 | 10.89 | 12.9999 | 24.1849 | 17.6801
2018-04-04 14:00 | 49.2428 | 24.1979 | 10.4067 | 48.4511 | 12.4064 | 14.0486 | 25.48 | 18.4089
2018-04-04 15:00 | 49.5279 | 24.8411 | 11.0757 | 46.1807 | 13.5607 | 15.2093 | 26.2096 | 18.8078
2018-04-04 16:00 | 49.9039 | 25.5606 | 11.7469 | 44.3516 | 14.3045 | 16.1459 | 26.6609 | 19.1084
2018-04-04 17:00 | 50.7216 | 25.9256 | 12.1931 | 42.9822 | 14.6447 | 16.477 | 26.8052 | 19.283
2018-04-04 18:00 | 50.314 | 25.583 | 12.2898 | 42.5108 | 14.7138 | 16.4072 | 26.6633 | 19.2678
2018-04-04 19:00 | 48.6315 | 24.3848 | 11.5875 | 42.5836 | 14.3765 | 15.812 | 26.0311 | 18.9323
2018-04-04 20:00 | 46.1534 | 22.9611 | 10.4835 | 43.0543 | 13.6139 | 14.8155 | 24.7614 | 18.2315
2018-04-04 21:00 | 43.8128 | 21.4321 | 9.1649 | 43.4804 | 12.2941 | 13.3161 | 22.7856 | 16.9332
2018-04-04 22:00 | 43.6092 | 21.5288 | 9.3263 | 46.1627 | 14.5398 | 13.4576 | 21.277 | 15.4041
2018-04-04 23:00 | 42.594 | 21.2199 | 9.1857 | 49.6098 | 14.455 | 12.9856 | 19.2142 | 12.7033
2018-04-05 | 42.2292 | 21.0713 | 9.0782 | 53.1 | 14.0718 | 12.6433 | 16.7292 | 9.2218
2018-04-05 01:00 | 41.4135 | 20.6975 | 9.028 | 57.1931 | 13.7562 | 12.3721 | 13.7219 | 6.379
2018-04-05 02:00 | 39.7376 | 19.895 | 9.0728 | 60.1223 | 13.3638 | 12.4218 | 11.012 | 4.8893
2018-04-05 03:00 | 44.1351 | 21.6625 | 9.8263 | 61.5496 | 12.9383 | 12.4427 | 9.7369 | 6.9895
2018-04-05 04:00 | 43.7699 | 21.6363 | 9.7722 | 62.9299 | 12.6416 | 12.481 | 9.074 | 8.2278
2018-04-05 05:00 | 43.9342 | 21.6352 | 9.8437 | 63.014 | 12.436 | 12.646 | 9.9013 | 9.0434
2018-04-05 06:00 | 44.84 | 21.7464 | 10.0248 | 61.9929 | 12.3616 | 12.876 | 11.2518 | 9.9889
2018-04-05 07:00 | 46.2712 | 22.0798 | 10.2528 | 61.5349 | 12.4077 | 12.9871 | 12.8595 | 11.3237
2018-04-05 08:00 | 47.0523 | 21.0728 | 10.2798 | 59.9898 | 12.2441 | 10.9537 | 14.3444 | 12.5025
2018-04-05 09:00 | 52.8785 | 24.3238 | 10.702 | 57.7124 | 10.9983 | 13.6883 | 16.37 | 13.6894
2018-04-05 10:00 | 56.7471 | 25.8942 | 10.604 | 55.0717 | 8.776 | 12.2383 | 18.1216 | 14.6505
2018-04-05 11:00 | 62.6953 | 28.9913 | 11.6006 | 54.2698 | 9.1806 | 12.4176 | 20.8297 | 15.8924
2018-04-05 12:00 | 67.4856 | 31.876 | 12.8503 | 52.6154 | 9.8915 | 13.0447 | 22.7237 | 16.9803
2018-04-05 13:00 | 70.5807 | 34.0396 | 14.0525 | 50.2361 | 10.9323 | 13.8466 | 24.4301 | 17.8188
2018-04-05 14:00 | 71.7639 | 35.3583 | 15.0762 | 47.6949 | 12.0995 | 14.7815 | 25.5061 | 18.4007
2018-04-05 15:00 | 72.1757 | 36.2409 | 16.0129 | 45.6406 | 13.0358 | 15.744 | 26.3197 | 18.7471
2018-04-05 16:00 | 72.0498 | 36.4019 | 16.7489 | 44.0422 | 13.5663 | 16.5145 | 26.7947 | 18.9949
2018-04-05 17:00 | 70.8713 | 35.2532 | 16.9263 | 42.3838 | 13.7168 | 16.7259 | 26.8517 | 19.1007
2018-04-05 18:00 | 67.2702 | 32.6842 | 16.2968 | 41.635 | 13.5769 | 16.294 | 26.5072 | 18.9903
2018-04-05 19:00 | 62.1336 | 29.7233 | 14.9453 | 41.2506 | 13.2111 | 15.3983 | 25.7237 | 18.6121
2018-04-05 20:00 | 56.9101 | 27.0264 | 13.2305 | 41.6038 | 12.5981 | 14.1435 | 24.2972 | 17.8789
2018-04-05 21:00 | 53.0821 | 24.8146 | 11.6558 | 42.4764 | 11.6459 | 12.8954 | 22.4478 | 16.6959
2018-04-05 22:00 | 51.4092 | 24.349 | 11.5048 | 45.929 | 14.2043 | 13.2307 | 21.103 | 15.2666
2018-04-05 23:00 | 49.0485 | 23.482 | 11.0384 | 49.7035 | 14.3686 | 13.0428 | 19.1855 | 12.6663
2018-04-06 | 47.1912 | 22.7046 | 10.6193 | 53.6085 | 14.1025 | 12.9065 | 16.7401 | 9.2487
2018-04-06 01:00 | 45.9892 | 22.2563 | 10.3196 | 57.7416 | 13.8619 | 12.8153 | 13.7846 | 6.4554
2018-04-06 02:00 | 45.5539 | 22.1325 | 10.1508 | 60.535 | 13.5278 | 12.9433 | 10.9812 | 4.9923
2018-04-06 03:00 | 45.2639 | 22.0483 | 10.2272 | 61.9099 | 13.1074 | 13.3478 | 9.6747 | 7.0007
2018-04-06 04:00 | 45.276 | 21.9918 | 10.5413 | 63.5525 | 12.7878 | 14.1221 | 9.0071 | 8.2231
2018-04-06 05:00 | 45.3208 | 21.9261 | 10.377 | 63.4762 | 12.5596 | 13.7995 | 9.8502 | 9.0299
2018-04-06 06:00 | 46.2535 | 22.0766 | 10.2459 | 62.3749 | 12.5043 | 13.4436 | 11.2439 | 9.9997
2018-04-06 07:00 | 48.5236 | 22.6487 | 10.3133 | 61.7438 | 12.5122 | 13.3053 | 12.8777 | 11.3505
2018-04-06 08:00 | 50.0395 | 21.8195 | 10.4235 | 60.2237 | 12.3246 | 11.1716 | 14.3612 | 12.4762
2018-04-06 09:00 | 55.8305 | 24.9952 | 10.9069 | 58.2264 | 11.0331 | 14.2772 | 16.38 | 13.6473
2018-04-06 10:00 | 59.6359 | 26.6112 | 10.9168 | 55.8048 | 8.6967 | 13.2226 | 18.0963 | 14.6045
2018-04-06 11:00 | 64.8884 | 29.6308 | 11.7692 | 54.0248 | 9.0839 | 13.0398 | 20.7062 | 15.8155
2018-04-06 12:00 | 68.846 | 32.4078 | 12.7728 | 51.867 | 9.8174 | 13.224 | 22.2927 | 16.8293
2018-04-06 13:00 | 71.2093 | 34.3442 | 13.7783 | 49.3106 | 10.8627 | 13.8306 | 23.9646 | 17.6453
2018-04-06 14:00 | 72.3198 | 35.5765 | 14.5915 | 47.0644 | 11.8845 | 14.3739 | 25.1831 | 18.2126
2018-04-06 15:00 | 72.6199 | 36.4024 | 15.4229 | 44.9606 | 12.5807 | 15.0849 | 26.0249 | 18.5553
2018-04-06 16:00 | 72.0048 | 36.2952 | 15.8536 | 42.4714 | 12.7577 | 15.5677 | 26.3021 | 18.7155
2018-04-06 17:00 | 70.6538 | 34.9793 | 15.7368 | 40.2394 | 12.6933 | 15.5294 | 26.2265 | 18.7496
2018-04-06 18:00 | 67.364 | 32.6479 | 15.2962 | 39.6203 | 12.6115 | 15.2594 | 26.0833 | 18.7093
2018-04-06 19:00 | 62.757 | 29.8877 | 14.1131 | 39.8133 | 12.3519 | 14.3403 | 25.3629 | 18.355
2018-04-06 20:00 | 58.2398 | 27.4737 | 12.6547 | 40.5384 | 11.8983 | 13.2424 | 23.9462 | 17.6446
2018-04-06 21:00 | 55.0653 | 25.7364 | 11.4248 | 41.9457 | 11.197 | 12.324 | 22.236 | 16.5338
2018-04-06 22:00 | 54.0248 | 25.5813 | 11.5516 | 45.8106 | 14.0208 | 13.0818 | 21.0679 | 15.2231
2018-04-06 23:00 | 52.0481 | 24.8847 | 11.1665 | 49.8179 | 14.2891 | 13.1174 | 19.2431 | 12.6536
2018-04-07 | 50.6179 | 24.374 | 10.7563 | 54.0254 | 14.0718 | 13.075 | 16.9041 | 9.2456
2018-04-07 01:00 | 49.2528 | 23.931 | 10.4375 | 58.0003 | 13.8609 | 13.0489 | 13.8896 | 6.4339
2018-04-07 02:00 | 48.7608 | 23.7645 | 10.1981 | 60.8199 | 13.4912 | 13.1277 | 11.1942 | 4.8651
2018-04-07 03:00 | 45.9803 | 22.4857 | 9.235 | 61.7264 | 13.1004 | 13.0355 | 6.952 | 3.7995
2018-04-07 04:00 | 46.3335 | 22.546 | 9.3545 | 63.4646 | 12.8086 | 13.2253 | 6.7415 | 3.6433
2018-04-07 05:00 | 46.3494 | 22.5564 | 9.4058 | 63.6376 | 12.6065 | 13.2662 | 7.0696 | 3.9247
2018-04-07 06:00 | 46.4705 | 22.593 | 9.4136 | 62.445 | 12.5241 | 13.2734 | 7.7318 | 4.5543
2018-04-07 07:00 | 46.6008 | 22.6299 | 9.4646 | 61.9418 | 12.5797 | 13.3264 | 8.8344 | 5.424
2018-04-07 08:00 | 44.1517 | 20.7109 | 9.2313 | 60.4834 | 12.4166 | 11.3143 | 10.0079 | 6.2415
2018-04-07 09:00 | 45.6805 | 22.0837 | 9.1968 | 58.2308 | 11.1508 | 13.6269 | 12.0003 | 7.1962
2018-04-07 10:00 | 45.0365 | 21.6396 | 8.656 | 55.7483 | 9.025 | 12.1316 | 13.7967 | 8.4379
2018-04-07 11:00 | 46.7657 | 22.6873 | 9.1008 | 55.8299 | 9.7602 | 12.0761 | 16.6923 | 10.2892
2018-04-07 12:00 | 48.6475 | 23.9332 | 9.8999 | 55.3331 | 10.947 | 12.6113 | 19.4937 | 12.406
2018-04-07 13:00 | 49.5635 | 24.7608 | 10.5325 | 54.0428 | 12.338 | 13.2311 | 22.5575 | 14.5538
2018-04-07 14:00 | 49.8503 | 25.1958 | 10.9326 | 51.5323 | 13.3886 | 13.9529 | 24.9298 | 16.5586
2018-04-07 15:00 | 49.7248 | 25.2945 | 11.1095 | 48.391 | 13.938 | 14.3781 | 26.4946 | 17.8694
2018-04-07 16:00 | 49.8281 | 25.518 | 11.405 | 45.6635 | 14.322 | 14.7334 | 27.2475 | 18.6179
2018-04-07 17:00 | 49.1935 | 25.4766 | 11.3888 | 44.0046 | 14.5006 | 14.3823 | 27.0684 | 18.9344
2018-04-07 18:00 | 48.8032 | 25.246 | 11.2522 | 43.7038 | 14.4286 | 14.3252 | 26.5209 | 18.8685
2018-04-07 19:00 | 47.7617 | 24.4754 | 10.6276 | 43.9238 | 14.1561 | 13.842 | 25.466 | 18.6017
2018-04-07 20:00 | 45.7645 | 23.0203 | 9.4754 | 43.7309 | 13.4625 | 12.8519 | 23.7248 | 18.0056
2018-04-07 21:00 | 43.5537 | 21.468 | 8.4872 | 43.3999 | 12.2268 | 11.8333 | 21.4765 | 16.8681
2018-04-07 22:00 | 43.0825 | 21.5203 | 8.9072 | 45.7504 | 14.3517 | 12.3457 | 19.3951 | 15.6564
2018-04-07 23:00 | 42.7693 | 21.4103 | 9.1853 | 49.7711 | 14.4587 | 12.6392 | 16.3755 | 13.4565
2018-04-08 | 42.4373 | 21.2307 | 9.373 | 53.8461 | 14.1144 | 12.9713 | 13.0362 | 10.4363
2018-04-08 01:00 | 41.4877 | 20.8429 | 9.3195 | 57.5106 | 13.8468 | 12.9234 | 9.8335 | 7.2875
2018-04-08 02:00 | 39.5596 | 19.9561 | 9.3504 | 60.0121 | 13.4892 | 12.9834 | 7.8101 | 5.0709
2018-04-08 03:00 | 40.8509 | 20.6387 | 9.509 | 61.3917 | 13.107 | 13.1847 | 6.7534 | 3.6991
2018-04-08 04:00 | 40.5021 | 20.5494 | 9.6753 | 62.855 | 12.8381 | 13.4452 | 6.6092 | 3.5768
2018-04-08 05:00 | 39.9689 | 20.3906 | 9.9556 | 63.2711 | 12.6488 | 13.8755 | 6.9324 | 3.8663
2018-04-08 06:00 | 39.458 | 20.3176 | 10.4096 | 62.6553 | 12.6253 | 14.6632 | 7.5972 | 4.513
2018-04-08 07:00 | 38.4653 | 20.2896 | 10.7375 | 62.2683 | 12.7428 | 15.2256 | 8.6835 | 5.358
2018-04-08 08:00 | 38.5911 | 20.3634 | 11.4621 | 61.7219 | 12.9091 | 16.6951 | 10.2666 | 7.0948
2018-04-08 09:00 | 37.7915 | 19.8312 | 10.885 | 59.0841 | 11.1813 | 15.7812 | 11.8286 | 8.1362
2018-04-08 10:00 | 33.5177 | 16.9073 | 9.3077 | 55.1673 | 8.6281 | 9.8954 | 13.0303 | 9.1117
2018-04-08 11:00 | 39.7765 | 19.6459 | 9.6508 | 54.7445 | 9.3127 | 15.0696 | 15.8517 | 10.4055
2018-04-08 12:00 | 42.8696 | 20.7026 | 9.9154 | 53.5011 | 10.2435 | 13.8315 | 17.7188 | 11.8014
2018-04-08 13:00 | 44.4466 | 21.3851 | 9.1739 | 50.8622 | 11.5922 | 11.6642 | 20.1623 | 13.4183
2018-04-08 14:00 | 45.459 | 22.0092 | 9.0801 | 48.5525 | 13.0057 | 10.9576 | 22.7665 | 15.3642
2018-04-08 15:00 | 46.1027 | 22.6772 | 9.4651 | 46.3788 | 14.0259 | 11.325 | 24.9076 | 16.8933
2018-04-08 16:00 | 46.6913 | 23.4138 | 10.0271 | 44.808 | 14.6854 | 12.0976 | 26.2456 | 17.8762
2018-04-08 17:00 | 47.1906 | 23.9349 | 10.4753 | 43.7427 | 15.0911 | 12.8483 | 26.4658 | 18.4237
2018-04-08 18:00 | 47.1523 | 23.9034 | 10.5819 | 43.4013 | 15.1366 | 13.2622 | 25.9595 | 18.4678
2018-04-08 19:00 | 46.3133 | 23.188 | 10.1109 | 43.7256 | 14.856 | 13.2538 | 24.9657 | 18.2944
2018-04-08 20:00 | 45.0594 | 22.2556 | 9.4404 | 44.3295 | 14.2014 | 12.9255 | 23.7657 | 17.9143
2018-04-08 21:00 | 42.8504 | 20.9529 | 8.5723 | 44.4428 | 12.8866 | 12.1762 | 21.6247 | 16.9181
2018-04-08 22:00 | 41.9929 | 20.7996 | 8.872 | 46.4581 | 14.7 | 12.6492 | 19.3689 | 15.6964
2018-04-08 23:00 | 41.5227 | 20.6239 | 8.9798 | 50.0458 | 14.6568 | 12.4637 | 16.3208 | 13.4896
2018-04-09 | 40.7189 | 20.3446 | 8.95 | 53.6994 | 14.2235 | 12.348 | 13.0194 | 10.486
2018-04-09 01:00 | 39.4879 | 19.939 | 8.9795 | 57.1241 | 13.8658 | 12.3848 | 9.9038 | 7.3773
2018-04-09 02:00 | 37.4992 | 19.0098 | 9.0859 | 59.6309 | 13.4306 | 12.5143 | 7.6537 | 5.2089
2018-04-09 03:00 | 41.0361 | 20.9121 | 9.9148 | 61.3644 | 13.0243 | 12.5972 | 9.4915 | 6.9146
2018-04-09 04:00 | 39.0542 | 20.5954 | 10.1569 | 63.0992 | 12.7627 | 13.0793 | 8.9041 | 8.1854
2018-04-09 05:00 | 39.1176 | 20.645 | 10.4438 | 63.638 | 12.6021 | 13.5761 | 9.7683 | 9.008
2018-04-09 06:00 | 40.8678 | 20.8995 | 10.8392 | 62.9545 | 12.6192 | 14.2248 | 11.1722 | 9.9893
2018-04-09 07:00 | 43.2962 | 21.4744 | 11.3021 | 62.4849 | 12.7485 | 14.7893 | 12.8108 | 11.3334
2018-04-09 08:00 | 43.4139 | 20.1962 | 11.3437 | 61.1297 | 12.6367 | 11.2408 | 14.3336 | 13.3125
2018-04-09 09:00 | 49.9864 | 23.6842 | 11.8884 | 59.2969 | 11.1962 | 16.2365 | 16.3333 | 14.6245
2018-04-09 10:00 | 52.8483 | 25.0389 | 11.189 | 55.5742 | 8.9906 | 13.9336 | 17.9588 | 15.2514
2018-04-09 11:00 | 60.1622 | 28.3725 | 11.5095 | 54.1896 | 9.5247 | 12.6695 | 20.5921 | 15.9309
2018-04-09 12:00 | 67.3064 | 32.3343 | 12.8537 | 53.512 | 10.9925 | 12.7498 | 22.911 | 16.9594
2018-04-09 13:00 | 72.2913 | 35.9087 | 14.685 | 53.1568 | 13.106 | 13.8406 | 25.7534 | 18.1903
2018-04-09 14:00 | 74.2171 | 38.3453 | 16.3519 | 52.3126 | 15.1015 | 15.5148 | 27.6239 | 19.142
2018-04-09 15:00 | 75.5225 | 40.196 | 17.8138 | 51.4077 | 16.6457 | 17.1082 | 28.8931 | 19.753
2018-04-09 16:00 | 76.1143 | 41.3903 | 19.1667 | 51.1525 | 17.9398 | 18.434 | 29.9045 | 20.3007
2018-04-09 17:00 | 75.7951 | 40.89 | 19.7897 | 50.9272 | 18.5351 | 19.0907 | 30.2971 | 20.6207
2018-04-09 18:00 | 73.0979 | 38.6913 | 19.5555 | 51.1746 | 18.6709 | 19.2704 | 30.2841 | 20.6966
2018-04-09 19:00 | 68.9488 | 36.1917 | 18.7763 | 51.7865 | 18.7066 | 19.2 | 30.012 | 20.5429
2018-04-09 20:00 | 63.788 | 33.2235 | 17.0652 | 51.8788 | 17.8658 | 18.358 | 28.47 | 19.8735
2018-04-09 21:00 | 58.5211 | 29.8368 | 14.7295 | 50.9353 | 15.8475 | 16.4535 | 25.8546 | 18.418
2018-04-09 22:00 | 54.539 | 27.281 | 13.0522 | 49.8682 | 16.6056 | 14.9146 | 23.0065 | 16.3102
2018-04-09 23:00 | 51.544 | 25.5093 | 11.8796 | 51.9156 | 16.1794 | 13.7818 | 20.15 | 13.2283
2018-04-10 | 48.3536 | 23.9145 | 10.8471 | 54.6583 | 15.3402 | 12.7945 | 17.1278 | 9.4124
2018-04-10 01:00 | 45.9531 | 22.9522 | 10.1557 | 57.8823 | 14.6723 | 12.164 | 13.962 | 6.5004
2018-04-10 02:00 | 44.2446 | 22.4866 | 9.7248 | 60.038 | 14.014 | 11.9392 | 11.0856 | 5.0159
2018-04-10 03:00 | 42.9232 | 22.1644 | 9.4737 | 60.8233 | 13.3959 | 11.7828 | 9.7227 | 7.0595
2018-04-10 04:00 | 43.1717 | 21.9163 | 9.388 | 62.1786 | 12.9131 | 11.8217 | 9.0421 | 8.2527
2018-04-10 05:00 | 42.2229 | 21.6633 | 9.4082 | 62.1383 | 12.5992 | 11.9282 | 9.8574 | 9.0566
2018-04-10 06:00 | 43.1399 | 21.7383 | 9.5913 | 61.0941 | 12.4783 | 12.2256 | 11.2278 | 10.0138
2018-04-10 07:00 | 45.3642 | 22.151 | 9.8849 | 60.5808 | 12.4751 | 12.5381 | 12.8461 | 11.3571
2018-04-10 08:00 | 46.8376 | 21.2925 | 10.1057 | 59.2413 | 12.1768 | 10.7882 | 14.362 | 12.8578
2018-04-10 09:00 | 51.7612 | 24.0164 | 10.4523 | 56.9475 | 10.6839 | 13.4453 | 16.3119 | 14.0542
2018-04-10 10:00 | 54.7847 | 25.682 | 10.2406 | 54.1182 | 8.7557 | 11.8454 | 17.9897 | 14.8346
2018-04-10 11:00 | 62.3652 | 29.3045 | 11.3286 | 53.6685 | 9.5988 | 11.7027 | 20.7046 | 15.8588
2018-04-10 12:00 | 68.7692 | 33.2234 | 13.1381 | 53.7521 | 11.2616 | 12.6666 | 23.1278 | 17.1939
2018-04-10 13:00 | 72.75 | 36.7113 | 15.2339 | 53.3783 | 13.4692 | 14.4288 | 26.3619 | 18.6783
2018-04-10 14:00 | 74.8981 | 38.9318 | 17.004 | 52.4193 | 15.5231 | 16.5389 | 28.3891 | 19.6804
2018-04-10 15:00 | 76.1291 | 40.5981 | 18.5715 | 51.3264 | 17.0077 | 18.7241 | 29.6229 | 20.2812
2018-04-10 16:00 | 76.4169 | 41.1094 | 19.6667 | 49.9927 | 17.7502 | 20.2236 | 30.1199 | 20.5935
2018-04-10 17:00 | 75.2576 | 39.9943 | 19.9673 | 48.456 | 18.0491 | 20.7758 | 30.2699 | 20.7413
2018-04-10 18:00 | 71.664 | 36.9093 | 19.3534 | 47.3156 | 17.6781 | 20.593 | 29.8217 | 20.5633
2018-04-10 19:00 | 66.9933 | 33.9212 | 18.0468 | 47.4592 | 17.1578 | 19.8247 | 29.1435 | 20.207
2018-04-10 20:00 | 61.6773 | 31.094 | 16.226 | 47.6526 | 16.3077 | 18.4642 | 27.5665 | 19.476
2018-04-10 21:00 | 56.2847 | 27.9424 | 14.0602 | 47.815 | 14.6572 | 16.5146 | 25.0732 | 18.0549
2018-04-10 22:00 | 53.1167 | 26.0928 | 12.9312 | 49.4576 | 16.0298 | 15.4771 | 22.7211 | 16.1944
2018-04-10 23:00 | 49.9207 | 24.482 | 11.9779 | 52.3574 | 15.8721 | 14.3522 | 20.1345 | 13.2595
2018-04-11 | 46.9081 | 23.0183 | 11.125 | 55.7566 | 15.2203 | 13.5428 | 17.2372 | 9.5777
2018-04-11 01:00 | 44.8696 | 22.1491 | 10.5321 | 59.4859 | 14.7212 | 13.0752 | 14.1234 | 6.7047
2018-04-11 02:00 | 43.7221 | 21.7428 | 10.1996 | 61.7664 | 14.1616 | 13.0017 | 11.1307 | 5.1474
2018-04-11 03:00 | 39.8425 | 20.372 | 9.3699 | 62.848 | 13.5784 | 12.9416 | 9.7673 | 7.1085
2018-04-11 04:00 | 39.3017 | 20.2571 | 9.4087 | 63.7061 | 13.1566 | 12.9962 | 9.0861 | 8.3129
2018-04-11 05:00 | 39.2553 | 20.2106 | 9.5839 | 64.4348 | 12.8697 | 13.1929 | 9.913 | 9.1045
2018-04-11 06:00 | 39.4655 | 20.1971 | 9.6179 | 63.0501 | 12.7264 | 13.2352 | 11.2675 | 10.0311
2018-04-11 07:00 | 39.8017 | 20.2293 | 9.712 | 61.9607 | 12.7246 | 13.3642 | 12.8793 | 11.3748
2018-04-11 08:00 | 38.0251 | 18.5595 | 9.764 | 61.06 | 12.4343 | 11.177 | 14.3781 | 12.684
2018-04-11 09:00 | 40.4527 | 20.2492 | 9.6057 | 58.8505 | 10.6078 | 14.1663 | 16.3006 | 13.8562
2018-04-11 10:00 | 41.3745 | 20.3451 | 8.9607 | 56.0078 | 9.1707 | 12.6271 | 18.1602 | 14.801
2018-04-11 11:00 | 44.2316 | 21.6254 | 9.3127 | 55.8036 | 10.1451 | 12.689 | 21.1562 | 16.0616
2018-04-11 12:00 | 46.2509 | 23.1962 | 10.0754 | 55.3008 | 11.5949 | 13.4186 | 23.5611 | 17.3174
2018-04-11 13:00 | 48.305 | 24.4789 | 10.9433 | 53.4494 | 13.1741 | 14.7006 | 25.9271 | 18.4158
2018-04-11 14:00 | 49.4802 | 25.1854 | 11.6875 | 51.2504 | 14.5408 | 16.2597 | 27.0852 | 19.0842
2018-04-11 15:00 | 49.424 | 25.4131 | 12.0449 | 47.9962 | 15.2294 | 17.2744 | 27.3181 | 19.2484
2018-04-11 16:00 | 49.3864 | 25.7143 | 12.4487 | 45.5146 | 15.5673 | 18.0151 | 27.479 | 19.3501
2018-04-11 17:00 | 49.8842 | 25.8593 | 12.7744 | 44.0334 | 15.6232 | 18.1074 | 27.544 | 19.435
2018-04-11 18:00 | 49.8262 | 25.3571 | 12.6682 | 43.8025 | 15.3948 | 17.6163 | 27.1793 | 19.2887
2018-04-11 19:00 | 48.0376 | 24.0485 | 11.8265 | 43.627 | 14.798 | 16.6351 | 26.187 | 18.8268
2018-04-11 20:00 | 45.8438 | 22.7009 | 10.7724 | 44.2399 | 13.9406 | 15.4305 | 24.6809 | 18.0935
2018-04-11 21:00 | 43.8806 | 21.3143 | 9.7 | 45.7883 | 12.7493 | 13.9873 | 22.5692 | 16.8246
2018-04-11 22:00 | 42.9796 | 21.1214 | 10.1709 | 49.3146 | 14.5245 | 14.3889 | 20.911 | 15.2482
2018-04-11 23:00 | 41.0659 | 20.9297 | 10.261 | 52.2032 | 14.9515 | 14.2577 | 19.0656 | 12.7399
2018-04-12 | 40.1421 | 20.6972 | 10.0568 | 54.8335 | 14.6119 | 13.8079 | 16.6442 | 9.395
2018-04-12 01:00 | 39.6995 | 20.4577 | 10.3859 | 59.2654 | 14.3422 | 14.1732 | 13.6824 | 6.6885
2018-04-12 02:00 | 38.35 | 19.6837 | 10.8769 | 62.613 | 13.9845 | 15.075 | 10.9436 | 5.3585
2018-04-12 03:00 | 41.887 | 21.2511 | 11.7978 | 63.5561 | 13.5915 | 15.5697 | 9.6928 | 7
2018-04-12 04:00 | 40.7354 | 21.1437 | 12.0281 | 65.2951 | 13.3264 | 16.0869 | 9.05 | 8.2651
2018-04-12 05:00 | 40.6927 | 21.2091 | 12.6411 | 66.2799 | 13.1916 | 17.1864 | 9.9008 | 9.0906
2018-04-12 06:00 | 42.6105 | 21.5081 | 13.4947 | 66.1445 | 13.2656 | 18.5751 | 11.2952 | 10.063
2018-04-12 07:00 | 45.9547 | 22.2553 | 14.9465 | 67.4005 | 13.4727 | 21.1275 | 12.9431 | 11.409
2018-04-12 08:00 | 44.8271 | 20.562 | 15.271 | 66.4972 | 13.4412 | 13.3737 | 14.4164 | 13.6575
2018-04-12 09:00 | 51.3883 | 24.2366 | 14.5978 | 61.9796 | 11.6482 | 22.4824 | 16.3502 | 14.8688
2018-04-12 10:00 | 55.1374 | 25.5689 | 15.2814 | 59.2607 | 9.7346 | 22.0189 | 18.1215 | 15.7044
2018-04-12 11:00 | 58.2372 | 27.6706 | 13.9257 | 56.3513 | 9.7448 | 18.418 | 20.4631 | 16.3794
2018-04-12 12:00 | 62.9493 | 30.1672 | 14.8363 | 54.7303 | 10.2649 | 18.958 | 21.9994 | 16.9996
2018-04-12 13:00 | 66.1657 | 32.0549 | 15.6718 | 52.0722 | 11.1916 | 18.6847 | 23.2919 | 17.4995
2018-04-12 14:00 | 67.4431 | 32.8852 | 15.5916 | 48.2124 | 11.9143 | 17.3798 | 23.8843 | 17.7058
2018-04-12 15:00 | 67.234 | 33.2079 | 14.9819 | 43.9803 | 12.1893 | 15.5889 | 24.0465 | 17.6468
2018-04-12 16:00 | 67.1151 | 33.0043 | 15.0974 | 41.3378 | 12.1995 | 15.4098 | 24.1042 | 17.6338
2018-04-12 17:00 | 65.9659 | 31.803 | 15.1277 | 39.8069 | 12.1438 | 15.4554 | 24.0879 | 17.6447
2018-04-12 18:00 | 62.6519 | 29.532 | 14.3517 | 39.3976 | 12.0802 | 14.4305 | 23.9338 | 17.5598
2018-04-12 19:00 | 58.2474 | 27.0342 | 13.2749 | 40.0716 | 12.0165 | 13.4232 | 23.5208 | 17.3391
2018-04-12 20:00 | 53.675 | 24.863 | 12.2515 | 41.5172 | 11.6905 | 13.1181 | 22.6277 | 16.8598
2018-04-12 21:00 | 49.6695 | 23.0013 | 11.3993 | 43.4216 | 10.9717 | 13.203 | 21.2777 | 15.9984
2018-04-12 22:00 | 47.5764 | 22.5003 | 12.0803 | 48.4497 | 13.3446 | 15.1547 | 20.3208 | 14.9264
2018-04-12 23:00 | 44.4372 | 21.813 | 12.24 | 52.7512 | 14.0841 | 16.0894 | 18.8133 | 12.7407
2018-04-13 | 41.5694 | 20.9756 | 11.7466 | 55.7014 | 13.9416 | 15.594 | 16.6097 | 9.634
2018-04-13 01:00 | 39.5036 | 20.4772 | 11.4398 | 59.6324 | 13.8147 | 15.324 | 13.8495 | 7.0809
2018-04-13 02:00 | 39.1775 | 20.4947 | 11.8945 | 63.1747 | 13.6149 | 16.4392 | 10.717 | 5.9824
2018-04-13 03:00 | 39.1576 | 20.5882 | 12.3398 | 64.7748 | 13.4253 | 17.2436 | 9.5706 | 6.9948
2018-04-13 04:00 | 38.7824 | 20.6684 | 12.1636 | 65.7395 | 13.2855 | 16.9589 | 8.9988 | 8.2731
2018-04-13 05:00 | 39.9285 | 20.942 | 12.8413 | 66.7499 | 13.2845 | 18.074 | 9.8987 | 9.1338
2018-04-13 06:00 | 41.5774 | 21.3338 | 13.239 | 66.4532 | 13.4422 | 18.6315 | 11.3026 | 10.0928
2018-04-13 07:00 | 44.1218 | 22.0016 | 13.538 | 66.0644 | 13.6969 | 18.8949 | 12.9569 | 11.4249
2018-04-13 08:00 | 44.2705 | 20.4885 | 13.3527 | 64.8294 | 13.7339 | 12.3117 | 14.453 | 14.1044
2018-04-13 09:00 | 50.2851 | 24.0309 | 13.6664 | 61.7593 | 11.733 | 20.3265 | 16.4083 | 15.358
2018-04-13 10:00 | 52.3637 | 25.0216 | 12.6345 | 56.8993 | 9.671 | 16.9666 | 18.0439 | 15.8664
2018-04-13 11:00 | 57.3437 | 27.3631 | 12.2018 | 54.6773 | 9.5138 | 14.7366 | 20.3699 | 16.294
2018-04-13 12:00 | 64.2411 | 30.6577 | 12.7602 | 53.1791 | 10.1648 | 13.8341 | 22.1238 | 16.8547
2018-04-13 13:00 | 68.6975 | 33.3583 | 13.6851 | 50.5621 | 11.2465 | 13.6322 | 23.9824 | 17.4719
2018-04-13 14:00 | 70.2627 | 34.9064 | 14.4742 | 47.4262 | 12.2931 | 13.6372 | 25.0789 | 17.9093
2018-04-13 15:00 | 70.7938 | 35.8295 | 15.1335 | 44.5093 | 13.067 | 13.8385 | 25.6924 | 18.1243
2018-04-13 16:00 | 70.6896 | 36.0155 | 15.6801 | 42.4525 | 13.6015 | 14.0635 | 25.9551 | 18.2956
2018-04-13 17:00 | 69.9753 | 35.2187 | 15.9689 | 41.8353 | 14.0252 | 14.1701 | 26.0594 | 18.4924
2018-04-13 18:00 | 67.2706 | 33.2803 | 15.7772 | 42.4352 | 14.3568 | 14.1476 | 26.1276 | 18.6001
2018-04-13 19:00 | 63.1091 | 30.7957 | 14.9432 | 43.4067 | 14.2599 | 13.8981 | 25.8786 | 18.4486
2018-04-13 20:00 | 58.5791 | 28.456 | 13.7025 | 44.3592 | 13.8139 | 13.4516 | 24.9803 | 17.9452
2018-04-13 21:00 | 54.4936 | 25.9915 | 12.1413 | 44.9174 | 12.7329 | 12.6003 | 23.0849 | 16.7739
2018-04-13 22:00 | 51.1132 | 24.3164 | 11.4284 | 46.2098 | 14.3197 | 12.6609 | 21.1088 | 15.1324
2018-04-13 23:00 | 47.088 | 22.6957 | 10.8409 | 49.6713 | 14.5201 | 12.4914 | 18.9336 | 12.5279
2018-04-14 | 43.8983 | 21.5238 | 10.3272 | 53.4994 | 14.1267 | 12.3756 | 16.5345 | 9.2527
2018-04-14 01:00 | 41.1167 | 20.766 | 10.0001 | 57.4213 | 13.8406 | 12.4072 | 13.7386 | 6.6618
2018-04-14 02:00 | 40.0339 | 20.5226 | 9.9489 | 60.2942 | 13.5121 | 12.8726 | 10.7903 | 5.5128
2018-04-14 03:00 | 36.8013 | 19.0973 | 9.2619 | 61.1237 | 13.0763 | 13.2719 | 6.6954 | 3.7068
2018-04-14 04:00 | 37.1401 | 19.2345 | 9.5665 | 62.538 | 12.7918 | 13.8088 | 6.5712 | 3.6131
2018-04-14 05:00 | 36.8929 | 19.2919 | 9.9518 | 63.5195 | 12.6707 | 14.4243 | 6.9436 | 3.9264
2018-04-14 06:00 | 37.1874 | 19.5153 | 10.436 | 63.1606 | 12.7576 | 15.1473 | 7.6654 | 4.5815
2018-04-14 07:00 | 37.9484 | 19.7695 | 10.9994 | 63.2137 | 12.9893 | 16.1058 | 8.8008 | 5.4389
2018-04-14 08:00 | 35.2864 | 17.6306 | 11.0529 | 62.3562 | 12.9605 | 11.5557 | 9.9856 | 8.0727
2018-04-14 09:00 | 37.551 | 19.2762 | 10.8939 | 59.1078 | 10.8519 | 17.9528 | 11.8453 | 9.1213
2018-04-14 10:00 | 36.6673 | 18.6452 | 9.4703 | 55.4098 | 9.1147 | 14.4706 | 13.4911 | 9.7599
2018-04-14 11:00 | 39.0495 | 19.5517 | 8.6561 | 54.5697 | 9.4998 | 11.9725 | 15.804 | 10.4417
2018-04-14 12:00 | 43.6517 | 21.5934 | 8.9393 | 54.1579 | 10.9417 | 11.0729 | 18.27 | 11.8601
2018-04-14 13:00 | 46.445 | 23.4962 | 9.666 | 52.7386 | 12.9049 | 11.3385 | 21.5304 | 13.9144
2018-04-14 14:00 | 47.9937 | 24.9601 | 10.4064 | 51.2896 | 14.5997 | 12.0718 | 24.6373 | 16.1748
2018-04-14 15:00 | 48.6109 | 25.9608 | 11.1306 | 49.41 | 15.8116 | 12.9382 | 26.8948 | 17.8647
2018-04-14 16:00 | 49.1635 | 26.6744 | 11.8082 | 47.9292 | 16.4386 | 13.7753 | 28.0476 | 18.818
2018-04-14 17:00 | 50.1888 | 27.4996 | 12.4095 | 47.515 | 16.8596 | 14.6428 | 28.4215 | 19.4087
2018-04-14 18:00 | 50.7847 | 27.875 | 12.8157 | 47.816 | 17.1402 | 15.4768 | 28.245 | 19.5573
2018-04-14 19:00 | 50.1609 | 27.384 | 12.5243 | 47.8588 | 16.8721 | 15.7514 | 27.6135 | 19.4633
2018-04-14 20:00 | 48.51 | 26.1489 | 11.666 | 48.1865 | 16.1011 | 15.3295 | 26.3739 | 19.0643
2018-04-14 21:00 | 45.7028 | 24.0187 | 10.2133 | 47.5936 | 14.4856 | 13.9586 | 23.9014 | 17.911
2018-04-14 22:00 | 44.1901 | 22.4729 | 9.4142 | 48.0684 | 15.3222 | 13.117 | 20.6584 | 16.2711
2018-04-14 23:00 | 43.5393 | 21.6408 | 9.1031 | 50.3718 | 15.337 | 12.5156 | 16.8252 | 13.7386
2018-04-15 | 42.4758 | 20.9061 | 8.8752 | 53.7613 | 14.6462 | 12.218 | 13.1291 | 10.4866
2018-04-15 01:00 | 40.6582 | 19.9729 | 8.8011 | 57.9546 | 14.0704 | 12.0548 | 9.8469 | 7.2312
2018-04-15 02:00 | 37.959 | 18.7953 | 8.8082 | 60.5163 | 13.4774 | 12.0317 | 7.6212 | 5.0336
2018-04-15 03:00 | 39.0286 | 19.4769 | 8.7993 | 60.8994 | 12.9677 | 11.9376 | 6.6016 | 3.657
2018-04-15 04:00 | 39.2395 | 19.6523 | 8.9216 | 61.9938 | 12.5963 | 12.0404 | 6.5033 | 3.5303
2018-04-15 05:00 | 39.1079 | 19.6446 | 9.0979 | 62.1578 | 12.3566 | 12.2307 | 6.8477 | 3.8163
2018-04-15 06:00 | 37.7472 | 19.5233 | 9.3374 | 61.624 | 12.3077 | 12.5338 | 7.5214 | 4.4578
2018-04-15 07:00 | 37.3776 | 19.6597 | 9.7505 | 61.6355 | 12.4053 | 13.1582 | 8.6487 | 5.3091
2018-04-15 08:00 | 37.4648 | 19.7127 | 10.0315 | 60.6342 | 12.5603 | 13.6459 | 10.2243 | 7.1563
2018-04-15 09:00 | 35.9126 | 18.8816 | 9.2513 | 57.0381 | 10.0348 | 12.6817 | 11.6196 | 7.9053
2018-04-15 10:00 | 34.9746 | 16.7638 | 8.1857 | 54.0645 | 8.2608 | 9.2779 | 12.9645 | 8.7006
2018-04-15 11:00 | 41.0945 | 19.6093 | 8.4506 | 53.5899 | 9.1435 | 12.0208 | 15.7959 | 9.9086
2018-04-15 12:00 | 43.833 | 21.066 | 8.7837 | 52.848 | 10.4184 | 10.9922 | 18.0338 | 11.6709
2018-04-15 13:00 | 45.1367 | 22.175 | 9.2311 | 51.6764 | 12.0306 | 11.1161 | 21.1556 | 13.8675
2018-04-15 14:00 | 45.9676 | 23.0911 | 9.8198 | 49.8007 | 13.5515 | 11.8068 | 24.0274 | 16.0684
2018-04-15 15:00 | 46.3514 | 23.5158 | 10.2797 | 46.8746 | 14.2768 | 12.6241 | 25.8412 | 17.5578
2018-04-15 16:00 | 46.3051 | 23.5595 | 10.4699 | 44.0043 | 14.3763 | 13.1718 | 26.35 | 18.2909
2018-04-15 17:00 | 46.1425 | 23.4931 | 10.6096 | 41.7146 | 14.1618 | 13.4269 | 26.1526 | 18.6248
2018-04-15 18:00 | 45.5684 | 23.0822 | 10.5043 | 40.7955 | 13.7973 | 13.4208 | 25.578 | 18.5312
2018-04-15 19:00 | 44.3463 | 22.1745 | 10.0812 | 40.5957 | 13.2846 | 13.2397 | 24.682 | 18.2547
2018-04-15 20:00 | 42.3133 | 20.9277 | 9.3936 | 41.2969 | 12.6705 | 12.7262 | 23.32 | 17.769
2018-04-15 21:00 | 40.3834 | 19.9429 | 8.745 | 42.6358 | 11.9641 | 12.2311 | 21.2917 | 16.8378
2018-04-15 22:00 | 40.2695 | 20.2112 | 9.0676 | 45.7895 | 13.9095 | 12.7725 | 19.1896 | 15.6784
2018-04-15 23:00 | 40.2788 | 20.3343 | 9.3505 | 49.6442 | 14.6044 | 12.7902 | 16.3148 | 13.562
2018-04-16 | 39.3253 | 19.9896 | 9.435 | 53.4563 | 14.2576 | 12.801 | 13.0735 | 10.6022
2018-04-16 01:00 | 38.3966 | 19.7148 | 9.6224 | 57.3759 | 14.059 | 13.0068 | 10.0224 | 7.576
2018-04-16 02:00 | 37.0564 | 19.0765 | 9.8189 | 60.198 | 13.741 | 13.2706 | 7.6296 | 5.4187
2018-04-16 03:00 | 40.8112 | 21.1124 | 10.729 | 61.9167 | 13.3837 | 13.5888 | 9.4867 | 6.9549
2018-04-16 04:00 | 40.2983 | 20.9624 | 10.9561 | 63.675 | 13.1227 | 14.1223 | 8.9254 | 8.2079
2018-04-16 05:00 | 40.5031 | 20.9296 | 11.2779 | 64.2195 | 12.9442 | 14.7182 | 9.7857 | 9.0253
2018-04-16 06:00 | 41.4388 | 21.1874 | 11.6594 | 64.2543 | 12.9568 | 15.2881 | 11.1671 | 9.9909
2018-04-16 07:00 | 43.4496 | 21.7719 | 12.156 | 63.9548 | 13.1397 | 15.8283 | 12.7895 | 11.3239
2018-04-16 08:00 | 43.0766 | 20.363 | 12.3789 | 62.5568 | 13.0607 | 11.8997 | 14.3214 | 13.1677
2018-04-16 09:00 | 49.2605 | 23.6094 | 12.5954 | 59.8222 | 10.7585 | 17.3404 | 16.1254 | 14.283
2018-04-16 10:00 | 52.8729 | 25.1945 | 12.2842 | 56.8565 | 9.4185 | 15.5627 | 17.9344 | 15.2065
2018-04-16 11:00 | 58.8219 | 27.9215 | 12.9537 | 55.7874 | 9.8496 | 15.1681 | 20.4481 | 16.1232
2018-04-16 12:00 | 63.0065 | 30.3371 | 13.6115 | 53.316 | 10.6249 | 14.8916 | 21.9361 | 16.9417
2018-04-16 13:00 | 65.4268 | 31.9233 | 14.2062 | 49.9482 | 11.4314 | 15.1729 | 23.3197 | 17.5723
2018-04-16 14:00 | 65.904 | 32.5676 | 14.3997 | 46.196 | 11.8861 | 14.9527 | 23.9362 | 17.8342
2018-04-16 15:00 | 65.6056 | 32.6823 | 14.5982 | 43.2868 | 12.0265 | 14.7388 | 24.0584 | 17.7841
2018-04-16 16:00 | 65.1549 | 32.2708 | 14.5898 | 40.2019 | 11.8559 | 14.4034 | 23.9785 | 17.7097
2018-04-16 17:00 | 63.6731 | 30.742 | 14.3195 | 38.0611 | 11.5964 | 14.1083 | 23.7672 | 17.6652
2018-04-16 18:00 | 60.2135 | 28.218 | 13.8458 | 38.0845 | 11.3231 | 13.9691 | 23.4062 | 17.5482
2018-04-16 19:00 | 55.4578 | 25.6136 | 13.0139 | 38.8018 | 11.067 | 13.613 | 22.8778 | 17.2986
2018-04-16 20:00 | 49.7692 | 23.4975 | 12.5358 | 40.8398 | 10.8173 | 14.1702 | 22.14 | 16.9409
2018-04-16 21:00 | 46.9069 | 22.039 | 12.2973 | 44.5032 | 10.4176 | 14.904 | 21.0769 | 16.2436
2018-04-16 22:00 | 45.4791 | 21.949 | 12.7837 | 49.7273 | 12.7693 | 16.1978 | 20.3064 | 15.2779
2018-04-16 23:00 | 44.5299 | 21.9053 | 14.0438 | 54.6466 | 14.049 | 19.2585 | 19.1009 | 13.2885
2018-04-17 | 43.1217 | 21.4287 | 14.3022 | 58.4752 | 14.0964 | 20.5297 | 17.0731 | 10.3733
2018-04-17 01:00 | 42.2219 | 21.2111 | 14.3206 | 62.7994 | 14.1919 | 21.2482 | 14.379 | 7.9129
2018-04-17 02:00 | 41.531 | 21.1462 | 13.8516 | 65.6681 | 14.1951 | 20.8165 | 10.8176 | 6.8293
2018-04-17 03:00 | 41.562 | 21.2503 | 13.9646 | 67.3217 | 14.1194 | 21.0415 | 9.6721 | 7.1403
2018-04-17 04:00 | 41.926 | 21.459 | 14.3586 | 69.0535 | 14.1243 | 21.7746 | 9.1305 | 8.4238
2018-04-17 05:00 | 42.2987 | 21.6461 | 14.3746 | 69.3044 | 14.269 | 21.5097 | 10.0094 | 9.2714
2018-04-17 06:00 | 44.9682 | 22.288 | 15.4561 | 70.1264 | 14.6124 | 22.9677 | 11.4695 | 10.2746
2018-04-17 07:00 | 47.3827 | 22.9582 | 15.7791 | 69.6851 | 14.9035 | 23.0656 | 13.1047 | 11.5937
2018-04-17 08:00 | 46.2589 | 20.955 | 15.9859 | 69.1078 | 14.957 | 13.7392 | 14.5653 | 14.6873
2018-04-17 09:00 | 52.6887 | 24.9193 | 15.7299 | 64.8142 | 12.6281 | 24.8913 | 16.4813 | 15.7414
2018-04-17 10:00 | 53.6107 | 25.4772 | 13.8437 | 58.6941 | 10.4141 | 19.372 | 18.1103 | 16.2861
2018-04-17 11:00 | 56.7112 | 27.2677 | 12.869 | 55.8827 | 9.8097 | 16.1411 | 20.37 | 16.6504
2018-04-17 12:00 | 61.2709 | 29.5348 | 12.8348 | 52.924 | 9.9743 | 14.4921 | 21.8033 | 16.9751
2018-04-17 13:00 | 65.3925 | 31.4327 | 13.3004 | 49.2994 | 10.6351 | 13.604 | 22.9882 | 17.3384
2018-04-17 14:00 | 66.9935 | 32.4892 | 13.792 | 45.6064 | 11.3805 | 13.1836 | 23.6004 | 17.5355
2018-04-17 15:00 | 67.7674 | 33.0501 | 14.1781 | 42.153 | 11.8004 | 13.0528 | 23.8209 | 17.4899
2018-04-17 16:00 | 67.9439 | 33.2299 | 14.5204 | 39.9116 | 12.1246 | 13.0252 | 23.9805 | 17.5395
2018-04-17 17:00 | 67.4417 | 32.4545 | 14.5978 | 38.7526 | 12.4301 | 12.9352 | 24.129 | 17.6545
2018-04-17 18:00 | 64.7953 | 30.4527 | 14.2421 | 39.0636 | 12.586 | 12.7436 | 24.1726 | 17.6818
2018-04-17 19:00 | 60.5069 | 27.8898 | 13.3943 | 40.0661 | 12.5408 | 12.4703 | 23.8571 | 17.4911
2018-04-17 20:00 | 56.1495 | 25.6531 | 12.2851 | 41.6147 | 12.2359 | 12.0891 | 22.958 | 16.9782
2018-04-17 21:00 | 52.0145 | 23.6544 | 11.106 | 42.7023 | 11.3862 | 11.6221 | 21.4855 | 16.0026
2018-04-17 22:00 | 48.1394 | 22.4545 | 10.8599 | 45.3062 | 12.9066 | 12.2318 | 20.1609 | 14.7195
2018-04-17 23:00 | 43.8641 | 21.4886 | 11.0015 | 49.9791 | 13.857 | 13.3088 | 18.7033 | 12.5677
2018-04-18 | 40.7708 | 20.6528 | 10.8796 | 53.9478 | 13.6734 | 13.7887 | 16.5897 | 9.5212
2018-04-18 01:00 | 39.2394 | 20.2365 | 10.6783 | 58.3717 | 13.5372 | 13.8476 | 13.8798 | 7.0144
2018-04-18 02:00 | 38.18 | 20.1448 | 10.5636 | 61.1878 | 13.3466 | 13.9893 | 10.7112 | 5.9281
2018-04-18 03:00 | 35.3986 | 19.2813 | 10.2134 | 62.826 | 13.1329 | 14.6584 | 9.5659 | 6.9696
2018-04-18 04:00 | 36.4127 | 19.6142 | 10.9339 | 65.3798 | 13.0626 | 15.8029 | 9.0208 | 8.2671
2018-04-18 05:00 | 37.1 | 19.7642 | 11.363 | 65.8945 | 13.0866 | 16.5098 | 9.9191 | 9.1312
2018-04-18 06:00 | 38.5559 | 20.1312 | 11.9828 | 65.7497 | 13.3315 | 17.6437 | 11.3572 | 10.1212
2018-04-18 07:00 | 40.0891 | 20.5538 | 12.5451 | 65.9847 | 13.6524 | 18.5915 | 13.0441 | 11.479
2018-04-18 08:00 | 38.5454 | 18.8729 | 12.559 | 65.3427 | 13.7311 | 15.2382 | 14.7224 | 14.3424
2018-04-18 09:00 | 39.7564 | 20.6531 | 12.1574 | 61.4781 | 11.413 | 19.5636 | 16.481 | 15.4112
2018-04-18 10:00 | 38.7952 | 19.7775 | 10.8764 | 57.5883 | 9.5705 | 16.7024 | 18.0512 | 15.9484
2018-04-18 11:00 | 38.7828 | 19.8179 | 9.8821 | 55.1262 | 9.4314 | 14.5434 | 20.3381 | 16.3106
2018-04-18 12:00 | 41.4607 | 20.7319 | 9.6347 | 52.5119 | 10.0238 | 13.6094 | 21.8689 | 16.8058
2018-04-18 13:00 | 44.1729 | 21.6371 | 9.7245 | 49.4493 | 10.9908 | 13.4875 | 23.4269 | 17.4076
2018-04-18 14:00 | 45.6472 | 22.1683 | 9.8146 | 46.2312 | 11.8486 | 13.6077 | 24.39 | 17.8451
2018-04-18 15:00 | 45.9801 | 22.5712 | 10.0002 | 43.437 | 12.3344 | 13.8606 | 24.8948 | 18.0035
2018-04-18 16:00 | 46.1321 | 23.0165 | 10.2737 | 41.2117 | 12.5228 | 14.1498 | 25.1418 | 18.1157
2018-04-18 17:00 | 46.8793 | 23.2159 | 10.404 | 39.3894 | 12.5164 | 13.9753 | 25.0975 | 18.1489
2018-04-18 18:00 | 46.9556 | 22.8231 | 10.3118 | 38.908 | 12.4616 | 13.4978 | 24.7338 | 18.0169
2018-04-18 19:00 | 45.5622 | 21.9055 | 9.7599 | 39.5223 | 12.3932 | 12.9275 | 24.0726 | 17.7227
2018-04-18 20:00 | 43.8126 | 20.9511 | 9.0475 | 40.9672 | 12.1063 | 12.3992 | 22.9205 | 17.1394
2018-04-18 21:00 | 41.8219 | 19.9835 | 8.4075 | 42.2993 | 11.3377 | 11.8929 | 21.4286 | 16.1573
2018-04-18 22:00 | 40.3626 | 19.8546 | 8.8202 | 44.9184 | 12.9434 | 12.5695 | 20.2202 | 14.8254
2018-04-18 23:00 | 39.3718 | 19.965 | 9.6481 | 49.6236 | 13.9521 | 13.6787 | 18.6993 | 12.5393
2018-04-19 | 38.1388 | 19.727 | 9.8769 | 54.0328 | 13.7541 | 13.9598 | 16.5215 | 9.4376
2018-04-19 01:00 | 36.3431 | 19.4277 | 10.1278 | 58.3164 | 13.6633 | 14.2248 | 13.832 | 6.9729
2018-04-19 02:00 | 34.8601 | 18.8538 | 10.6859 | 61.5681 | 13.5206 | 15.1348 | 10.7441 | 5.9028
2018-04-19 03:00 | 39.1747 | 20.681 | 11.6361 | 63.2987 | 13.3447 | 15.5541 | 9.5696 | 6.9786
2018-04-19 04:00 | 39.1156 | 20.8266 | 11.8332 | 65.2144 | 13.2341 | 15.9019 | 8.988 | 8.2562
2018-04-19 05:00 | 39.6205 | 20.9488 | 12.1137 | 65.9319 | 13.2016 | 16.4822 | 9.8575 | 9.0981
2018-04-19 06:00 | 41.6367 | 21.4045 | 12.9495 | 65.8252 | 13.4068 | 18.052 | 11.2666 | 10.0794
2018-04-19 07:00 | 44.7091 | 22.1895 | 13.9238 | 66.4835 | 13.6885 | 19.4547 | 12.9236 | 11.4184
2018-04-19 08:00 | 44.1453 | 20.4464 | 13.8752 | 65.0682 | 13.6675 | 12.5199 | 14.4246 | 13.8689
2018-04-19 09:00 | 49.959 | 23.9592 | 13.6778 | 61.0938 | 11.3019 | 21.1709 | 16.2301 | 14.9031
2018-04-19 10:00 | 53.5746 | 25.209 | 13.7755 | 57.8002 | 9.5124 | 19.7169 | 18.0175 | 15.6642
2018-04-19 11:00 | 58.3158 | 27.4213 | 13.9025 | 55.9044 | 9.198 | 18.8462 | 20.3601 | 16.3361
2018-04-19 12:00 | 63.2369 | 29.7145 | 13.832 | 53.5493 | 9.3742 | 17.5136 | 21.794 | 16.7993
2018-04-19 13:00 | 67.0903 | 31.6502 | 14.162 | 49.9578 | 9.8954 | 16.414 | 22.914 | 17.1859
2018-04-19 14:00 | 68.5328 | 32.7582 | 14.4501 | 46.4328 | 10.4396 | 15.7077 | 23.4496 | 17.4025
2018-04-19 15:00 | 68.8365 | 33.3476 | 14.7105 | 42.9339 | 10.6736 | 15.5383 | 23.6603 | 17.4395
2018-04-19 16:00 | 68.0052 | 33.1645 | 14.7049 | 39.9786 | 10.8091 | 14.9369 | 23.7259 | 17.4886
2018-04-19 17:00 | 66.7377 | 32.068 | 14.4256 | 38.493 | 11.0012 | 14.0542 | 23.7318 | 17.5426
2018-04-19 18:00 | 63.7158 | 29.8918 | 14.0005 | 38.6601 | 11.1948 | 13.6795 | 23.5596 | 17.4894
2018-04-19 19:00 | 59.6588 | 27.4748 | 13.4549 | 40.2378 | 11.2736 | 14.0102 | 23.1803 | 17.2863
2018-04-19 20:00 | 55.2034 | 25.3644 | 12.2992 | 41.8099 | 11.1754 | 13.2637 | 22.3763 | 16.8435
2018-04-19 21:00 | 51.4202 | 23.5144 | 11.3151 | 43.2998 | 10.6399 | 12.9294 | 21.1215 | 15.9635
2018-04-19 22:00 | 48.5256 | 22.6876 | 11.2239 | 46.6226 | 12.4229 | 13.533 | 20.1425 | 14.7446
2018-04-19 23:00 | 45.5438 | 22.0036 | 11.1978 | 50.2185 | 13.5806 | 14.1315 | 18.7361 | 12.49
2018-04-20 | 42.9739 | 21.1687 | 11.0404 | 54.2296 | 13.4474 | 14.6341 | 16.5799 | 9.3618
2018-04-20 01:00 | 40.9911 | 20.7164 | 11.0038 | 58.7291 | 13.3737 | 15.0591 | 13.8477 | 6.8024
2018-04-20 02:00 | 39.7122 | 20.6002 | 10.9567 | 61.4695 | 13.2265 | 15.409 | 10.7251 | 5.6267
2018-04-20 03:00 | 39.5106 | 20.6293 | 11.4317 | 63.3387 | 13.0098 | 16.583 | 9.5502 | 6.9247
2018-04-20 04:00 | 39.0951 | 20.7121 | 11.7712 | 65.2455 | 12.8693 | 17.2062 | 8.9741 | 8.2028
2018-04-20 05:00 | 38.9752 | 20.8006 | 11.9397 | 65.9459 | 12.8121 | 17.5034 | 9.839 | 9.037
2018-04-20 06:00 | 40.126 | 21.064 | 12.153 | 65.2814 | 12.9397 | 17.6395 | 11.2304 | 9.9973
2018-04-20 07:00 | 42.5343 | 21.696 | 12.5822 | 65.0795 | 13.1806 | 17.7537 | 12.8749 | 11.328
2018-04-20 08:00 | 42.8206 | 20.3031 | 12.3601 | 63.4547 | 13.157 | 11.7801 | 14.3634 | 13.5107
2018-04-20 09:00 | 48.1237 | 23.378 | 12.1308 | 59.818 | 10.4738 | 18.4235 | 16.1623 | 14.5173
2018-04-20 10:00 | 52.9611 | 24.8163 | 11.3147 | 55.6758 | 8.9765 | 15.1921 | 17.915 | 15.0589
2018-04-20 11:00 | 61.1972 | 28.0736 | 11.4034 | 53.6195 | 9.0684 | 13.1638 | 20.4397 | 15.7226
2018-04-20 12:00 | 67.4599 | 31.4098 | 12.4088 | 52.1925 | 9.8764 | 12.5731 | 21.9672 | 16.5375
2018-04-20 13:00 | 71.3367 | 34.1246 | 13.6745 | 50.4831 | 11.1411 | 12.8826 | 23.9596 | 17.4653
2018-04-20 14:00 | 72.5592 | 35.8739 | 14.7926 | 48.2505 | 12.4469 | 13.4093 | 25.3315 | 18.1595
2018-04-20 15:00 | 72.577 | 36.9061 | 15.7165 | 45.6659 | 13.3883 | 13.9869 | 26.126 | 18.5427
2018-04-20 16:00 | 72.2328 | 37.2061 | 16.4145 | 43.7999 | 13.947 | 14.5793 | 26.52 | 18.8591
2018-04-20 17:00 | 71.1244 | 36.1423 | 16.6641 | 42.5298 | 14.2797 | 14.9192 | 26.5091 | 19.0446
2018-04-20 18:00 | 68.3108 | 33.854 | 16.4468 | 42.9305 | 14.4279 | 15.1808 | 26.5493 | 19.1472
2018-04-20 19:00 | 64.0656 | 31.1922 | 15.5746 | 43.7541 | 14.2839 | 14.9663 | 26.2356 | 18.9232
2018-04-20 20:00 | 59.2571 | 28.6157 | 14.1072 | 44.858 | 13.7841 | 14.166 | 24.9634 | 18.2628
2018-04-20 21:00 | 54.778 | 25.9524 | 12.3231 | 45.7132 | 12.7374 | 13.0588 | 22.8672 | 17.0046
2018-04-20 22:00 | 51.3194 | 24.3504 | 11.4805 | 47.0747 | 13.753 | 12.8667 | 20.9827 | 15.2763
2018-04-20 23:00 | 47.8565 | 23.0957 | 10.9336 | 49.9333 | 14.3536 | 12.7123 | 19.0222 | 12.5681
2018-04-21 | 44.8735 | 21.9003 | 10.3424 | 53.5086 | 13.8781 | 12.4641 | 16.5601 | 9.1098
2018-04-21 01:00 | 42.7553 | 21.1675 | 9.946 | 57.3579 | 13.5627 | 12.247 | 13.6701 | 6.3516
2018-04-21 02:00 | 41.7407 | 20.9423 | 9.7443 | 59.9719 | 13.1898 | 12.3039 | 10.8623 | 4.9674
2018-04-21 03:00 | 38.3245 | 19.4881 | 8.8795 | 60.4169 | 12.7866 | 12.2881 | 6.7254 | 3.6724
2018-04-21 04:00 | 37.0173 | 19.3466 | 9.0602 | 62.3092 | 12.5138 | 12.5953 | 6.5468 | 3.5596
2018-04-21 05:00 | 35.9387 | 19.2813 | 9.3418 | 63.1054 | 12.3752 | 13.0855 | 6.8852 | 3.8571
2018-04-21 06:00 | 36.4612 | 19.4266 | 9.6573 | 62.6962 | 12.4145 | 13.5937 | 7.5739 | 4.501
2018-04-21 07:00 | 36.7706 | 19.5681 | 10.0074 | 62.3457 | 12.5585 | 14.2308 | 8.688 | 5.3455
2018-04-21 08:00 | 34.0687 | 17.578 | 10.1308 | 61.2843 | 12.5269 | 11.1725 | 9.9089 | 7.4904
2018-04-21 09:00 | 35.0823 | 18.7837 | 9.5891 | 57.7198 | 9.9528 | 15.5129 | 11.6605 | 8.3781
2018-04-21 10:00 | 35.7044 | 18.525 | 8.5734 | 54.8687 | 8.8159 | 12.5483 | 13.4111 | 9.0567
2018-04-21 11:00 | 41.0212 | 19.9957 | 8.378 | 54.5806 | 9.4848 | 11.0933 | 15.8778 | 9.9763
2018-04-21 12:00 | 45.0438 | 21.8306 | 8.9095 | 54.0538 | 10.9647 | 10.9537 | 18.102 | 11.7097
2018-04-21 13:00 | 47.2553 | 23.5788 | 9.7437 | 53.0721 | 12.8879 | 11.4321 | 21.7096 | 14.0677
2018-04-21 14:00 | 48.2799 | 24.9762 | 10.6048 | 51.274 | 14.6625 | 12.2595 | 24.8396 | 16.4354
2018-04-21 15:00 | 49.0383 | 26.1257 | 11.471 | 49.5391 | 15.9747 | 13.4576 | 27.1146 | 18.1948
2018-04-21 16:00 | 50.0987 | 27.0096 | 12.2708 | 48.5311 | 16.777 | 14.7594 | 28.1903 | 19.2235
2018-04-21 17:00 | 51.4194 | 28.0326 | 13.0226 | 48.3377 | 17.3047 | 15.9524 | 28.513 | 19.8552
2018-04-21 18:00 | 52.3418 | 28.5531 | 13.4376 | 48.6623 | 17.3945 | 16.7532 | 28.4499 | 20.0188
2018-04-21 19:00 | 51.5385 | 27.88 | 13.0629 | 48.7429 | 17.0918 | 16.8855 | 27.8694 | 19.8986
2018-04-21 20:00 | 49.3025 | 26.3394 | 12.0727 | 48.6798 | 16.2949 | 16.3004 | 26.4523 | 19.4491
2018-04-21 21:00 | 46.4093 | 24.2972 | 10.6402 | 47.5985 | 14.6705 | 14.7614 | 23.9643 | 18.2667
2018-04-21 22:00 | 45.4936 | 23.2656 | 9.972 | 49.558 | 15.3418 | 13.8706 | 21.0679 | 16.671
2018-04-21 23:00 | 44.9914 | 22.7734 | 9.6586 | 52.2046 | 15.7405 | 13.2815 | 17.6417 | 14.2537
2018-04-22 | 44.0094 | 21.9768 | 9.1906 | 54.8646 | 15.0399 | 12.5652 | 13.6813 | 10.8295
2018-04-22 01:00 | 42.7813 | 21.2631 | 8.971 | 58.2176 | 14.5045 | 12.3055 | 10.2199 | 7.5025
2018-04-22 02:00 | 40.1291 | 19.9897 | 8.8949 | 60.36 | 13.907 | 12.2202 | 7.9254 | 5.0595
2018-04-22 03:00 | 41.0183 | 20.5016 | 8.8468 | 61.2995 | 13.3088 | 12.0616 | 6.7925 | 3.763
2018-04-22 04:00 | 40.7156 | 20.4201 | 8.8815 | 62.5954 | 12.8257 | 12.0602 | 6.6157 | 3.5854
2018-04-22 05:00 | 40.369 | 20.3322 | 8.9782 | 62.5502 | 12.4993 | 12.1447 | 6.9305 | 3.8487
2018-04-22 06:00 | 39.0688 | 19.9921 | 9.067 | 61.4668 | 12.4022 | 12.2042 | 7.5638 | 4.4825
2018-04-22 07:00 | 37.7916 | 19.7821 | 9.272 | 61.4866 | 12.4449 | 12.3894 | 8.6394 | 5.3247
2018-04-22 08:00 | 36.5904 | 19.6591 | 9.5134 | 60.2759 | 12.5954 | 12.6477 | 10.1997 | 6.8218
2018-04-22 09:00 | 34.9761 | 18.5946 | 8.586 | 56.7081 | 9.623 | 11.5555 | 11.5262 | 7.6393
2018-04-22 10:00 | 35.5146 | 17.2906 | 7.777 | 54.4867 | 8.4875 | 9.1886 | 13.0087 | 8.5164
2018-04-22 11:00 | 43.0578 | 20.8108 | 8.3357 | 55.6017 | 10.1855 | 11.5436 | 16.1216 | 9.9225
2018-04-22 12:00 | 46.331 | 22.9595 | 9.3505 | 56.493 | 12.2385 | 11.544 | 19.2084 | 12.2149
2018-04-22 13:00 | 48.0056 | 24.6489 | 10.5219 | 55.8344 | 14.4891 | 12.8568 | 23.0128 | 14.7981
2018-04-22 14:00 | 49.0481 | 25.9186 | 11.5512 | 54.3833 | 16.423 | 14.5922 | 26.1567 | 17.228
2018-04-22 15:00 | 50.2449 | 26.9983 | 12.4147 | 53.1144 | 17.6797 | 15.9099 | 28.3772 | 18.9167
2018-04-22 16:00 | 51.4948 | 28.0181 | 13.363 | 52.259 | 18.4128 | 17.3424 | 29.7267 | 19.9549
2018-04-22 17:00 | 52.4477 | 28.6357 | 14.1985 | 51.3358 | 18.7076 | 18.4776 | 29.8382 | 20.4625
2018-04-22 18:00 | 52.8382 | 28.8079 | 14.5829 | 51.2573 | 18.7262 | 19.0749 | 29.1982 | 20.4481
2018-04-22 19:00 | 51.886 | 28.0807 | 14.1133 | 51.0688 | 18.301 | 18.9734 | 28.2314 | 20.2286
2018-04-22 20:00 | 50.0603 | 26.9341 | 13.1402 | 51.2571 | 17.5709 | 18.2556 | 26.8364 | 19.8267
2018-04-22 21:00 | 47.1832 | 24.9557 | 11.5169 | 50.3342 | 16.0074 | 16.5158 | 24.4156 | 18.6709
2018-04-22 22:00 | 45.4032 | 23.4047 | 10.3781 | 49.6424 | 16.232 | 15.0181 | 21.364 | 16.9783
2018-04-22 23:00 | 44.7969 | 22.6173 | 9.815 | 51.7017 | 16.3405 | 13.8286 | 17.6481 | 14.3807
2018-04-23 | 43.5675 | 21.6434 | 9.2951 | 54.5382 | 15.439 | 12.934 | 13.7471 | 10.9273
2018-04-23 01:00 | 42.557 | 21.1173 | 9.0706 | 57.8659 | 14.817 | 12.5811 | 10.3309 | 7.6098
2018-04-23 02:00 | 40.5222 | 20.1144 | 8.9411 | 59.8826 | 14.1586 | 12.3878 | 7.9772 | 5.1409
2018-04-23 03:00 | 44.6848 | 22.125 | 9.6529 | 61.0448 | 13.5285 | 12.1554 | 9.741 | 7.1293
2018-04-23 04:00 | 44.1707 | 21.8317 | 9.5239 | 62.228 | 13.0347 | 11.9809 | 9.0805 | 8.3191
2018-04-23 05:00 | 43.9497 | 21.6233 | 9.5292 | 62.535 | 12.6762 | 12.0014 | 9.8916 | 9.084
2018-04-23 06:00 | 44.6437 | 21.6971 | 9.6809 | 61.6026 | 12.5854 | 12.1612 | 11.2771 | 10.0811
2018-04-23 07:00 | 46.2872 | 22.119 | 9.8952 | 60.9361 | 12.5866 | 12.2304 | 12.8842 | 11.4164
2018-04-23 08:00 | 47.5244 | 21.3088 | 10.0333 | 59.4012 | 12.32 | 10.8646 | 14.363 | 12.5386
2018-04-23 09:00 | 52.1321 | 23.7471 | 9.8097 | 56.3066 | 9.5443 | 11.9103 | 16.1537 | 13.5284
2018-04-23 10:00 | 58.421 | 26.5838 | 10.4438 | 55.8716 | 9.302 | 11.5335 | 18.4479 | 14.8437
2018-04-23 11:00 | 65.9702 | 30.7936 | 12.1116 | 56.5005 | 10.477 | 12.5261 | 21.6775 | 16.4297
2018-04-23 12:00 | 71.7489 | 34.6447 | 14.2179 | 56.7496 | 12.3598 | 14.2956 | 24.2309 | 17.8286
2018-04-23 13:00 | 75.0352 | 37.7816 | 16.2929 | 56.4094 | 14.6454 | 16.2619 | 26.5569 | 19.1093
2018-04-23 14:00 | 76.5184 | 39.901 | 18.0489 | 55.0459 | 16.5277 | 18.2003 | 28.2803 | 20.0088
2018-04-23 15:00 | 77.3525 | 41.3215 | 19.43 | 53.4523 | 17.8835 | 19.942 | 29.2398 | 20.5008
2018-04-23 16:00 | 77.7507 | 42.0165 | 20.5815 | 52.3577 | 18.6694 | 21.3108 | 29.8334 | 20.8308
2018-04-23 17:00 | 76.7626 | 40.9745 | 20.895 | 51.1292 | 18.864 | 21.6393 | 29.9478 | 20.965
2018-04-23 18:00 | 73.3063 | 38.1636 | 20.3659 | 50.436 | 18.7827 | 21.4783 | 29.438 | 20.8308
2018-04-23 19:00 | 68.2524 | 34.8551 | 19.1367 | 49.9588 | 18.3114 | 20.921 | 28.5224 | 20.4488
2018-04-23 20:00 | 62.7208 | 31.7271 | 17.2956 | 49.6415 | 17.3853 | 19.6702 | 26.9445 | 19.6987
2018-04-23 21:00 | 57.3938 | 28.5299 | 15.0306 | 49.0719 | 15.7067 | 17.6975 | 24.6837 | 18.2875
2018-04-23 22:00 | 53.2574 | 26.1805 | 13.3503 | 49.6072 | 15.895 | 15.967 | 22.5981 | 16.3168
2018-04-23 23:00 | 50.2183 | 24.7099 | 12.2634 | 52.3029 | 16.2088 | 14.6333 | 20.3147 | 13.4212
2018-04-24 | 47.4555 | 23.3941 | 11.2852 | 55.2087 | 15.4551 | 13.7111 | 17.5391 | 9.7192
2018-04-24 01:00 | 45.4021 | 22.478 | 10.6176 | 58.7041 | 14.8616 | 13.1342 | 14.3877 | 6.7911
2018-04-24 02:00 | 44.1906 | 22.0168 | 10.1385 | 60.9179 | 14.2208 | 12.8315 | 11.2831 | 5.1602
2018-04-24 03:00 | 43.3078 | 21.5976 | 9.7328 | 61.2383 | 13.5793 | 12.4057 | 9.8713 | 7.1717
2018-04-24 04:00 | 42.9445 | 21.4188 | 9.5818 | 62.2327 | 13.0979 | 12.2858 | 9.1619 | 8.3654
2018-04-24 05:00 | 42.8748 | 21.2968 | 9.5652 | 62.3666 | 12.7464 | 12.1918 | 9.9614 | 9.1486
2018-04-24 06:00 | 44.156 | 21.5531 | 9.6002 | 61.145 | 12.5836 | 12.1343 | 11.3176 | 10.0701
2018-04-24 07:00 | 45.7147 | 21.8432 | 9.7236 | 60.4655 | 12.539 | 12.1072 | 12.8898 | 11.3866
2018-04-24 08:00 | 46.532 | 21.0424 | 9.8512 | 58.8603 | 12.2473 | 10.7415 | 14.3355 | 12.5079
2018-04-24 09:00 | 50.9515 | 23.1912 | 9.6 | 55.5407 | 9.2768 | 11.7854 | 16.0407 | 13.5062
2018-04-24 10:00 | 56.5847 | 25.6483 | 10.2253 | 54.8696 | 9.0171 | 11.328 | 18.1346 | 14.6582
2018-04-24 11:00 | 63.7366 | 29.6366 | 11.8227 | 55.383 | 10.0691 | 12.3266 | 21.25 | 16.1617
2018-04-24 12:00 | 69.4331 | 33.3763 | 13.8553 | 55.1863 | 11.8276 | 14.1166 | 23.7598 | 17.5773
2018-04-24 13:00 | 73.368 | 36.4877 | 15.8641 | 54.1655 | 13.8997 | 16.0783 | 26.0393 | 18.8229
2018-04-24 14:00 | 74.8479 | 38.4074 | 17.3334 | 52.3671 | 15.6091 | 17.7386 | 27.474 | 19.6099
2018-04-24 15:00 | 75.3955 | 39.5487 | 18.5317 | 50.2413 | 16.7267 | 19.2877 | 28.3601 | 20.0176
2018-04-24 16:00 | 75.25 | 39.8348 | 19.4636 | 48.4451 | 17.2918 | 20.4228 | 28.6901 | 20.2845
2018-04-24 17:00 | 73.8112 | 38.5536 | 19.57 | 46.9556 | 17.4607 | 20.5179 | 28.6234 | 20.3768
2018-04-24 18:00 | 70.7974 | 36.2499 | 19.2199 | 47.1512 | 17.5009 | 20.3977 | 28.4257 | 20.344
2018-04-24 19:00 | 66.3218 | 33.3798 | 18.2578 | 47.5487 | 17.1879 | 19.9174 | 27.6927 | 20.0276
2018-04-24 20:00 | 61.0023 | 30.4107 | 16.5338 | 47.6965 | 16.417 | 18.6778 | 26.2562 | 19.2984
2018-04-24 21:00 | 55.8066 | 27.4085 | 14.3651 | 47.6925 | 14.9126 | 16.7645 | 24.1784 | 17.9441
2018-04-24 22:00 | 51.6387 | 25.1663 | 12.7609 | 48.0762 | 15.3748 | 15.192 | 22.129 | 16.0757
2018-04-24 23:00 | 48.8415 | 23.8961 | 11.9058 | 50.9787 | 15.8661 | 14.3552 | 19.9332 | 13.2587
2018-04-25 | 45.9624 | 22.5741 | 11.0606 | 54.3859 | 15.15 | 13.5689 | 17.2416 | 9.6006
2018-04-25 01:00 | 43.937 | 21.7387 | 10.4671 | 57.9177 | 14.5812 | 12.9714 | 14.0603 | 6.6574
2018-04-25 02:00 | 43.0826 | 21.4806 | 10.0593 | 60.3603 | 13.9703 | 12.6205 | 11.1433 | 5.0894
2018-04-25 03:00 | 40.1075 | 20.3139 | 9.0634 | 61.5219 | 13.3851 | 12.3499 | 9.8171 | 7.1026
2018-04-25 04:00 | 39.9277 | 20.2482 | 9.0192 | 62.5355 | 12.9356 | 12.2609 | 9.1117 | 8.2905
2018-04-25 05:00 | 39.7546 | 20.1393 | 9.0512 | 62.5541 | 12.6237 | 12.2715 | 9.9357 | 9.0782
2018-04-25 06:00 | 39.9833 | 20.1241 | 9.0955 | 61.3405 | 12.4897 | 12.2939 | 11.2993 | 10.0199
2018-04-25 07:00 | 40.2742 | 20.1693 | 9.1814 | 60.7869 | 12.5007 | 12.3733 | 12.9055 | 11.353
2018-04-25 08:00 | 38.5527 | 18.6206 | 9.0607 | 59.4192 | 12.2705 | 10.875 | 14.3666 | 12.5029
2018-04-25 09:00 | 39.3883 | 19.4815 | 8.3023 | 56.0066 | 9.0627 | 11.9349 | 16.0382 | 13.4479
2018-04-25 10:00 | 41.6468 | 20.4015 | 8.4566 | 55.0538 | 9.0968 | 11.6023 | 18.3134 | 14.7324
2018-04-25 11:00 | 44.0947 | 21.6785 | 9.1548 | 55.4366 | 10.1673 | 12.3262 | 21.2666 | 16.1158
2018-04-25 12:00 | 46.9778 | 23.4432 | 10.2478 | 54.9464 | 11.9032 | 13.8835 | 23.5725 | 17.4427
2018-04-25 13:00 | 49.8822 | 25.1285 | 11.4479 | 54.1589 | 13.8459 | 15.7497 | 25.9906 | 18.7053
2018-04-25 14:00 | 50.9873 | 26.06 | 12.2522 | 52.0818 | 15.3498 | 17.2911 | 27.3069 | 19.4592
2018-04-25 15:00 | 51.2937 | 26.9549 | 13.0172 | 49.6627 | 16.3526 | 18.6913 | 28.0899 | 19.8489
2018-04-25 16:00 | 51.7843 | 27.9148 | 13.801 | 47.9043 | 17.0392 | 19.8024 | 28.5213 | 20.1734
2018-04-25 17:00 | 52.8118 | 28.4762 | 14.4037 | 46.9546 | 17.5198 | 20.3296 | 28.675 | 20.372
2018-04-25 18:00 | 53.1642 | 28.4178 | 14.7659 | 47.4089 | 17.8011 | 20.5586 | 28.6278 | 20.4199
2018-04-25 19:00 | 51.8729 | 27.3276 | 14.2349 | 47.9029 | 17.4686 | 20.1429 | 28.0066 | 20.11
2018-04-25 20:00 | 49.1749 | 25.6289 | 12.9504 | 47.8319 | 16.6181 | 18.8533 | 26.4976 | 19.3656
2018-04-25 21:00 | 46.0668 | 23.6639 | 11.3317 | 47.817 | 15.1624 | 16.9388 | 24.3108 | 18.0197
2018-04-25 22:00 | 44.4265 | 22.3975 | 10.3372 | 48.4753 | 15.4775 | 15.3794 | 22.2101 | 16.1155
2018-04-25 23:00 | 43.7372 | 21.9894 | 9.97 | 51.2257 | 15.8636 | 14.3264 | 19.9376 | 13.228
2018-04-26 | 42.6692 | 21.3677 | 9.5494 | 54.202 | 15.1135 | 13.5093 | 17.174 | 9.5352
2018-04-26 01:00 | 41.2478 | 20.7298 | 9.3409 | 57.9307 | 14.5531 | 12.9549 | 14.077 | 6.6291
2018-04-26 02:00 | 39.2599 | 19.7685 | 9.2017 | 60.3685 | 13.9501 | 12.6159 | 11.1599 | 5.0506
2018-04-26 03:00 | 43.1346 | 21.3522 | 9.7976 | 61.1398 | 13.3618 | 12.3361 | 9.7917 | 7.0738
2018-04-26 04:00 | 42.9781 | 21.3256 | 9.7518 | 62.5023 | 12.9145 | 12.316 | 9.0986 | 8.2734
2018-04-26 05:00 | 42.9508 | 21.2449 | 9.7443 | 62.6463 | 12.5958 | 12.2942 | 9.925 | 9.064
2018-04-26 06:00 | 43.7724 | 21.3707 | 9.8346 | 61.7249 | 12.4597 | 12.3727 | 11.2831 | 10.015
2018-04-26 07:00 | 45.6681 | 21.8412 | 10.0604 | 61.0302 | 12.4584 | 12.5102 | 12.8908 | 11.352
2018-04-26 08:00 | 45.9781 | 20.7989 | 10.1808 | 59.6927 | 12.201 | 10.8516 | 14.3325 | 12.5033
2018-04-26 09:00 | 50.722 | 23.2016 | 9.8126 | 56.0245 | 8.9606 | 12.2178 | 16.0049 | 13.4425
2018-04-26 10:00 | 56.6065 | 25.8338 | 10.4164 | 55.1407 | 8.947 | 11.6889 | 18.2477 | 14.6768
2018-04-26 11:00 | 62.9181 | 29.4035 | 11.7801 | 55.0159 | 9.8312 | 12.302 | 21.2429 | 16.075
2018-04-26 12:00 | 68.507 | 32.8522 | 13.5654 | 54.7408 | 11.2729 | 13.7867 | 23.4964 | 17.3268
2018-04-26 13:00 | 72.1636 | 35.5854 | 15.29 | 53.3314 | 13.1205 | 15.3791 | 25.6705 | 18.4327
2018-04-26 14:00 | 73.5901 | 37.2338 | 16.6496 | 51.1162 | 14.7094 | 16.7847 | 26.9862 | 19.1785
2018-04-26 15:00 | 73.9416 | 38.1294 | 17.6508 | 48.6699 | 15.7378 | 18.0313 | 27.7223 | 19.5689
2018-04-26 16:00 | 73.6514 | 38.275 | 18.4586 | 46.5993 | 16.3135 | 19.0264 | 28.0251 | 19.8243
2018-04-26 17:00 | 72.3191 | 36.9799 | 18.6494 | 45.2751 | 16.5161 | 19.3207 | 27.9047 | 19.925
2018-04-26 18:00 | 68.9802 | 34.3902 | 18.1386 | 45.1236 | 16.5691 | 19.1275 | 27.5846 | 19.8542
2018-04-26 19:00 | 64.6586 | 31.6422 | 17.1107 | 46.2898 | 16.3448 | 18.6964 | 27.0949 | 19.5813
2018-04-26 20:00 | 59.7091 | 29.07 | 15.5291 | 46.8915 | 15.7179 | 17.8048 | 25.7929 | 18.9401
2018-04-26 21:00 | 54.8759 | 26.3715 | 13.6446 | 47.447 | 14.3493 | 16.1503 | 23.7247 | 17.6145
2018-04-26 22:00 | 51.0938 | 24.3002 | 12.2256 | 47.74 | 14.7137 | 14.6754 | 21.6885 | 15.7138
2018-04-26 23:00 | 48.3215 | 23.2274 | 11.6001 | 51.1255 | 15.277 | 14.0608 | 19.5577 | 12.9675
2018-04-27 | 45.5188 | 22.1137 | 10.814 | 53.8796 | 14.6262 | 13.326 | 16.848 | 9.3834
2018-04-27 01:00 | 43.6307 | 21.4914 | 10.3188 | 57.4945 | 14.1738 | 12.93 | 13.769 | 6.5335
2018-04-27 02:00 | 42.9432 | 21.3604 | 10.0439 | 59.9861 | 13.6754 | 12.8047 | 11.0522 | 5.05
2018-04-27 03:00 | 42.3509 | 21.1812 | 9.8535 | 60.9554 | 13.1488 | 12.5949 | 9.7286 | 7.0204
2018-04-27 04:00 | 42.2647 | 21.1378 | 9.8876 | 62.4542 | 12.7682 | 12.7057 | 9.0611 | 8.2388
2018-04-27 05:00 | 42.4596 | 21.1222 | 9.938 | 62.4978 | 12.5143 | 12.7308 | 9.8919 | 9.0357
2018-04-27 06:00 | 43.5436 | 21.3046 | 10.1515 | 61.484 | 12.4058 | 12.995 | 11.2353 | 9.9826
2018-04-27 07:00 | 45.4655 | 21.7581 | 10.3022 | 60.7842 | 12.4131 | 13.0384 | 12.8439 | 11.3177
2018-04-27 08:00 | 46.2232 | 20.876 | 10.2718 | 59.1145 | 12.1903 | 10.8964 | 14.3162 | 12.6266
2018-04-27 09:00 | 50.7676 | 23.1473 | 9.8735 | 55.4039 | 8.8856 | 12.6506 | 15.9673 | 13.5714
2018-04-27 10:00 | 56.5725 | 25.682 | 10.3041 | 54.1383 | 8.7811 | 11.8061 | 18.1025 | 14.6545
2018-04-27 11:00 | 63.3879 | 29.0506 | 11.2977 | 53.7283 | 9.3737 | 11.9138 | 20.764 | 15.7948
2018-04-27 12:00 | 68.6458 | 32.3117 | 12.7012 | 52.7528 | 10.3426 | 12.6623 | 22.6337 | 16.9065
2018-04-27 13:00 | 71.7202 | 34.7399 | 14.245 | 51.356 | 11.7647 | 13.8261 | 24.6489 | 17.8917
2018-04-27 14:00 | 72.7614 | 36.1864 | 15.4314 | 49.1351 | 13.2555 | 14.9801 | 25.8221 | 18.5146
2018-04-27 15:00 | 72.8507 | 36.9748 | 16.3221 | 46.8467 | 14.2724 | 15.8991 | 26.4886 | 18.8305
2018-04-27 16:00 | 72.3307 | 36.9629 | 16.9296 | 44.8953 | 14.7852 | 16.5694 | 26.8567 | 19.0612
2018-04-27 17:00 | 71.0774 | 35.7698 | 17.1549 | 43.5876 | 15.0005 | 17.0482 | 26.8563 | 19.1983
2018-04-27 18:00 | 67.846 | 33.388 | 16.6787 | 43.6342 | 15.0994 | 16.7837 | 26.5796 | 19.1348
2018-04-27 19:00 | 63.2343 | 30.5311 | 15.5289 | 43.9433 | 14.8674 | 16.0598 | 25.9064 | 18.7753
2018-04-27 20:00 | 58.2062 | 27.7324 | 13.7477 | 44.2616 | 14.1464 | 14.5311 | 24.4073 | 17.9997
2018-04-27 21:00 | 53.7155 | 25.0537 | 11.851 | 44.0772 | 12.8746 | 12.923 | 22.239 | 16.6611
2018-04-27 22:00 | 50.1409 | 23.5391 | 11.1203 | 44.9943 | 13.6618 | 12.6796 | 20.6005 | 15.0224
2018-04-27 23:00 | 47.2976 | 22.6937 | 10.9063 | 48.9331 | 14.5444 | 12.6731 | 18.8889 | 12.5127
2018-04-28 | 44.7857 | 21.6752 | 10.4335 | 52.7781 | 14.0604 | 12.5295 | 16.5013 | 9.1341
2018-04-28 01:00 | 43.0933 | 21.0755 | 10.2399 | 56.9652 | 13.711 | 12.7172 | 13.6138 | 6.4051
2018-04-28 02:00 | 42.0333 | 20.8686 | 9.9593 | 59.6842 | 13.3174 | 12.6452 | 10.8243 | 5.0625
2018-04-28 03:00 | 38.8004 | 19.4987 | 9.256 | 60.5209 | 12.8995 | 12.9094 | 6.6994 | 3.6692
2018-04-28 04:00 | 38.9647 | 19.6002 | 9.7186 | 62.2074 | 12.5851 | 13.6839 | 6.5459 | 3.5564
2018-04-28 05:00 | 38.7749 | 19.6159 | 10.1799 | 62.9091 | 12.3862 | 14.482 | 6.8862 | 3.8508
2018-04-28 06:00 | 38.8931 | 19.6608 | 10.9405 | 62.6258 | 12.3605 | 15.8516 | 7.5663 | 4.5009
2018-04-28 07:00 | 38.8717 | 19.8285 | 11.5755 | 62.4695 | 12.4605 | 16.9354 | 8.6697 | 5.3449
2018-04-28 08:00 | 35.8734 | 17.7826 | 11.0862 | 60.8792 | 12.3384 | 11.8023 | 9.8591 | 7.078
2018-04-28 09:00 | 37.1579 | 18.7056 | 10.1679 | 56.9098 | 8.9794 | 16.3842 | 11.4371 | 7.8198
2018-04-28 10:00 | 38.4913 | 18.9641 | 9.5377 | 54.8812 | 8.8165 | 14.3008 | 13.4141 | 8.9037
2018-04-28 11:00 | 40.834 | 19.8202 | 9.1859 | 53.6823 | 9.4474 | 12.8168 | 15.8068 | 10.1268
2018-04-28 12:00 | 43.2855 | 20.8705 | 9.1578 | 52.1496 | 10.5428 | 11.9564 | 17.6117 | 11.6369
2018-04-28 13:00 | 44.6196 | 21.6173 | 9.0779 | 49.3667 | 11.8359 | 11.0874 | 20.1163 | 13.4807
2018-04-28 14:00 | 45.4151 | 22.2046 | 9.2684 | 46.9295 | 12.9118 | 11.1176 | 22.5144 | 15.4445
2018-04-28 15:00 | 46.0159 | 22.7308 | 9.5523 | 44.2424 | 13.4742 | 11.6179 | 24.4075 | 16.9173
2018-04-28 16:00 | 46.3835 | 23.2081 | 9.8808 | 42.2491 | 13.7219 | 12.0081 | 25.4696 | 17.7681
2018-04-28 17:00 | 46.5761 | 23.5036 | 10.1494 | 40.8783 | 13.8859 | 12.3823 | 25.5411 | 18.195
2018-04-28 18:00 | 46.433 | 23.3272 | 10.0848 | 40.2475 | 13.8848 | 12.5113 | 24.8465 | 18.1521
2018-04-28 19:00 | 45.5519 | 22.656 | 9.6875 | 40.6243 | 13.7336 | 12.5012 | 24.0178 | 17.9618
2018-04-28 20:00 | 44.3378 | 21.88 | 9.1238 | 41.9484 | 13.3672 | 12.312 | 22.9789 | 17.6021
2018-04-28 21:00 | 42.7159 | 20.8202 | 8.4675 | 43.09 | 12.4518 | 11.7824 | 21.1075 | 16.6743
2018-04-28 22:00 | 41.2633 | 20.2706 | 8.7236 | 45.0804 | 13.283 | 12.3225 | 18.8345 | 15.384
2018-04-28 23:00 | 41.7695 | 20.6008 | 9.601 | 49.5323 | 14.4191 | 13.4648 | 16.1978 | 13.4015
2018-04-29 | 41.2959 | 20.3492 | 9.6008 | 53.2685 | 14.0325 | 13.5099 | 12.9583 | 10.4251
2018-04-29 01:00 | 40.7835 | 20.0688 | 9.9926 | 57.5454 | 13.7364 | 14.2649 | 9.8528 | 7.3317
2018-04-29 02:00 | 38.9909 | 19.2418 | 10.261 | 60.501 | 13.3643 | 14.7853 | 7.6319 | 5.2083
2018-04-29 03:00 | 40.1861 | 19.9933 | 10.0519 | 61.4436 | 12.9748 | 14.304 | 6.6304 | 3.6596
2018-04-29 04:00 | 40.1706 | 20.1119 | 10.2955 | 62.9816 | 12.7085 | 14.6307 | 6.5375 | 3.5614
2018-04-29 05:00 | 40.5378 | 20.2259 | 11.3802 | 64.381 | 12.5352 | 16.5492 | 6.9115 | 3.8772
2018-04-29 06:00 | 39.8182 | 20.2058 | 11.6302 | 63.8282 | 12.5051 | 16.9765 | 7.5784 | 4.5136
2018-04-29 07:00 | 38.918 | 20.0394 | 10.9192 | 62.2678 | 12.578 | 15.6563 | 8.644 | 5.3308
2018-04-29 08:00 | 40.0827 | 20.3726 | 12.2059 | 62.321 | 12.7997 | 17.8452 | 10.2624 | 7.1713
2018-04-29 09:00 | 38.2231 | 19.1623 | 11.0418 | 58.2939 | 9.1103 | 16.4982 | 11.4571 | 7.8906
2018-04-29 10:00 | 34.241 | 16.979 | 9.5561 | 55.6259 | 8.4893 | 9.9937 | 12.9851 | 8.9593
2018-04-29 11:00 | 40.6304 | 19.6216 | 9.8177 | 54.403 | 9.2118 | 15.4962 | 15.7963 | 10.2456
2018-04-29 12:00 | 42.6781 | 20.4095 | 9.7808 | 52.2377 | 9.9916 | 13.6555 | 17.5742 | 11.7047
2018-04-29 13:00 | 43.9154 | 20.9763 | 9.3534 | 49.3315 | 11.0201 | 12.1768 | 19.8581 | 13.3857
2018-04-29 14:00 | 44.4038 | 21.3155 | 9.0942 | 46.5786 | 12.0205 | 11.2953 | 22.0616 | 15.2291
2018-04-29 15:00 | 44.8213 | 21.6548 | 9.091 | 43.409 | 12.6865 | 11.1628 | 23.7981 | 16.5932
2018-04-29 16:00 | 44.9446 | 21.8308 | 9.2673 | 40.6989 | 12.9136 | 11.4809 | 24.4663 | 17.311
2018-04-29 17:00 | 45.0171 | 21.8908 | 9.4046 | 39.1955 | 13.0005 | 11.6037 | 24.3339 | 17.6429
2018-04-29 18:00 | 44.9824 | 21.8361 | 9.4495 | 39.0758 | 12.9342 | 11.8466 | 23.7334 | 17.6043
2018-04-29 19:00 | 44.4192 | 21.5142 | 9.3673 | 40.1063 | 12.8717 | 12.2569 | 23.0405 | 17.4713
2018-04-29 20:00 | 43.5037 | 20.9393 | 9.0467 | 41.8318 | 12.5988 | 12.3773 | 22.1199 | 17.1643
2018-04-29 21:00 | 41.9354 | 20.1026 | 8.6569 | 43.7627 | 11.8419 | 12.301 | 20.5398 | 16.3528
2018-04-29 22:00 | 40.9669 | 19.9299 | 9.0551 | 46.6628 | 12.8837 | 13.0137 | 18.6509 | 15.2494
2018-04-29 23:00 | 41.9358 | 20.5346 | 10.1498 | 51.9425 | 14.1607 | 14.5296 | 16.1618 | 13.3665
2018-04-30 | 41.5153 | 20.3652 | 10.1147 | 55.8225 | 13.8565 | 14.581 | 12.9756 | 10.4631
2018-04-30 01:00 | 40.7707 | 20.0842 | 10.4963 | 59.2287 | 13.6419 | 15.614 | 9.9143 | 7.4372
2018-04-30 02:00 | 39.0389 | 19.3379 | 10.7615 | 61.6886 | 13.3647 | 16.0647 | 7.6344 | 5.3654
2018-04-30 03:00 | 42.9267 | 21.3984 | 11.5394 | 62.9642 | 13.0822 | 16.0118 | 9.4983 | 6.9092
2018-04-30 04:00 | 42.4635 | 21.226 | 11.4767 | 64.427 | 12.8601 | 15.8333 | 8.942 | 8.1727
2018-04-30 05:00 | 42.0129 | 21.2673 | 11.6879 | 65.2527 | 12.7471 | 16.0461 | 9.8058 | 9.0041
2018-04-30 06:00 | 43.0486 | 21.5998 | 12.3823 | 64.8578 | 12.7783 | 17.0681 | 11.2086 | 9.9795
2018-04-30 07:00 | 45.5265 | 22.2337 | 12.9998 | 64.8146 | 12.9096 | 18.0141 | 12.8502 | 11.3162
2018-04-30 08:00 | 44.4707 | 20.7013 | 12.5011 | 63.4022 | 12.7473 | 11.9026 | 14.3083 | 13.0556
2018-04-30 09:00 | 49.9151 | 23.4132 | 11.6497 | 59.1556 | 9.2844 | 16.9453 | 15.9313 | 13.9627
2018-04-30 10:00 | 54.8168 | 25.4389 | 11.4339 | 56.2645 | 8.8988 | 14.5462 | 17.9684 | 14.9137
2018-04-30 11:00 | 60.6421 | 28.1889 | 11.7248 | 53.9037 | 9.0588 | 13.4557 | 20.4464 | 15.8089
2018-04-30 12:00 | 65.2951 | 30.8159 | 12.3399 | 51.1577 | 9.6608 | 12.7392 | 21.7863 | 16.5641
2018-04-30 13:00 | 68.3557 | 32.8033 | 13.2097 | 48.4669 | 10.6297 | 12.7259 | 23.2128 | 17.2328
2018-04-30 14:00 | 69.7707 | 34.0129 | 13.9627 | 45.6507 | 11.5913 | 13.0488 | 24.0534 | 17.6741
2018-04-30 15:00 | 70.2684 | 34.6023 | 14.5085 | 42.8714 | 12.2509 | 13.3331 | 24.5283 | 17.8572
2018-04-30 16:00 | 69.6799 | 34.3769 | 14.7574 | 40.1915 | 12.4736 | 13.3916 | 24.5741 | 17.9362
2018-04-30 17:00 | 68.0751 | 33.0033 | 14.6738 | 38.4857 | 12.4626 | 13.2696 | 24.4051 | 17.9702
2018-04-30 18:00 | 64.5604 | 30.5034 | 14.1744 | 38.0877 | 12.312 | 13.0603 | 24.1161 | 17.9075
2018-04-30 19:00 | 59.8186 | 27.8031 | 13.3068 | 39.0904 | 12.1263 | 12.8989 | 23.5907 | 17.6562
2018-04-30 20:00 | 55.0235 | 25.5761 | 12.2684 | 40.8146 | 11.8335 | 12.6627 | 22.6058 | 17.1018
2018-04-30 21:00 | 51.1772 | 23.7102 | 11.4047 | 43.2652 | 11.119 | 12.7712 | 21.2657 | 16.1267
2018-04-30 22:00 | 48.1345 | 22.8122 | 11.2324 | 47.0248 | 12.4653 | 13.3565 | 20.1426 | 14.779
2018-04-30 23:00 | 46.1347 | 22.4056 | 11.4885 | 52.1346 | 13.9252 | 14.2524 | 18.7626 | 12.5315
2018-05-01 | 43.7383 | 21.5365 | 11.1511 | 55.5837 | 13.682 | 14.3484 | 16.4926 | 9.2923
2018-05-01 01:00 | 42.1616 | 21.0658 | 10.9498 | 58.903 | 13.5094 | 14.5713 | 13.638 | 6.6431
2018-05-01 02:00 | 41.1957 | 20.9441 | 10.9208 | 61.1848 | 13.2606 | 14.9608 | 10.7985 | 5.3828
2018-05-01 03:00 | 40.5078 | 20.8335 | 11.0286 | 62.2748 | 12.9709 | 15.3246 | 9.5778 | 6.937
2018-05-01 04:00 | 39.8696 | 20.8067 | 11.2468 | 63.6364 | 12.7531 | 15.9089 | 8.9686 | 8.1915
2018-05-01 05:00 | 39.38 | 20.7827 | 11.161 | 63.9663 | 12.6187 | 15.7205 | 9.813 | 9.01
2018-05-01 06:00 | 40.4394 | 21.0644 | 11.4267 | 63.4006 | 12.6398 | 16.1464 | 11.1928 | 9.9715
2018-05-01 07:00 | 42.9568 | 21.6573 | 11.8919 | 63.2448 | 12.7788 | 16.7727 | 12.821 | 11.3128
2018-05-01 08:00 | 43.2478 | 20.3332 | 11.9129 | 61.9717 | 12.7001 | 11.6769 | 14.3135 | 13.1498
2018-05-01 09:00 | 48.1993 | 22.9184 | 11.6712 | 58.0343 | 9.196 | 17.4057 | 15.9311 | 14.0425
2018-05-01 10:00 | 52.6127 | 24.9513 | 11.5493 | 55.2195 | 8.7936 | 15.446 | 17.9355 | 14.9846
2018-05-01 11:00 | 59.3761 | 27.7899 | 11.7945 | 53.3161 | 8.8598 | 14.2331 | 20.3852 | 15.8261
2018-05-01 12:00 | 64.9897 | 30.561 | 12.4732 | 51.4206 | 9.3139 | 13.6526 | 21.6829 | 16.5249
2018-05-01 13:00 | 68.2807 | 32.5731 | 13.2413 | 48.5867 | 10.01 | 13.56 | 22.9966 | 17.1436
2018-05-01 14:00 | 69.2179 | 33.6744 | 13.8469 | 45.0921 | 10.6489 | 13.6241 | 23.6618 | 17.5216
2018-05-01 15:00 | 69.3765 | 34.2891 | 14.3177 | 41.7086 | 11.0665 | 13.6878 | 23.9348 | 17.6435
2018-05-01 16:00 | 68.7992 | 34.1922 | 14.6232 | 39.4366 | 11.2207 | 13.6891 | 24.0203 | 17.7266
2018-05-01 17:00 | 67.2557 | 32.9225 | 14.6344 | 37.9974 | 11.2063 | 13.7595 | 23.9319 | 17.78
2018-05-01 18:00 | 63.6342 | 30.4198 | 14.2498 | 37.8303 | 11.0119 | 13.8054 | 23.6496 | 17.6641
2018-05-01 19:00 | 59.075 | 27.8264 | 13.3749 | 38.4354 | 10.8535 | 13.4535 | 23.2466 | 17.4364
2018-05-01 20:00 | 54.2962 | 25.6571 | 12.5541 | 40.2862 | 10.8438 | 13.4495 | 22.4396 | 17.0324
2018-05-01 21:00 | 50.4205 | 23.7632 | 11.5011 | 42.8294 | 10.5601 | 12.9631 | 21.2447 | 16.2005
2018-05-01 22:00 | 47.0153 | 22.734 | 11.2403 | 46.9237 | 11.9902 | 13.515 | 20.1919 | 14.908
2018-05-01 23:00 | 44.7219 | 22.3335 | 11.5498 | 51.2581 | 13.634 | 14.6915 | 18.8584 | 12.6693
2018-05-02 | 42.5202 | 21.4586 | 11.3604 | 54.9684 | 13.4386 | 15.1419 | 16.6215 | 9.4411
2018-05-02 01:00 | 41.403 | 21.073 | 11.4638 | 59.4216 | 13.3191 | 15.7768 | 13.7946 | 6.7879
2018-05-02 02:00 | 40.8646 | 20.9288 | 11.3772 | 62.0273 | 13.1099 | 15.9364 | 10.7614 | 5.5167
2018-05-02 03:00 | 37.8916 | 19.8157 | 10.6146 | 62.8297 | 12.8196 | 15.9305 | 9.5576 | 6.9391
2018-05-02 04:00 | 37.8523 | 19.8766 | 10.6167 | 64.1217 | 12.6188 | 16.1631 | 8.9458 | 8.1909
2018-05-02 05:00 | 38.1279 | 19.8458 | 11.0166 | 64.8393 | 12.5264 | 16.8494 | 9.8183 | 9.0305
2018-05-02 06:00 | 38.1972 | 19.8452 | 11.101 | 63.8625 | 12.5931 | 16.9074 | 11.1936 | 9.9801
2018-05-02 07:00 | 38.9929 | 20.0072 | 11.4822 | 63.8678 | 12.7305 | 17.5443 | 12.8152 | 11.3091
2018-05-02 08:00 | 35.4818 | 17.876 | 10.8102 | 62.0942 | 12.6065 | 11.6356 | 14.2944 | 13.1441
2018-05-02 09:00 | 37.4993 | 19.2759 | 10.011 | 57.8926 | 9.0309 | 17.1856 | 15.9043 | 14.0601
2018-05-02 10:00 | 39.3529 | 19.7406 | 9.6488 | 55.6177 | 8.7233 | 15.3775 | 17.9137 | 14.979
2018-05-02 11:00 | 42.1763 | 20.4413 | 9.2818 | 54.0812 | 8.891 | 14.0518 | 20.3643 | 15.8222
2018-05-02 12:00 | 44.6129 | 21.5309 | 9.1925 | 51.897 | 9.4128 | 13.2816 | 21.7812 | 16.555
2018-05-02 13:00 | 46.9442 | 22.5072 | 9.36 | 48.9689 | 10.1816 | 12.996 | 23.2718 | 17.2409
2018-05-02 14:00 | 47.7363 | 22.9345 | 9.5212 | 45.7181 | 10.939 | 13.1064 | 24.082 | 17.6769
2018-05-02 15:00 | 47.884 | 23.5068 | 9.7495 | 42.7062 | 11.4024 | 13.2506 | 24.5826 | 17.8751
2018-05-02 16:00 | 48.1483 | 24.1001 | 10.0624 | 40.4825 | 11.6631 | 13.3704 | 24.8272 | 18.0428
2018-05-02 17:00 | 48.8034 | 24.3391 | 10.3154 | 38.7913 | 11.6689 | 13.2954 | 24.8153 | 18.1395
2018-05-02 18:00 | 48.1275 | 23.8123 | 10.3016 | 38.1705 | 11.6335 | 13.1497 | 24.251 | 17.9793
2018-05-02 19:00 | 46.1327 | 22.9099 | 10.0355 | 38.7985 | 11.7529 | 13.2084 | 23.6932 | 17.7536
2018-05-02 20:00 | 44.6178 | 22.1512 | 9.5384 | 40.757 | 11.7831 | 13.1212 | 22.8981 | 17.3373
2018-05-02 21:00 | 43.1339 | 21.309 | 9.0072 | 42.6353 | 11.2431 | 12.8677 | 21.6019 | 16.4151
2018-05-02 22:00 | 42.0779 | 20.891 | 9.217 | 45.2779 | 12.4197 | 13.5105 | 20.3818 | 14.986
2018-05-02 23:00 | 41.5407 | 21.0371 | 9.7743 | 49.5352 | 13.8849 | 14.2255 | 18.9259 | 12.6177
2018-05-03 | 40.3437 | 20.5855 | 9.7629 | 53.3801 | 13.5762 | 14.1804 | 16.6714 | 9.2948
2018-05-03 01:00 | 39.0155 | 20.1157 | 9.8945 | 57.7785 | 13.3623 | 14.308 | 13.854 | 6.6047
2018-05-03 02:00 | 36.947 | 19.2176 | 9.8839 | 60.7021 | 13.0812 | 14.2968 | 10.8011 | 5.2996
2018-05-03 03:00 | 40.5443 | 20.8068 | 10.4786 | 61.8683 | 12.7592 | 14.1443 | 9.573 | 6.9163
2018-05-03 04:00 | 40.4008 | 20.8246 | 10.5083 | 63.3218 | 12.5286 | 14.3278 | 8.9515 | 8.1656
2018-05-03 05:00 | 40.371 | 20.8644 | 10.843 | 64.0729 | 12.4165 | 14.9039 | 9.8098 | 8.9903
2018-05-03 06:00 | 40.7159 | 21.0064 | 11.0051 | 63.2375 | 12.4627 | 15.0841 | 11.1883 | 9.9629
2018-05-03 07:00 | 42.687 | 21.5499 | 11.1927 | 62.5879 | 12.6102 | 15.2147 | 12.8068 | 11.2921
2018-05-03 08:00 | 43.0983 | 20.2704 | 11.2185 | 61.3023 | 12.4949 | 11.2691 | 14.2933 | 13.0626
2018-05-03 09:00 | 48.0864 | 22.8832 | 10.7593 | 57.3215 | 8.9323 | 15.7643 | 15.911 | 13.9685
2018-05-03 10:00 | 54.1944 | 25.1356 | 10.769 | 55.1747 | 8.7295 | 13.4787 | 17.9402 | 14.8322
2018-05-03 11:00 | 61.384 | 28.4957 | 11.4942 | 53.9762 | 9.2134 | 12.5866 | 20.5576 | 15.6854
2018-05-03 12:00 | 66.8538 | 31.6694 | 12.6971 | 52.3361 | 10.2379 | 12.7888 | 22.2945 | 16.7025
2018-05-03 13:00 | 69.8297 | 34.0372 | 13.926 | 50.0332 | 11.5262 | 13.3156 | 24.4603 | 17.7743
2018-05-03 14:00 | 70.9881 | 35.4906 | 14.9674 | 47.1673 | 12.6827 | 13.8952 | 25.7352 | 18.4568
2018-05-03 15:00 | 71.5324 | 36.4202 | 15.7862 | 44.5657 | 13.5952 | 14.5029 | 26.3685 | 18.7798
2018-05-03 16:00 | 71.3549 | 36.6464 | 16.4529 | 42.6498 | 14.2502 | 15.1229 | 26.8276 | 19.053
2018-05-03 17:00 | 70.7498 | 36.0208 | 16.891 | 41.9925 | 14.819 | 15.6215 | 27.1939 | 19.3355
2018-05-03 18:00 | 68.1585 | 34.0024 | 16.7617 | 42.8746 | 15.1359 | 15.8472 | 27.2568 | 19.4179
2018-05-03 19:00 | 64.3699 | 31.6271 | 16.0294 | 44.2128 | 15.1602 | 15.8356 | 27.002 | 19.2746
2018-05-03 20:00 | 60.3655 | 29.5749 | 14.8886 | 46.0412 | 14.8126 | 15.4413 | 26.0651 | 18.7629
2018-05-03 21:00 | 55.8351 | 27.1551 | 13.4461 | 47.3509 | 13.7822 | 14.6411 | 24.2569 | 17.6193
2018-05-03 22:00 | 51.8017 | 25.0094 | 12.1012 | 48.5675 | 14.0462 | 13.6948 | 22.0629 | 15.7447
2018-05-03 23:00 | 49.2864 | 23.8394 | 11.4605 | 51.7745 | 14.9532 | 13.3426 | 19.6786 | 12.9237
2018-05-04 | 46.474 | 22.6235 | 10.7216 | 54.6536 | 14.3576 | 12.8304 | 16.9025 | 9.2945
2018-05-04 01:00 | 44.5102 | 21.8957 | 10.2681 | 58.3946 | 13.9058 | 12.5908 | 13.7862 | 6.3954
2018-05-04 02:00 | 43.537 | 21.5949 | 9.9712 | 61.0451 | 13.4001 | 12.5655 | 11.0489 | 4.8724
2018-05-04 03:00 | 43.0405 | 21.4169 | 9.8126 | 62.2171 | 12.9416 | 12.486 | 9.7333 | 7.0058
2018-05-04 04:00 | 42.0565 | 21.1757 | 9.7458 | 63.0338 | 12.5869 | 12.4893 | 9.0336 | 8.2169
2018-05-04 05:00 | 41.4569 | 20.906 | 9.792 | 62.9403 | 12.3382 | 12.5603 | 9.8481 | 9.0107
2018-05-04 06:00 | 42.037 | 21.0279 | 9.9502 | 61.8574 | 12.2831 | 12.7288 | 11.2017 | 9.9767
2018-05-04 07:00 | 43.7831 | 21.5184 | 10.192 | 61.1276 | 12.3494 | 12.9559 | 12.8096 | 11.3156
2018-05-04 08:00 | 43.7683 | 20.4343 | 10.3911 | 59.9718 | 12.1406 | 10.9168 | 14.3064 | 12.7826
2018-05-04 09:00 | 48.1528 | 22.6921 | 9.8658 | 56.5962 | 8.6431 | 13.1699 | 15.8984 | 13.6814
2018-05-04 10:00 | 55.5115 | 25.6403 | 10.3343 | 55.1724 | 8.9525 | 11.8841 | 18.0731 | 14.6396
2018-05-04 11:00 | 63.3957 | 29.6762 | 11.6222 | 55.0955 | 10.11 | 12.1083 | 21.0771 | 15.9662
2018-05-04 12:00 | 69.4843 | 33.7796 | 13.6055 | 54.9975 | 12.0051 | 13.1297 | 24.0655 | 17.5538
2018-05-04 13:00 | 73.4675 | 37.2636 | 15.7326 | 54.0387 | 14.2005 | 14.7415 | 27.1422 | 18.9997
2018-05-04 14:00 | 75.3007 | 39.6451 | 17.5075 | 52.4837 | 16.1697 | 16.7662 | 29.0318 | 19.9843
2018-05-04 15:00 | 75.7113 | 40.9261 | 18.7792 | 50.5081 | 17.5122 | 18.3788 | 29.847 | 20.466
2018-05-04 16:00 | 75.8862 | 41.7577 | 19.9653 | 49.7754 | 18.4402 | 19.7171 | 30.515 | 20.8627
2018-05-04 17:00 | 75.4737 | 41.3722 | 20.6543 | 49.6853 | 19.159 | 20.5476 | 30.9204 | 21.1757
2018-05-04 18:00 | 73.0166 | 39.2886 | 20.4721 | 50.5355 | 19.4078 | 20.7059 | 30.8478 | 21.2035
2018-05-04 19:00 | 69.1219 | 36.548 | 19.4562 | 51.169 | 19.1137 | 20.3726 | 30.4102 | 20.9324
2018-05-04 20:00 | 64.349 | 33.8296 | 17.9188 | 52.0511 | 18.4205 | 19.6191 | 29.2086 | 20.3102
2018-05-04 21:00 | 59.3672 | 30.5376 | 15.9471 | 52.1706 | 16.7606 | 18.1267 | 26.7721 | 18.9079
2018-05-04 22:00 | 54.0623 | 27.294 | 13.8407 | 52.1215 | 16.0239 | 16.0437 | 23.8861 | 16.6921
2018-05-04 23:00 | 51.0912 | 25.5169 | 12.5759 | 54.0626 | 16.5994 | 14.6387 | 21.0408 | 13.6517
2018-05-05 | 48.47 | 23.9907 | 11.4378 | 56.5206 | 15.7377 | 13.565 | 17.7987 | 9.8058
2018-05-05 01:00 | 46.4214 | 23.0092 | 10.7295 | 59.9106 | 15.0805 | 12.9386 | 14.3935 | 6.7826
2018-05-05 02:00 | 44.9226 | 22.3269 | 10.1477 | 61.7387 | 14.3054 | 12.5655 | 11.3304 | 5.0021
2018-05-05 03:00 | 40.3641 | 20.3816 | 8.8559 | 60.9016 | 13.6038 | 12.1081 | 6.988 | 3.8578
2018-05-05 04:00 | 39.5712 | 20.0493 | 8.7257 | 61.6629 | 13.0489 | 11.9521 | 6.6902 | 3.6347
2018-05-05 05:00 | 38.6665 | 19.7438 | 8.7339 | 61.8342 | 12.6497 | 11.9535 | 6.9458 | 3.8783
2018-05-05 06:00 | 38.5999 | 19.7494 | 8.8194 | 61.0698 | 12.5003 | 12.0624 | 7.5792 | 4.5078
2018-05-05 07:00 | 38.2254 | 19.7255 | 8.9419 | 60.8375 | 12.4894 | 12.1948 | 8.6441 | 5.3578
2018-05-05 08:00 | 35.4495 | 18.1407 | 8.896 | 59.5717 | 12.1285 | 10.7222 | 9.8606 | 6.6385
2018-05-05 09:00 | 37.101 | 18.6369 | 7.9063 | 56.4759 | 8.717 | 11.7339 | 11.3711 | 7.1669
2018-05-05 10:00 | 40.573 | 19.8044 | 8.2071 | 56.1709 | 9.3658 | 11.1686 | 13.5749 | 8.315
2018-05-05 11:00 | 43.6498 | 21.4635 | 8.8827 | 56.495 | 10.6771 | 11.366 | 16.6042 | 10.1965
2018-05-05 12:00 | 45.9422 | 23.2981 | 9.9531 | 55.9749 | 12.6198 | 12.1964 | 19.9203 | 12.5628
2018-05-05 13:00 | 48.2729 | 25.2261 | 11.1995 | 55.2604 | 14.9584 | 13.9084 | 23.7371 | 15.1493
2018-05-05 14:00 | 49.775 | 26.7373 | 12.3138 | 53.8782 | 17.0209 | 15.6803 | 26.9106 | 17.5759
2018-05-05 15:00 | 50.4023 | 27.713 | 13.195 | 52.0724 | 18.3338 | 17.098 | 29.1283 | 19.2424
2018-05-05 16:00 | 51.4294 | 28.9481 | 14.2997 | 51.7511 | 19.4598 | 18.762 | 30.6885 | 20.3639
2018-05-05 17:00 | 52.0537 | 29.7644 | 15.0316 | 51.6665 | 20.1701 | 19.8675 | 31.2158 | 20.9726
2018-05-05 18:00 | 52.0501 | 29.6439 | 15.1089 | 51.0723 | 20.1572 | 20.3122 | 30.6421 | 20.9428
2018-05-05 19:00 | 51.0204 | 28.6386 | 14.6717 | 50.4519 | 19.3632 | 20.2705 | 29.6017 | 20.6603
2018-05-05 20:00 | 49.3727 | 27.2172 | 13.6574 | 50.3122 | 18.0842 | 19.351 | 28.0082 | 20.1459
2018-05-05 21:00 | 46.8674 | 25.2388 | 11.9867 | 50.1981 | 16.2297 | 17.3431 | 25.4198 | 18.9283
2018-05-05 22:00 | 44.7757 | 23.5788 | 10.7054 | 50.3944 | 15.7993 | 15.5939 | 22.0873 | 17.1525
2018-05-05 23:00 | 44.3028 | 22.8385 | 10.3538 | 52.6196 | 16.7113 | 14.7494 | 18.1002 | 14.6158
2018-05-06 | 43.3297 | 21.9473 | 9.8398 | 55.1856 | 15.8679 | 13.8648 | 14.0259 | 11.1923
2018-05-06 01:00 | 42.1262 | 21.2789 | 9.6265 | 58.8463 | 15.2504 | 13.4424 | 10.5459 | 7.847
2018-05-06 02:00 | 40.1376 | 20.274 | 9.5315 | 61.2019 | 14.5838 | 13.2181 | 8.2759 | 5.4268
2018-05-06 03:00 | 41.5725 | 20.9555 | 9.4775 | 62.3179 | 13.954 | 13.0282 | 7.1872 | 3.971
2018-05-06 04:00 | 41.4267 | 20.7857 | 9.3982 | 63.3634 | 13.4339 | 12.8648 | 6.8359 | 3.7384
2018-05-06 05:00 | 41.0891 | 20.5353 | 9.3138 | 62.6411 | 13.0572 | 12.6908 | 7.0502 | 3.9639
2018-05-06 06:00 | 40.3564 | 20.2298 | 9.2466 | 61.104 | 12.817 | 12.5699 | 7.6277 | 4.5611
2018-05-06 07:00 | 40.0617 | 20.2177 | 9.3962 | 60.6861 | 12.7471 | 12.7343 | 8.676 | 5.3825
2018-05-06 08:00 | 39.9744 | 20.264 | 9.4702 | 59.6723 | 12.7142 | 12.7905 | 10.2382 | 6.4092
2018-05-06 09:00 | 38.0907 | 18.8974 | 8.189 | 55.6159 | 8.7715 | 11.3069 | 11.3972 | 7.0555
2018-05-06 10:00 | 37.6855 | 17.9501 | 8.0898 | 54.1748 | 8.6837 | 9.4679 | 13.1188 | 8.4328
2018-05-06 11:00 | 42.9122 | 20.9402 | 8.706 | 54.8963 | 10.446 | 12.2282 | 16.527 | 10.2779
2018-05-06 12:00 | 45.3171 | 22.4856 | 9.5043 | 55.3495 | 12.2801 | 12.4997 | 19.4933 | 12.4009
2018-05-06 13:00 | 46.9575 | 23.8524 | 10.4406 | 54.6399 | 14.3701 | 13.7285 | 22.8582 | 14.7572
2018-05-06 14:00 | 48.2524 | 25.1081 | 11.4427 | 53.4927 | 16.3302 | 15.3055 | 26.0583 | 17.1504
2018-05-06 15:00 | 48.8633 | 25.8562 | 12.3632 | 51.141 | 17.5086 | 16.7476 | 28.2782 | 18.7901
2018-05-06 16:00 | 49.3 | 26.3262 | 13.0685 | 48.9494 | 17.9988 | 17.8296 | 29.1652 | 19.6602
2018-05-06 17:00 | 49.3631 | 26.358 | 13.3293 | 47.2024 | 18.0218 | 18.2823 | 28.9324 | 20.013
2018-05-06 18:00 | 49.1406 | 26.1757 | 13.3457 | 46.51 | 17.6242 | 18.3579 | 28.2406 | 19.9327
2018-05-06 19:00 | 48.3693 | 25.6721 | 12.9193 | 46.5809 | 17.2088 | 18.2621 | 27.463 | 19.767
2018-05-06 20:00 | 46.9032 | 24.667 | 12.0006 | 47.1837 | 16.3637 | 17.456 | 26.2461 | 19.3613
2018-05-06 21:00 | 45.3532 | 23.3962 | 10.8727 | 48.3179 | 15.045 | 16.0214 | 24.0644 | 18.2899
2018-05-06 22:00 | 44.0676 | 22.2918 | 9.8928 | 49.256 | 14.8903 | 14.6443 | 20.933 | 16.5977
2018-05-06 23:00 | 44.2206 | 22.2946 | 9.884 | 51.8571 | 16.1808 | 14.1919 | 17.6474 | 14.3072
2018-05-07 | 43.44 | 21.5968 | 9.4165 | 54.6641 | 15.399 | 13.3633 | 13.7358 | 10.9272
2018-05-07 01:00 | 42.1195 | 20.8469 | 9.2205 | 57.9598 | 14.7872 | 12.9752 | 10.2246 | 7.5634
2018-05-07 02:00 | 39.6985 | 19.7261 | 9.0554 | 59.8022 | 14.1297 | 12.6429 | 7.8588 | 5.1125
2018-05-07 03:00 | 43.7518 | 21.7379 | 9.7511 | 60.9713 | 13.5212 | 12.4408 | 9.6343 | 7.0847
2018-05-07 04:00 | 44.1195 | 21.6991 | 9.7443 | 62.6134 | 13.0632 | 12.4171 | 9.053 | 8.312
2018-05-07 05:00 | 44.5646 | 21.8507 | 9.7317 | 62.7097 | 12.7451 | 12.3776 | 9.9216 | 9.1051
2018-05-07 06:00 | 45.1881 | 21.9063 | 9.7919 | 61.5668 | 12.5799 | 12.3529 | 11.2708 | 10.0349
2018-05-07 07:00 | 46.343 | 22.0909 | 9.9721 | 60.5527 | 12.5597 | 12.3705 | 12.8626 | 11.3576
2018-05-07 08:00 | 46.9379 | 21.167 | 10.1441 | 59.2085 | 12.0301 | 10.8186 | 14.3205 | 12.4706
2018-05-07 09:00 | 52.0813 | 23.4674 | 9.5802 | 55.6744 | 8.6836 | 11.8886 | 15.9999 | 13.3665
2018-05-07 10:00 | 58.9356 | 26.5569 | 10.3424 | 56.049 | 9.4001 | 11.5109 | 18.3971 | 14.6864
2018-05-07 11:00 | 66.1296 | 30.8446 | 11.9635 | 56.867 | 10.8532 | 12.3381 | 21.609 | 16.2292
2018-05-07 12:00 | 71.444 | 34.804 | 14.1711 | 57.4214 | 12.9921 | 14.1554 | 24.2958 | 17.7398
2018-05-07 13:00 | 74.7611 | 37.9766 | 16.363 | 56.7105 | 15.2103 | 16.2223 | 26.9627 | 19.1148
2018-05-07 14:00 | 75.9973 | 39.8915 | 18.0476 | 54.7455 | 16.8986 | 18.2153 | 28.5407 | 20.009
2018-05-07 15:00 | 76.3362 | 40.8293 | 19.2279 | 52.4202 | 17.9594 | 19.813 | 29.2975 | 20.435
2018-05-07 16:00 | 75.8357 | 40.8784 | 20.0498 | 50.475 | 18.5613 | 20.8937 | 29.5779 | 20.6727
2018-05-07 17:00 | 75.1814 | 40.0276 | 20.6257 | 49.5799 | 19.0013 | 21.6682 | 29.7658 | 20.8892
2018-05-07 18:00 | 72.7377 | 37.8723 | 20.5649 | 50.0513 | 19.0856 | 21.9582 | 29.7177 | 20.9021
2018-05-07 19:00 | 68.7261 | 35.2011 | 19.5449 | 50.6827 | 18.8168 | 21.3978 | 29.2201 | 20.6045
2018-05-07 20:00 | 63.8978 | 32.5852 | 17.9157 | 51.3314 | 18.173 | 20.3781 | 27.9 | 19.9661
2018-05-07 21:00 | 58.6414 | 29.6065 | 15.7529 | 50.851 | 16.6831 | 18.5077 | 25.5597 | 18.5968
2018-05-07 22:00 | 53.9923 | 26.8587 | 13.6091 | 50.3035 | 15.9345 | 16.3174 | 22.9715 | 16.4752
2018-05-07 23:00 | 51.0049 | 25.2833 | 12.5372 | 52.444 | 16.7485 | 15.1148 | 20.5962 | 13.5677
2018-05-08 | 48.1647 | 23.5817 | 11.3144 | 55.0312 | 15.7962 | 13.802 | 17.4913 | 9.7015
2018-05-08 01:00 | 46.2464 | 22.6909 | 10.5619 | 58.244 | 15.1171 | 13.033 | 14.282 | 6.7271
2018-05-08 02:00 | 45.2955 | 22.3071 | 10.0648 | 60.4077 | 14.4201 | 12.6594 | 11.3584 | 5.0957
2018-05-08 03:00 | 44.5595 | 21.9528 | 9.7194 | 61.3488 | 13.7408 | 12.2461 | 9.9534 | 7.2011
2018-05-08 04:00 | 43.712 | 21.6307 | 9.5756 | 62.3263 | 13.1995 | 12.1155 | 9.1796 | 8.3495
2018-05-08 05:00 | 43.7175 | 21.5546 | 9.6151 | 62.5843 | 12.8171 | 12.1187 | 9.9749 | 9.1216
2018-05-08 06:00 | 43.9215 | 21.5218 | 9.6438 | 61.3989 | 12.6048 | 12.1077 | 11.282 | 10.0445
2018-05-08 07:00 | 45.4586 | 21.8024 | 9.7317 | 60.3884 | 12.526 | 12.0771 | 12.8417 | 11.3668
2018-05-08 08:00 | 46.4491 | 20.9707 | 9.7788 | 58.5351 | 11.8628 | 10.6523 | 14.2813 | 12.4657
2018-05-08 09:00 | 50.8709 | 23.0866 | 9.2556 | 55.0346 | 8.641 | 11.3759 | 15.9139 | 13.3526
2018-05-08 10:00 | 57.6204 | 26.2071 | 10.2818 | 55.2794 | 9.4443 | 11.3604 | 18.2072 | 14.6525
2018-05-08 11:00 | 64.8629 | 30.3839 | 12.0476 | 56.0936 | 10.8511 | 12.5645 | 21.3844 | 16.2651
2018-05-08 12:00 | 70.5503 | 34.3093 | 14.3476 | 56.0785 | 12.8193 | 14.762 | 24.1283 | 17.8559
2018-05-08 13:00 | 74.4609 | 37.5322 | 16.5602 | 55.2578 | 14.9875 | 17.047 | 26.6897 | 19.225
2018-05-08 14:00 | 76.3194 | 39.8577 | 18.3531 | 53.9991 | 16.8701 | 19.1056 | 28.4771 | 20.1733
2018-05-08 15:00 | 77.0624 | 41.304 | 19.618 | 52.3202 | 18.0586 | 20.7548 | 29.5135 | 20.6557
2018-05-08 16:00 | 77.5679 | 42.0783 | 20.6817 | 51.6399 | 18.8699 | 22.1612 | 30.2445 | 21.0532
2018-05-08 17:00 | 77.2383 | 41.487 | 21.2987 | 51.4775 | 19.5084 | 22.9524 | 30.6394 | 21.3265
2018-05-08 18:00 | 75.0111 | 39.4529 | 21.465 | 52.1211 | 19.7504 | 23.4621 | 30.652 | 21.3629
2018-05-08 19:00 | 71.1837 | 36.841 | 20.6875 | 53.0612 | 19.5732 | 23.3296 | 30.2158 | 21.1252
2018-05-08 20:00 | 65.7391 | 33.6655 | 19.112 | 53.0219 | 18.7922 | 22.37 | 28.5888 | 20.3518
2018-05-08 21:00 | 59.655 | 30.1554 | 16.4417 | 51.4375 | 17.0839 | 19.6563 | 25.8886 | 18.8511
2018-05-08 22:00 | 54.6917 | 27.442 | 14.1341 | 50.6906 | 16.3215 | 17.1242 | 23.4248 | 16.7683
2018-05-08 23:00 | 51.7333 | 25.8975 | 12.9868 | 52.9208 | 17.1529 | 15.8218 | 21.0858 | 13.84
2018-05-09 | 49.0325 | 24.3538 | 11.8119 | 55.6402 | 16.2096 | 14.603 | 18.1551 | 10.0456
2018-05-09 01:00 | 47.1967 | 23.5878 | 11.0133 | 58.8905 | 15.5188 | 13.7338 | 14.9277 | 7.0461
2018-05-09 02:00 | 46.5984 | 23.3695 | 10.446 | 61.2434 | 14.7897 | 13.2439 | 11.8773 | 5.3321
2018-05-09 03:00 | 44.2241 | 22.1965 | 9.2731 | 61.9741 | 14.1154 | 12.7944 | 10.4546 | 7.3976
2018-05-09 04:00 | 44.503 | 22.142 | 9.1347 | 63.023 | 13.563 | 12.5209 | 9.6776 | 8.5596
2018-05-09 05:00 | 44.3739 | 21.8743 | 9.0931 | 63.0457 | 13.1471 | 12.4003 | 10.4574 | 9.3141
2018-05-09 06:00 | 44.8124 | 21.7893 | 9.0455 | 61.8975 | 12.9407 | 12.2914 | 11.7424 | 10.2511
2018-05-09 07:00 | 45.4122 | 21.7705 | 9.0394 | 61.8563 | 12.844 | 12.273 | 13.2542 | 11.5837
2018-05-09 08:00 | 43.5371 | 20.1497 | 8.8177 | 60.503 | 11.9562 | 10.8437 | 14.4218 | 12.4989
2018-05-09 09:00 | 43.8518 | 20.7705 | 7.9089 | 56.834 | 8.9861 | 11.2959 | 16.346 | 13.4339
2018-05-09 10:00 | 45.5752 | 22.0438 | 8.6267 | 56.7966 | 9.8861 | 11.8345 | 18.9559 | 15.0071
2018-05-09 11:00 | 47.8899 | 23.5901 | 9.8543 | 57.6534 | 11.3027 | 13.4937 | 22.1175 | 16.6279
2018-05-09 12:00 | 50.6347 | 25.6244 | 11.4458 | 58.251 | 13.4109 | 15.7827 | 25.0143 | 18.1836
2018-05-09 13:00 | 53.084 | 27.4915 | 13.004 | 57.9034 | 15.6727 | 18.2678 | 27.7324 | 19.5993
2018-05-09 14:00 | 54.3317 | 28.808 | 14.3209 | 56.4586 | 17.4597 | 20.6926 | 29.4762 | 20.5248
2018-05-09 15:00 | 55.5153 | 30.279 | 15.967 | 55.4796 | 18.7368 | 23.4485 | 30.7222 | 21.0948
2018-05-09 16:00 | 56.282 | 31.3413 | 16.8899 | 54.2813 | 19.5553 | 24.8522 | 31.2987 | 21.4182
2018-05-09 17:00 | 57.6648 | 32.0026 | 17.6691 | 53.7396 | 20.1368 | 25.7627 | 31.5018 | 21.6092
2018-05-09 18:00 | 57.8814 | 31.5645 | 17.7215 | 53.6602 | 20.2119 | 25.4064 | 31.1368 | 21.4879
2018-05-09 19:00 | 56.2416 | 30.2396 | 17.0772 | 53.5492 | 19.7755 | 25.0254 | 30.3214 | 21.0811
2018-05-09 20:00 | 53.3351 | 28.3897 | 15.5556 | 53.2985 | 18.7589 | 23.4208 | 28.5951 | 20.2604
2018-05-09 21:00 | 49.8414 | 26.0449 | 13.3716 | 52.2075 | 16.9926 | 20.2547 | 26.0543 | 18.7696
2018-05-09 22:00 | 46.4826 | 23.6984 | 11.393 | 51.4919 | 16.0475 | 17.1864 | 23.267 | 16.5334
2018-05-09 23:00 | 46.0855 | 23.21 | 10.765 | 55.0416 | 16.858 | 15.6566 | 20.7799 | 13.588
2018-05-10 | 44.8217 | 22.4965 | 9.944 | 56.4777 | 15.9284 | 14.2463 | 17.8121 | 9.8248
2018-05-10 01:00 | 43.6339 | 21.8993 | 9.5488 | 59.7457 | 15.2613 | 13.441 | 14.5152 | 6.8387
2018-05-10 02:00 | 42.003 | 21.0311 | 9.3747 | 62.7269 | 14.5695 | 13.1047 | 11.5989 | 5.1742
2018-05-10 03:00 | 45.9863 | 22.6541 | 9.9264 | 63.5821 | 13.9211 | 12.7269 | 10.1636 | 7.2682
2018-05-10 04:00 | 45.4052 | 22.3508 | 9.7442 | 64.4648 | 13.3593 | 12.5414 | 9.3303 | 8.4254
2018-05-10 05:00 | 44.666 | 22.0263 | 9.6717 | 63.5376 | 12.9555 | 12.4098 | 10.0845 | 9.194
2018-05-10 06:00 | 45.1302 | 22.0482 | 9.6656 | 61.6668 | 12.7806 | 12.2819 | 11.4339 | 10.1582
2018-05-10 07:00 | 47.1708 | 22.4932 | 9.8557 | 61.1891 | 12.7354 | 12.3032 | 13.0393 | 11.5039
2018-05-10 08:00 | 48.1347 | 21.6376 | 9.8676 | 59.3741 | 11.764 | 10.7241 | 14.3231 | 12.4819
2018-05-10 09:00 | 52.785 | 23.8072 | 9.4627 | 56.1991 | 8.9331 | 11.502 | 16.1296 | 13.4519
2018-05-10 10:00 | 58.9058 | 26.8589 | 10.4383 | 56.3947 | 9.7375 | 11.7056 | 18.5727 | 14.8517
2018-05-10 11:00 | 65.7263 | 30.9145 | 12.1966 | 57.3411 | 11.1079 | 12.85 | 21.7227 | 16.3577
2018-05-10 12:00 | 71.2201 | 34.5864 | 14.3675 | 57.1354 | 13.0201 | 14.7033 | 24.1218 | 17.7656
2018-05-10 13:00 | 74.3182 | 37.4668 | 16.3442 | 55.5261 | 14.974 | 16.5266 | 26.5811 | 18.995
2018-05-10 14:00 | 75.3164 | 39.1594 | 17.932 | 53.3211 | 16.4659 | 18.2747 | 28.0756 | 19.7743
2018-05-10 15:00 | 75.6406 | 40.1693 | 19.0594 | 50.9848 | 17.3396 | 19.7761 | 28.82 | 20.1576
2018-05-10 16:00 | 75.5962 | 40.5624 | 19.8632 | 49.4581 | 17.9224 | 20.8925 | 29.2671 | 20.4607
2018-05-10 17:00 | 75.051 | 39.7028 | 20.504 | 48.7419 | 18.2369 | 21.5881 | 29.3208 | 20.6191
2018-05-10 18:00 | 71.9036 | 37.1319 | 20.209 | 48.5736 | 18.1736 | 21.4327 | 28.9439 | 20.4886
2018-05-10 19:00 | 66.4201 | 33.6878 | 18.67 | 48.0232 | 17.7184 | 20.1942 | 27.9634 | 19.9999
2018-05-10 20:00 | 60.5775 | 30.6185 | 16.6289 | 47.9467 | 16.9249 | 18.5268 | 26.3429 | 19.2418
2018-05-10 21:00 | 56.2665 | 27.9401 | 14.5004 | 48.6595 | 15.5008 | 16.5968 | 24.2244 | 17.9008
2018-05-10 22:00 | 52.488 | 25.6955 | 12.6329 | 48.731 | 15.0282 | 14.494 | 22.11 | 15.9271
2018-05-10 23:00 | 50.0595 | 24.726 | 11.9417 | 51.6868 | 16.3015 | 13.9375 | 20.0971 | 13.2195
2018-05-11 | 47.5776 | 23.4712 | 11.1192 | 55.6562 | 15.5129 | 13.3136 | 17.3116 | 9.5321
2018-05-11 01:00 | 45.85 | 22.705 | 10.5007 | 59.5974 | 14.9158 | 12.8429 | 14.1215 | 6.6081
2018-05-11 02:00 | 45.0055 | 22.38 | 9.9935 | 61.4944 | 14.2373 | 12.5352 | 11.3082 | 4.9644
2018-05-11 03:00 | 44.41 | 22.118 | 9.7233 | 61.8656 | 13.6348 | 12.3441 | 9.9579 | 7.162
2018-05-11 04:00 | 43.9338 | 21.9224 | 9.6005 | 62.569 | 13.184 | 12.2254 | 9.2495 | 8.3712
2018-05-11 05:00 | 43.7635 | 21.7556 | 9.5338 | 62.3648 | 12.8529 | 12.1394 | 10.0554 | 9.1578
2018-05-11 06:00 | 44.3981 | 21.737 | 9.6018 | 61.301 | 12.6987 | 12.1832 | 11.4009 | 10.1053
2018-05-11 07:00 | 46.1722 | 22.1725 | 9.8072 | 60.5637 | 12.691 | 12.2765 | 13.0008 | 11.4483
2018-05-11 08:00 | 47.5152 | 21.4994 | 9.7956 | 58.7028 | 11.7154 | 10.68 | 14.2876 | 12.4139
2018-05-11 09:00 | 51.4045 | 23.5127 | 9.3554 | 55.0152 | 8.7166 | 11.4978 | 16.0303 | 13.344
2018-05-11 10:00 | 57.4796 | 26.3917 | 10.2025 | 54.2784 | 9.155 | 11.5256 | 18.232 | 14.6341
2018-05-11 11:00 | 64.2921 | 29.9151 | 11.4511 | 54.0782 | 9.9008 | 12.1167 | 20.8957 | 15.9475
2018-05-11 12:00 | 69.1857 | 33.0535 | 12.9424 | 52.9676 | 10.8811 | 13.0513 | 22.582 | 17.107
2018-05-11 13:00 | 72.0163 | 35.4734 | 14.4297 | 51.1205 | 12.0639 | 14.144 | 24.3068 | 18.0729
2018-05-11 14:00 | 72.6061 | 36.6457 | 15.4306 | 48.3121 | 12.9416 | 15.0786 | 25.0082 | 18.5681
2018-05-11 15:00 | 72.6646 | 37.3118 | 16.2066 | 45.6434 | 13.3843 | 15.8907 | 25.253 | 18.7259
2018-05-11 16:00 | 72.2724 | 37.3678 | 16.7824 | 43.1283 | 13.6213 | 16.3823 | 25.377 | 18.8453
2018-05-11 17:00 | 70.9338 | 36.2388 | 16.9081 | 41.4998 | 13.7893 | 16.3633 | 25.3808 | 18.9146
2018-05-11 18:00 | 67.562 | 33.7368 | 16.4867 | 41.3734 | 13.8356 | 15.9382 | 25.0543 | 18.7775
2018-05-11 19:00 | 63.1193 | 31.1123 | 15.6889 | 42.2119 | 13.7824 | 15.6619 | 24.5547 | 18.5134
2018-05-11 20:00 | 58.6959 | 28.9195 | 14.6412 | 43.8036 | 13.5737 | 15.3694 | 23.6017 | 17.9843
2018-05-11 21:00 | 55.3041 | 27.1028 | 13.3125 | 45.8162 | 12.9351 | 14.4039 | 22.2537 | 16.9776
2018-05-11 22:00 | 51.8845 | 25.4042 | 12.409 | 47.4586 | 13.1966 | 14.0136 | 20.8298 | 15.3876
2018-05-11 23:00 | 49.6373 | 24.575 | 12.0529 | 50.6047 | 14.9123 | 14.1501 | 19.2707 | 12.9055
2018-05-12 | 47.7037 | 23.654 | 11.1237 | 54.3856 | 14.469 | 13.3023 | 16.8189 | 9.4049
2018-05-12 01:00 | 46.1788 | 22.9275 | 10.6609 | 58.1667 | 14.0966 | 13.1573 | 13.8397 | 6.5612
2018-05-12 02:00 | 45.4216 | 22.5758 | 10.3105 | 60.549 | 13.6206 | 13.1229 | 10.9892 | 5.0169
2018-05-12 03:00 | 41.7546 | 21.01 | 9.2175 | 61.0063 | 13.1282 | 12.8141 | 6.8177 | 3.7466
2018-05-12 04:00 | 41.7258 | 20.9366 | 9.192 | 62.2053 | 12.7362 | 12.788 | 6.6153 | 3.5905
2018-05-12 05:00 | 41.3503 | 20.713 | 9.2381 | 61.8417 | 12.4563 | 12.9144 | 6.9116 | 3.8533
2018-05-12 06:00 | 41.3629 | 20.6175 | 9.3353 | 60.7938 | 12.3641 | 13.1159 | 7.5633 | 4.4881
2018-05-12 07:00 | 41.6416 | 20.6211 | 9.546 | 60.2908 | 12.3938 | 13.5076 | 8.6434 | 5.3231
2018-05-12 08:00 | 39.255 | 18.7409 | 8.91 | 58.2445 | 11.5225 | 10.6454 | 9.7091 | 6.4284
2018-05-12 09:00 | 39.694 | 19.2448 | 7.9767 | 54.7776 | 8.5093 | 12.2726 | 11.3614 | 7.1442
2018-05-12 10:00 | 41.5693 | 20.2358 | 8.24 | 55.3008 | 8.9846 | 11.5768 | 13.4792 | 8.4041
2018-05-12 11:00 | 43.805 | 21.4443 | 8.648 | 55.7043 | 9.8049 | 11.3115 | 16.0035 | 9.9688
2018-05-12 12:00 | 46.0676 | 22.8517 | 9.2641 | 54.871 | 10.921 | 11.2699 | 18.0149 | 11.8538
2018-05-12 13:00 | 47.2336 | 23.7522 | 9.808 | 52.7596 | 12.0524 | 11.5716 | 20.5111 | 13.8596
2018-05-12 14:00 | 48.0787 | 24.4488 | 10.1832 | 50.1476 | 12.9475 | 11.9096 | 22.7659 | 15.8061
2018-05-12 15:00 | 48.403 | 24.9486 | 10.522 | 47.1635 | 13.5093 | 12.3894 | 24.5769 | 17.2454
2018-05-12 16:00 | 48.2356 | 25.0207 | 10.706 | 44.2173 | 13.6694 | 12.7556 | 25.147 | 17.9507
2018-05-12 17:00 | 47.8487 | 25.0354 | 10.8905 | 42.0601 | 13.7419 | 13.1747 | 24.9121 | 18.2772
2018-05-12 18:00 | 47.791 | 25.0429 | 10.9884 | 41.9921 | 13.9881 | 13.544 | 24.4724 | 18.3056
2018-05-12 19:00 | 47.5126 | 24.8743 | 10.7554 | 43.047 | 14.1202 | 13.7158 | 23.9837 | 18.2357
2018-05-12 20:00 | 46.2101 | 24.0835 | 10.201 | 44.3523 | 13.8472 | 13.607 | 23.0927 | 17.9391
2018-05-12 21:00 | 43.6954 | 22.3756 | 9.4123 | 45.0963 | 12.9407 | 13.149 | 21.279 | 17.0203
2018-05-12 22:00 | 41.89 | 21.1546 | 8.9634 | 45.9261 | 12.9884 | 12.7358 | 19.0328 | 15.672
2018-05-12 23:00 | 42.1767 | 21.312 | 9.471 | 49.3008 | 14.697 | 13.202 | 16.4449 | 13.6585
2018-05-13 | 41.3734 | 20.8922 | 9.3135 | 52.7919 | 14.1959 | 13.0315 | 13.1058 | 10.5394
2018-05-13 01:00 | 40.4692 | 20.3978 | 9.4112 | 56.6776 | 13.822 | 13.3135 | 9.9216 | 7.3596
2018-05-13 02:00 | 38.5997 | 19.4506 | 9.7687 | 59.4189 | 13.3994 | 14.0154 | 7.7113 | 5.1653
2018-05-13 03:00 | 39.9512 | 20.1076 | 9.593 | 60.3537 | 12.9559 | 13.6737 | 6.6701 | 3.6868
2018-05-13 04:00 | 39.4581 | 20.074 | 9.6993 | 61.8515 | 12.6214 | 13.8421 | 6.5291 | 3.5614
2018-05-13 05:00 | 39.5281 | 20.0865 | 10.0093 | 62.1786 | 12.3935 | 14.4073 | 6.8617 | 3.8498
2018-05-13 06:00 | 39.3037 | 20.117 | 10.0242 | 61.189 | 12.3151 | 14.4083 | 7.5215 | 4.4794
2018-05-13 07:00 | 39.3366 | 20.1048 | 9.851 | 60.3168 | 12.3454 | 14.0487 | 8.6008 | 5.3039
2018-05-13 08:00 | 39.0868 | 19.9605 | 9.5673 | 58.7646 | 11.7626 | 13.5818 | 10.0269 | 6.5732
2018-05-13 09:00 | 38.0696 | 18.869 | 8.3484 | 54.751 | 8.4212 | 12.0872 | 11.3144 | 7.2468
2018-05-13 10:00 | 37.6317 | 17.8122 | 7.9866 | 53.8469 | 8.3385 | 9.3755 | 12.9633 | 8.4077
2018-05-13 11:00 | 42.185 | 20.2323 | 8.3133 | 53.4537 | 9.2745 | 12.1272 | 15.858 | 9.8414
2018-05-13 12:00 | 44.0953 | 21.257 | 8.6205 | 52.1932 | 10.2339 | 11.0013 | 17.7046 | 11.5835
2018-05-13 13:00 | 45.1955 | 21.9353 | 8.8824 | 49.9083 | 11.3507 | 10.9064 | 20.2812 | 13.5499
2018-05-13 14:00 | 45.4861 | 22.3106 | 9.0871 | 47.184 | 12.3527 | 11.1446 | 22.4517 | 15.4797
2018-05-13 15:00 | 45.6051 | 22.6074 | 9.3438 | 44.222 | 13.1315 | 11.5723 | 24.0469 | 16.8713
2018-05-13 16:00 | 45.8449 | 22.9175 | 9.6404 | 41.8999 | 13.6727 | 11.9538 | 24.9214 | 17.7063
2018-05-13 17:00 | 46.1461 | 23.3179 | 9.9987 | 40.7227 | 14.0302 | 12.4259 | 25.0659 | 18.1932
2018-05-13 18:00 | 46.459 | 23.6524 | 10.2719 | 41.5263 | 14.3587 | 12.8723 | 24.8904 | 18.3278
2018-05-13 19:00 | 46.237 | 23.5646 | 10.1732 | 42.7326 | 14.5044 | 13.165 | 24.6022 | 18.3652
2018-05-13 20:00 | 45.4473 | 23.0288 | 9.74 | 44.0828 | 14.265 | 13.1599 | 23.7772 | 18.1458
2018-05-13 21:00 | 44.0014 | 21.8566 | 8.9952 | 44.8357 | 13.3509 | 12.6274 | 21.8057 | 17.1982
2018-05-13 22:00 | 42.2194 | 20.7922 | 8.5266 | 45.2718 | 13.2152 | 12.258 | 19.21 | 15.7059
2018-05-13 23:00 | 42.3552 | 21.1067 | 9.0451 | 48.7315 | 14.801 | 12.5702 | 16.4434 | 13.6159
2018-05-14 | 41.5729 | 20.73 | 8.9287 | 52.2115 | 14.245 | 12.305 | 13.0397 | 10.4729
2018-05-14 01:00 | 40.4559 | 20.2158 | 9.0016 | 56.2046 | 13.8449 | 12.4746 | 9.8703 | 7.3065
2018-05-14 02:00 | 38.3716 | 19.254 | 9.0494 | 58.6844 | 13.4017 | 12.5553 | 7.689 | 5.1093
2018-05-14 03:00 | 42.4999 | 21.2713 | 9.8206 | 60.1807 | 12.9306 | 12.5427 | 9.4936 | 6.93
2018-05-14 04:00 | 41.944 | 21.1259 | 9.9073 | 61.5837 | 12.5944 | 12.7773 | 8.9042 | 8.1716
2018-05-14 05:00 | 42.1623 | 21.108 | 10.1097 | 62.0588 | 12.3542 | 13.1952 | 9.7562 | 8.9803
2018-05-14 06:00 | 43.3033 | 21.2949 | 10.3924 | 61.2917 | 12.2692 | 13.6445 | 11.1268 | 9.9393
2018-05-14 07:00 | 45.4783 | 21.8313 | 10.7053 | 61.0032 | 12.3323 | 13.9439 | 12.7506 | 11.2726
2018-05-14 08:00 | 45.4401 | 20.5109 | 10.4273 | 59.135 | 11.4888 | 10.8323 | 14.1169 | 12.591
2018-05-14 09:00 | 50.8074 | 23.0133 | 9.8035 | 55.0996 | 8.4398 | 13.3824 | 15.822 | 13.4859
2018-05-14 10:00 | 56.8366 | 25.8151 | 10.2954 | 54.144 | 8.8421 | 11.8947 | 18.0119 | 14.5494
2018-05-14 11:00 | 63.1548 | 29.3136 | 11.3731 | 53.7842 | 9.7889 | 11.924 | 20.7772 | 15.7323
2018-05-14 12:00 | 68.0633 | 32.5576 | 12.8903 | 53.1424 | 11.2392 | 12.6794 | 22.7398 | 16.9549
2018-05-14 13:00 | 70.9711 | 34.8868 | 14.3528 | 51.1788 | 12.8084 | 13.6162 | 24.8693 | 18.0045
2018-05-14 14:00 | 71.9419 | 36.2687 | 15.4761 | 48.5606 | 14.0178 | 14.6121 | 26.0973 | 18.656
2018-05-14 15:00 | 72.0827 | 37.0332 | 16.2463 | 45.5818 | 14.7197 | 15.4128 | 26.6499 | 18.9707
2018-05-14 16:00 | 71.528 | 37.0761 | 16.7895 | 43.4254 | 15.0626 | 16.0392 | 26.8639 | 19.1911
2018-05-14 17:00 | 70.5396 | 36.1582 | 17.1308 | 42.5926 | 15.3516 | 16.4794 | 27.1428 | 19.4133
2018-05-14 18:00 | 67.519 | 33.7859 | 16.7052 | 42.7713 | 15.3992 | 16.1763 | 26.9117 | 19.3542
2018-05-14 19:00 | 63.1575 | 31.0856 | 15.6903 | 43.4514 | 15.2385 | 15.6794 | 26.3354 | 19.0728
2018-05-14 20:00 | 58.6147 | 28.6086 | 14.2232 | 44.5615 | 14.8141 | 14.8276 | 25.0536 | 18.4433
2018-05-14 21:00 | 54.7719 | 26.2247 | 12.5921 | 45.1272 | 13.7804 | 13.8229 | 22.9989 | 17.192
2018-05-14 22:00 | 50.9394 | 24.1714 | 11.379 | 45.718 | 13.5141 | 13.1272 | 20.9398 | 15.3308
2018-05-14 23:00 | 48.441 | 23.4835 | 11.2244 | 49.1397 | 15.0457 | 13.2655 | 19.1785 | 12.7745
2018-05-15 | 46.0909 | 22.4652 | 10.6018 | 52.6884 | 14.4651 | 12.7876 | 16.6712 | 9.2466
2018-05-15 01:00 | 44.303 | 21.7659 | 10.1569 | 56.6195 | 14.0338 | 12.4944 | 13.6633 | 6.411
2018-05-15 02:00 | 43.33 | 21.4469 | 9.8777 | 59.0465 | 13.5293 | 12.4833 | 10.9662 | 4.9466
2018-05-15 03:00 | 42.8058 | 21.2802 | 9.7182 | 60.1329 | 13.0333 | 12.4275 | 9.6603 | 6.9866
2018-05-15 04:00 | 42.5647 | 21.2395 | 9.7516 | 61.6019 | 12.6604 | 12.6088 | 8.9826 | 8.1978
2018-05-15 05:00 | 42.8091 | 21.2442 | 9.8006 | 61.7422 | 12.3838 | 12.675 | 9.8238 | 8.9976
2018-05-15 06:00 | 43.8426 | 21.3817 | 9.8996 | 60.7731 | 12.2936 | 12.7867 | 11.1898 | 9.9534
2018-05-15 07:00 | 45.8957 | 21.8521 | 10.238 | 60.4252 | 12.3194 | 13.189 | 12.7931 | 11.2964
2018-05-15 08:00 | 46.2762 | 20.6513 | 10.0129 | 58.5426 | 11.3574 | 10.6693 | 14.1322 | 12.4798
2018-05-15 09:00 | 51.4579 | 23.165 | 9.5256 | 54.7444 | 8.4167 | 12.6788 | 15.8816 | 13.3931
2018-05-15 10:00 | 57.421 | 26.1015 | 10.2351 | 53.9178 | 8.8745 | 11.7661 | 18.102 | 14.5469
2018-05-15 11:00 | 63.6072 | 29.5305 | 11.3509 | 53.4611 | 9.7182 | 11.9746 | 20.8548 | 15.7907
2018-05-15 12:00 | 68.2144 | 32.5384 | 12.7984 | 52.1711 | 10.9347 | 12.7072 | 22.7303 | 16.9716
2018-05-15 13:00 | 71.0603 | 34.8271 | 14.2772 | 50.3767 | 12.4516 | 13.6741 | 24.7661 | 17.9999
2018-05-15 14:00 | 72.1122 | 36.3289 | 15.4674 | 48.3354 | 13.8808 | 14.5388 | 26.1557 | 18.6765
2018-05-15 15:00 | 72.2874 | 37.1267 | 16.3222 | 45.7605 | 14.7514 | 15.3281 | 26.7477 | 18.9846
2018-05-15 16:00 | 71.7339 | 37.2148 | 16.9091 | 43.7507 | 15.1939 | 15.976 | 26.8949 | 19.1868
2018-05-15 17:00 | 70.4292 | 36.084 | 17.0901 | 42.6445 | 15.5158 | 16.2392 | 26.8905 | 19.3196
2018-05-15 18:00 | 67.431 | 33.8626 | 16.7991 | 43.0235 | 15.6385 | 16.2649 | 26.8587 | 19.3614
2018-05-15 19:00 | 63.3985 | 31.4126 | 16.0002 | 44.029 | 15.5573 | 16.2149 | 26.4745 | 19.175
2018-05-15 20:00 | 58.967 | 28.987 | 14.6231 | 45.0286 | 15.0668 | 15.5938 | 25.2415 | 18.5647
2018-05-15 21:00 | 55.0955 | 26.3886 | 12.8463 | 45.6832 | 13.9806 | 14.1945 | 23.1884 | 17.2789
2018-05-15 22:00 | 51.1972 | 24.2003 | 11.4061 | 45.8307 | 13.615 | 13.1795 | 21.0811 | 15.3671
2018-05-15 23:00 | 48.4532 | 23.5319 | 11.2328 | 49.0061 | 15.143 | 13.3158 | 19.2439 | 12.7877
2018-05-16 | 45.7575 | 22.3586 | 10.5272 | 52.5375 | 14.5216 | 12.7844 | 16.6499 | 9.22
2018-05-16 01:00 | 44.0597 | 21.652 | 10.0362 | 56.4087 | 14.0487 | 12.4127 | 13.6399 | 6.3628
2018-05-16 02:00 | 43.4641 | 21.4325 | 9.7563 | 58.9738 | 13.5391 | 12.354 | 10.9298 | 4.8845
2018-05-16 03:00 | 40.0596 | 20.1126 | 8.892 | 59.9662 | 13.0213 | 12.3019 | 9.6337 | 6.9729
2018-05-16 04:00 | 40.0056 | 20.1007 | 9.1658 | 61.5303 | 12.6432 | 12.7685 | 8.9569 | 8.1758
2018-05-16 05:00 | 40.2328 | 20.1199 | 9.5115 | 61.9809 | 12.408 | 13.4281 | 9.8017 | 8.9885
2018-05-16 06:00 | 39.7138 | 19.9724 | 9.4042 | 60.9158 | 12.3308 | 13.0691 | 11.1697 | 9.9389
2018-05-16 07:00 | 39.6054 | 19.9361 | 9.5192 | 60.6199 | 12.35 | 13.145 | 12.7785 | 11.2827
2018-05-16 08:00 | 37.324 | 18.0565 | 9.3019 | 58.8954 | 11.4026 | 10.7628 | 14.1269 | 12.5878
2018-05-16 09:00 | 38.8527 | 19.1076 | 8.525 | 55.0531 | 8.4855 | 13.3515 | 15.8414 | 13.5109
2018-05-16 10:00 | 41.728 | 20.1803 | 8.4097 | 54.5292 | 8.9534 | 12.069 | 18.0023 | 14.5498
2018-05-16 11:00 | 44.589 | 21.3917 | 8.6679 | 54.1667 | 9.8626 | 11.8575 | 20.739 | 15.6979
2018-05-16 12:00 | 46.6519 | 22.6246 | 9.2797 | 52.8337 | 11.1531 | 12.4024 | 22.5202 | 16.8375
2018-05-16 13:00 | 48.3634 | 23.7951 | 10.0285 | 51.2918 | 12.6755 | 13.3559 | 24.6562 | 17.8991
2018-05-16 14:00 | 49.1038 | 24.5528 | 10.716 | 49.1162 | 13.9598 | 14.5195 | 26.0992 | 18.6409
2018-05-16 15:00 | 49.0596 | 24.9759 | 11.2159 | 46.4963 | 14.569 | 15.557 | 26.7155 | 18.9401
2018-05-16 16:00 | 49.2772 | 25.5376 | 11.7028 | 44.3372 | 14.8686 | 16.3235 | 27.0009 | 19.1473
2018-05-16 17:00 | 50.2212 | 26.027 | 12.194 | 43.288 | 15.1318 | 16.7006 | 27.1776 | 19.3228
2018-05-16 18:00 | 50.2635 | 25.8397 | 12.3031 | 43.3313 | 15.1948 | 16.6308 | 26.9928 | 19.2894
2018-05-16 19:00 | 48.9984 | 24.9878 | 11.8156 | 43.9884 | 15.0105 | 16.1936 | 26.4791 | 19.0086
2018-05-16 20:00 | 47.2291 | 23.9199 | 10.9336 | 45.2596 | 14.6522 | 15.3365 | 25.2541 | 18.3784
2018-05-16 21:00 | 45.5265 | 22.5524 | 9.7437 | 45.9992 | 13.7167 | 13.971 | 23.2518 | 17.1534
2018-05-16 22:00 | 43.6557 | 21.3488 | 8.8571 | 46.2117 | 13.5013 | 12.8436 | 21.053 | 15.2507
2018-05-16 23:00 | 43.243 | 21.5981 | 9.2427 | 49.3307 | 15.1292 | 12.9615 | 19.2206 | 12.6862
2018-05-17 | 42.3968 | 21.1754 | 9.0723 | 52.9802 | 14.5478 | 12.5391 | 16.6357 | 9.1534
2018-05-17 01:00 | 40.9895 | 20.5108 | 9.0191 | 57.1193 | 14.0897 | 12.3247 | 13.6211 | 6.3389
2018-05-17 02:00 | 38.8246 | 19.5274 | 9.0204 | 59.5853 | 13.6004 | 12.3507 | 10.922 | 4.9259
2018-05-17 03:00 | 42.704 | 21.1382 | 9.7715 | 60.6772 | 13.1097 | 12.4391 | 9.6402 | 6.9516
2018-05-17 04:00 | 42.4496 | 21.0932 | 9.8631 | 62.052 | 12.723 | 12.6965 | 8.9813 | 8.188
2018-05-17 05:00 | 42.3033 | 21.0045 | 9.9608 | 62.0525 | 12.47 | 12.8729 | 9.8176 | 9.0023
2018-05-17 06:00 | 42.7448 | 21.1067 | 10.1109 | 61.2519 | 12.386 | 13.0575 | 11.182 | 9.9624
2018-05-17 07:00 | 45.1839 | 21.665 | 10.7286 | 61.1104 | 12.4334 | 13.9514 | 12.7866 | 11.2911
2018-05-17 08:00 | 45.5686 | 20.4811 | 10.6141 | 59.5321 | 11.495 | 10.894 | 14.1329 | 12.6383
2018-05-17 09:00 | 50.4111 | 22.9167 | 10.0517 | 55.7067 | 8.5606 | 13.6324 | 15.8558 | 13.5636
2018-05-17 10:00 | 56.3883 | 25.614 | 10.3623 | 55.0242 | 9.0626 | 12.1755 | 18.002 | 14.6297
2018-05-17 11:00 | 63.2128 | 29.308 | 11.2999 | 54.0607 | 10.0243 | 11.8201 | 20.7029 | 15.7065
2018-05-17 12:00 | 68.5142 | 32.5894 | 12.7915 | 52.7254 | 11.3774 | 12.4197 | 22.3593 | 16.814
2018-05-17 13:00 | 71.6873 | 35.1387 | 14.3526 | 51.1951 | 12.9398 | 13.3578 | 24.5393 | 17.9283
2018-05-17 14:00 | 72.8257 | 36.8485 | 15.688 | 49.2885 | 14.3129 | 14.4679 | 26.058 | 18.7094
2018-05-17 15:00 | 72.887 | 37.6645 | 16.6282 | 46.4572 | 15.0962 | 15.5339 | 26.7874 | 19.0814
2018-05-17 16:00 | 72.1538 | 37.6094 | 17.1852 | 44.2443 | 15.3931 | 16.2442 | 27.0431 | 19.2633
2018-05-17 17:00 | 70.8262 | 36.3954 | 17.3371 | 42.9108 | 15.5659 | 16.3945 | 27.053 | 19.3739
2018-05-17 18:00 | 67.7454 | 34.0868 | 16.9535 | 43.1024 | 15.6819 | 16.2515 | 26.8257 | 19.3491
2018-05-17 19:00 | 63.5112 | 31.434 | 15.9962 | 44.0362 | 15.5694 | 15.8445 | 26.2906 | 19.0961
2018-05-17 20:00 | 58.9865 | 28.9405 | 14.5195 | 45.1437 | 15.0989 | 15.0609 | 24.9978 | 18.4333
2018-05-17 21:00 | 55.1742 | 26.5048 | 12.8771 | 46.2238 | 13.9912 | 14.0013 | 23.0089 | 17.1691
2018-05-17 22:00 | 51.1988 | 24.4089 | 11.5358 | 46.6037 | 13.6428 | 12.9821 | 21.0176 | 15.3006
2018-05-17 23:00 | 48.7333 | 23.655 | 11.2752 | 50.1153 | 15.1607 | 12.9942 | 19.2223 | 12.7363
2018-05-18 | 46.1538 | 22.5578 | 10.5942 | 53.2506 | 14.5571 | 12.633 | 16.6648 | 9.2004
2018-05-18 01:00 | 44.6781 | 21.935 | 10.1384 | 57.0656 | 14.134 | 12.4353 | 13.6408 | 6.349
2018-05-18 02:00 | 44.0615 | 21.7676 | 9.8295 | 59.4486 | 13.6226 | 12.4152 | 11.025 | 4.8245
2018-05-18 03:00 | 43.4768 | 21.5731 | 9.6246 | 60.3307 | 13.1262 | 12.2983 | 9.7243 | 6.984
2018-05-18 04:00 | 43.3295 | 21.4787 | 9.6136 | 61.782 | 12.7457 | 12.426 | 9.0458 | 8.2133
2018-05-18 05:00 | 43.7901 | 21.5205 | 9.7041 | 62.0673 | 12.4948 | 12.6284 | 9.8772 | 9.0173
2018-05-18 06:00 | 44.8206 | 21.7228 | 9.8247 | 61.008 | 12.4256 | 12.7847 | 11.2445 | 9.9727
2018-05-18 07:00 | 46.6793 | 22.1772 | 10.0286 | 60.4558 | 12.4432 | 12.8659 | 12.8504 | 11.3172
2018-05-18 08:00 | 47.5099 | 21.2647 | 9.8618 | 58.6823 | 11.432 | 10.6329 | 14.1705 | 12.3154
2018-05-18 09:00 | 52.4067 | 23.6201 | 9.494 | 54.9256 | 8.5663 | 12.2764 | 15.9505 | 13.2762
2018-05-18 10:00 | 58.3746 | 26.5501 | 10.2415 | 54.6536 | 9.067 | 11.6218 | 18.2666 | 14.5637
2018-05-18 11:00 | 64.2842 | 29.9663 | 11.5643 | 54.6944 | 9.9773 | 12.0425 | 21.1435 | 15.9213
2018-05-18 12:00 | 68.8385 | 33.1254 | 13.2476 | 53.7893 | 11.2286 | 13.0151 | 23.3031 | 17.1958
2018-05-18 13:00 | 71.6994 | 35.5631 | 14.839 | 51.7612 | 12.7108 | 14.2372 | 25.3734 | 18.2768
2018-05-18 14:00 | 72.932 | 37.1716 | 16.1126 | 49.4135 | 14.0973 | 15.47 | 26.7024 | 19.024
2018-05-18 15:00 | 73.3831 | 38.147 | 17.0757 | 46.8638 | 15.0406 | 16.5314 | 27.5118 | 19.3744
2018-05-18 16:00 | 73.3491 | 38.4194 | 17.8218 | 45.0781 | 15.7196 | 17.4469 | 27.9456 | 19.6702
2018-05-18 17:00 | 72.3946 | 37.3331 | 18.2424 | 44.0713 | 16.1631 | 17.9964 | 27.9533 | 19.8612
2018-05-18 18:00 | 69.1759 | 34.9411 | 17.9196 | 44.0316 | 16.2083 | 17.8006 | 27.6264 | 19.7954
2018-05-18 19:00 | 64.686 | 32.2677 | 16.9376 | 44.818 | 16.0329 | 17.3223 | 27.093 | 19.5383
2018-05-18 20:00 | 59.9447 | 29.7967 | 15.5576 | 46.0947 | 15.5909 | 16.742 | 25.9407 | 18.9606
2018-05-18 21:00 | 55.671 | 27.3217 | 13.7453 | 46.8351 | 14.4921 | 15.4462 | 24.0063 | 17.7431
2018-05-18 22:00 | 51.7657 | 25.1253 | 12.1841 | 47.5268 | 14.0479 | 14.1342 | 21.9099 | 15.8317
2018-05-18 23:00 | 49.7105 | 24.3138 | 11.8101 | 50.7279 | 15.6234 | 14.0149 | 19.9807 | 13.1889
2018-05-19 | 47.4324 | 23.1703 | 11.0044 | 54.1008 | 14.9298 | 13.3469 | 17.2165 | 9.5248
2018-05-19 01:00 | 46.0273 | 22.5762 | 10.4876 | 57.8045 | 14.4389 | 12.9344 | 14.075 | 6.6059
2018-05-19 02:00 | 45.2369 | 22.3503 | 10.1236 | 60.3973 | 13.9065 | 12.7245 | 11.287 | 4.984
2018-05-19 03:00 | 42.0539 | 20.8957 | 9.1248 | 60.9803 | 13.3957 | 12.5956 | 7.0262 | 3.8454
2018-05-19 04:00 | 42.0481 | 20.8887 | 9.1418 | 62.0181 | 12.9939 | 12.6521 | 6.789 | 3.6579
2018-05-19 05:00 | 42.0155 | 20.8348 | 9.1343 | 62.4073 | 12.7084 | 12.6553 | 7.077 | 3.9061
2018-05-19 06:00 | 41.9854 | 20.7863 | 9.2164 | 61.7097 | 12.5745 | 12.7468 | 7.6983 | 4.5281
2018-05-19 07:00 | 42.0364 | 20.8293 | 9.3256 | 61.1284 | 12.568 | 12.8897 | 8.7623 | 5.3729
2018-05-19 08:00 | 39.3031 | 18.9423 | 8.8959 | 59.2926 | 11.4763 | 10.7314 | 9.7577 | 6.0731
2018-05-19 09:00 | 40.4762 | 19.6606 | 8.04 | 55.3076 | 8.6788 | 12.0182 | 11.4998 | 6.8442
2018-05-19 10:00 | 42.0238 | 20.4767 | 8.314 | 54.7752 | 9.1738 | 11.4646 | 13.7704 | 8.3688
2018-05-19 11:00 | 43.8591 | 21.4725 | 8.8097 | 55.0342 | 9.9567 | 11.4963 | 16.5747 | 10.1822
2018-05-19 12:00 | 45.9822 | 22.7769 | 9.6569 | 54.2412 | 11.0655 | 12.0817 | 19.0829 | 12.2054
2018-05-19 13:00 | 47.518 | 23.7711 | 10.3366 | 52.5972 | 12.3891 | 12.8762 | 21.8739 | 14.3415
2018-05-19 14:00 | 48.0755 | 24.4085 | 10.9115 | 49.9205 | 13.579 | 13.6448 | 24.3263 | 16.4258
2018-05-19 15:00 | 48.3362 | 24.9856 | 11.3422 | 46.8392 | 14.3611 | 14.2317 | 26.1637 | 17.9398
2018-05-19 16:00 | 48.7466 | 25.4554 | 11.8142 | 44.8299 | 14.9804 | 14.9874 | 27.1293 | 18.8304
2018-05-19 17:00 | 49.4157 | 25.9634 | 12.5715 | 44.4371 | 15.5196 | 15.8795 | 27.4045 | 19.3424
2018-05-19 18:00 | 49.6511 | 26.0795 | 12.798 | 44.0425 | 15.7501 | 16.3153 | 26.9924 | 19.3796
2018-05-19 19:00 | 48.8559 | 25.5052 | 12.4609 | 44.4966 | 15.5966 | 16.4523 | 26.3141 | 19.2547
2018-05-19 20:00 | 47.4866 | 24.5678 | 11.7032 | 45.6195 | 15.0992 | 16.2881 | 25.3006 | 18.9237
2018-05-19 21:00 | 45.2364 | 23.1766 | 10.613 | 46.7152 | 14.0575 | 15.3523 | 23.3318 | 17.9373
2018-05-19 22:00 | 43.4887 | 21.9636 | 9.6575 | 47.4222 | 13.713 | 14.1444 | 20.4898 | 16.3151
2018-05-19 23:00 | 44.2287 | 22.1653 | 9.9174 | 51.2297 | 15.3883 | 14.0197 | 17.2502 | 14.0718
2018-05-20 | 43.8982 | 21.7962 | 9.6106 | 55.1137 | 14.7593 | 13.399 | 13.4959 | 10.7969
2018-05-20 01:00 | 43.2194 | 21.402 | 9.4498 | 58.867 | 14.302 | 13.0775 | 10.1081 | 7.4993
2018-05-20 02:00 | 40.8766 | 20.4195 | 9.4354 | 60.6347 | 13.8018 | 13.007 | 7.9694 | 5.1013
2018-05-20 03:00 | 42.6031 | 21.1516 | 9.3952 | 61.5094 | 13.3088 | 12.9282 | 6.8618 | 3.8125
2018-05-20 04:00 | 43.2566 | 21.2879 | 9.5191 | 63.6824 | 12.9271 | 13.0936 | 6.6983 | 3.6461
2018-05-20 05:00 | 42.7597 | 21.1484 | 9.5774 | 63.2392 | 12.6247 | 13.2102 | 6.9822 | 3.8789
2018-05-20 06:00 | 42.2819 | 21.0318 | 9.5858 | 61.6993 | 12.4965 | 13.2197 | 7.6195 | 4.501
2018-05-20 07:00 | 42.1585 | 20.9965 | 9.6374 | 61.4163 | 12.5031 | 13.2389 | 8.7051 | 5.3411
2018-05-20 08:00 | 41.9422 | 20.7661 | 9.488 | 60.4991 | 11.6659 | 13.0441 | 10.1078 | 6.1803
2018-05-20 09:00 | 40.524 | 19.6962 | 8.3709 | 56.9474 | 8.6122 | 11.6689 | 11.4442 | 6.9295
2018-05-20 10:00 | 39.089 | 18.3522 | 8.2325 | 55.8295 | 8.5739 | 9.5808 | 13.0924 | 8.3224
2018-05-20 11:00 | 44.0004 | 21.149 | 8.8623 | 55.6666 | 9.7462 | 12.3222 | 16.3693 | 10.0879
2018-05-20 12:00 | 45.359 | 22.1985 | 9.4577 | 54.4133 | 10.9259 | 12.2561 | 18.7496 | 12.0239
2018-05-20 13:00 | 45.9447 | 22.7272 | 9.8261 | 51.6433 | 12.1567 | 12.6257 | 21.3794 | 14.0438
2018-05-20 14:00 | 46.4857 | 23.209 | 10.1452 | 49.2054 | 13.2883 | 13.1649 | 23.8035 | 16.1042
2018-05-20 15:00 | 46.9153 | 23.5474 | 10.5401 | 46.667 | 14.0168 | 13.7117 | 25.5996 | 17.5771
2018-05-20 16:00 | 46.9222 | 23.7051 | 10.7857 | 43.8275 | 14.3271 | 13.9519 | 26.3096 | 18.337
2018-05-20 17:00 | 47.1854 | 24.0422 | 11.1171 | 42.2253 | 14.6978 | 14.3786 | 26.3809 | 18.8064
2018-05-20 18:00 | 46.9594 | 24.0631 | 11.2307 | 42.0671 | 14.9401 | 14.8062 | 25.9685 | 18.8698
2018-05-20 19:00 | 45.5686 | 23.3669 | 10.6897 | 41.2461 | 14.6435 | 14.5875 | 25.0925 | 18.6711
2018-05-20 20:00 | 44.2118 | 22.3258 | 9.8215 | 41.8504 | 13.9561 | 13.867 | 23.7127 | 18.1753
2018-05-20 21:00 | 42.7981 | 21.2526 | 8.9301 | 42.744 | 12.8593 | 12.9137 | 21.6479 | 17.1039
2018-05-20 22:00 | 41.8934 | 20.7266 | 8.5497 | 44.855 | 12.8525 | 12.4303 | 19.1857 | 15.6561
2018-05-20 23:00 | 42.77 | 21.4521 | 9.3247 | 49.5699 | 14.8371 | 13.0729 | 16.5149 | 13.6551
2018-05-21 | 42.7439 | 21.3204 | 9.3202 | 54.3741 | 14.3352 | 12.8731 | 13.1161 | 10.5382
2018-05-21 01:00 | 42.1487 | 21.0011 | 9.3284 | 59.3061 | 13.9513 | 12.7864 | 9.8705 | 7.3221
2018-05-21 02:00 | 40.0655 | 20.0973 | 9.3453 | 61.6314 | 13.4974 | 12.8146 | 7.7849 | 5.0536
2018-05-21 03:00 | 44.2212 | 22.1808 | 10.1046 | 62.3877 | 13.0434 | 12.8479 | 9.5889 | 6.9852
2018-05-21 04:00 | 43.9586 | 22.0076 | 10.115 | 62.8383 | 12.7022 | 13.0106 | 8.994 | 8.2179
2018-05-21 05:00 | 43.9294 | 21.9422 | 10.2028 | 62.6107 | 12.4622 | 13.1709 | 9.8452 | 9.0243
2018-05-21 06:00 | 44.7467 | 22.0001 | 10.3586 | 61.5538 | 12.3632 | 13.4004 | 11.2102 | 9.979
2018-05-21 07:00 | 46.5232 | 22.4001 | 10.5243 | 60.8558 | 12.3945 | 13.4844 | 12.8212 | 11.3201
2018-05-21 08:00 | 46.0904 | 20.9303 | 10.2104 | 58.9396 | 11.1363 | 10.7422 | 14.1091 | 12.4593
2018-05-21 09:00 | 51.082 | 23.5851 | 9.9521 | 55.1246 | 8.4524 | 13.1495 | 15.8909 | 13.4693
2018-05-21 10:00 | 56.6413 | 26.0712 | 10.3995 | 54.1034 | 8.6947 | 12.1215 | 18.0227 | 14.6221
2018-05-21 11:00 | 62.8087 | 29.1843 | 11.2696 | 53.292 | 9.2468 | 11.9449 | 20.5649 | 15.7169
2018-05-21 12:00 | 67.8393 | 32.1868 | 12.5128 | 51.8358 | 10.1531 | 12.4738 | 21.9835 | 16.6872
2018-05-21 13:00 | 70.2289 | 34.2113 | 13.7024 | 49.2155 | 11.2935 | 13.15 | 23.5723 | 17.5574
2018-05-21 14:00 | 70.8657 | 35.4129 | 14.6119 | 46.3001 | 12.295 | 13.8749 | 24.5872 | 18.1301
2018-05-21 15:00 | 71.3432 | 36.1093 | 15.207 | 43.1668 | 12.7983 | 14.3925 | 25.0905 | 18.3678
2018-05-21 16:00 | 70.8055 | 36.0618 | 15.6042 | 40.7635 | 12.94 | 14.7339 | 25.3444 | 18.5209
2018-05-21 17:00 | 69.4126 | 34.8504 | 15.6969 | 39.5692 | 13.1402 | 14.834 | 25.4046 | 18.6399
2018-05-21 18:00 | 66.0283 | 32.5498 | 15.3625 | 39.8839 | 13.534 | 14.7486 | 25.1583 | 18.6095
2018-05-21 19:00 | 61.5061 | 29.9782 | 14.5216 | 40.5182 | 13.6303 | 14.4608 | 24.6565 | 18.3538
2018-05-21 20:00 | 56.8688 | 27.676 | 13.3899 | 41.7134 | 13.3726 | 14.0379 | 23.6633 | 17.8388
2018-05-21 21:00 | 53.1533 | 25.6647 | 12.1935 | 42.9592 | 12.703 | 13.3711 | 22.1917 | 16.823
2018-05-21 22:00 | 49.6268 | 23.9873 | 11.1734 | 44.6158 | 12.7262 | 12.7689 | 20.5921 | 15.1727
2018-05-21 23:00 | 47.8764 | 23.5908 | 11.2155 | 49.1255 | 14.6046 | 13.1494 | 19.0945 | 12.767
2018-05-22 | 45.634 | 22.6078 | 10.7236 | 53.2082 | 14.1487 | 12.9546 | 16.6294 | 9.2605
2018-05-22 01:00 | 43.9245 | 21.9842 | 10.3073 | 56.9491 | 13.7864 | 12.7141 | 13.6477 | 6.4239
2018-05-22 02:00 | 43.4004 | 21.8603 | 10.0417 | 59.4224 | 13.3663 | 12.7307 | 10.9789 | 4.9217
2018-05-22 03:00 | 43.2993 | 21.7686 | 9.8687 | 60.6773 | 12.9349 | 12.6673 | 9.6959 | 6.9845
2018-05-22 04:00 | 42.6656 | 21.6047 | 9.841 | 61.968 | 12.5894 | 12.7622 | 9.0222 | 8.2062
2018-05-22 05:00 | 43.0822 | 21.6323 | 10.1093 | 62.2495 | 12.3396 | 13.3763 | 9.8688 | 9.0105
2018-05-22 06:00 | 44.1298 | 21.7975 | 10.1511 | 61.4515 | 12.2495 | 13.3976 | 11.2245 | 9.9622
2018-05-22 07:00 | 46.0315 | 22.2324 | 10.3079 | 60.7395 | 12.2841 | 13.4288 | 12.822 | 11.306
2018-05-22 08:00 | 46.3582 | 20.9109 | 10.0756 | 58.8336 | 10.9805 | 10.7023 | 14.1097 | 12.4022
2018-05-22 09:00 | 51.5942 | 23.5567 | 9.7562 | 55.6003 | 8.3744 | 13.1142 | 15.8943 | 13.368
2018-05-22 10:00 | 57.5424 | 26.457 | 10.3903 | 54.4703 | 8.7584 | 12.0416 | 18.1071 | 14.5292
2018-05-22 11:00 | 63.5429 | 29.7144 | 11.514 | 53.5952 | 9.5034 | 12.1889 | 20.8322 | 15.8082
2018-05-22 12:00 | 68.1565 | 32.6582 | 12.99 | 52.4606 | 10.5803 | 12.9365 | 22.7089 | 17.0176
2018-05-22 13:00 | 70.9504 | 34.9917 | 14.4952 | 50.5443 | 11.8578 | 14.0055 | 24.7884 | 18.0897
2018-05-22 14:00 | 71.7908 | 36.3046 | 15.5999 | 47.9341 | 13.0292 | 15.0696 | 25.971 | 18.7261
2018-05-22 15:00 | 71.8876 | 37.0602 | 16.3956 | 45.309 | 13.8171 | 15.965 | 26.667 | 19.0552
2018-05-22 16:00 | 71.4662 | 37.0943 | 16.9314 | 43.082 | 14.2631 | 16.5567 | 27.0152 | 19.2673
2018-05-22 17:00 | 70.5916 | 36.0374 | 17.1567 | 41.8551 | 14.576 | 16.7546 | 27.1121 | 19.4248
2018-05-22 18:00 | 67.5906 | 33.8417 | 16.9569 | 42.134 | 14.8942 | 16.8071 | 27.0814 | 19.4656
2018-05-22 19:00 | 63.1971 | 31.2052 | 16.0119 | 42.8117 | 14.9412 | 16.3632 | 26.6056 | 19.2313
2018-05-22 20:00 | 58.6075 | 28.8755 | 14.6353 | 43.7989 | 14.6209 | 15.5717 | 25.4128 | 18.6436
2018-05-22 21:00 | 54.6789 | 26.6089 | 12.9375 | 44.8018 | 13.7111 | 14.372 | 23.4119 | 17.4217
2018-05-22 22:00 | 51.1058 | 24.5682 | 11.5657 | 45.7444 | 13.2864 | 13.527 | 21.2 | 15.514
2018-05-22 23:00 | 49.2335 | 24.0897 | 11.5139 | 49.5977 | 15.1063 | 13.8462 | 19.4746 | 12.997
2018-05-23 | 46.999 | 23.13 | 10.8323 | 53.1037 | 14.5732 | 13.2672 | 16.8928 | 9.4008
2018-05-23 01:00 | 45.3793 | 22.4797 | 10.3557 | 56.9359 | 14.1335 | 12.9216 | 13.842 | 6.5118
2018-05-23 02:00 | 44.3595 | 22.2367 | 10.0271 | 59.5482 | 13.6626 | 12.8428 | 11.1092 | 4.9855
2018-05-23 03:00 | 41.0252 | 20.9323 | 9.0899 | 60.593 | 13.1577 | 12.681 | 9.7563 | 7.0756
2018-05-23 04:00 | 41.0075 | 20.8264 | 9.1023 | 61.8327 | 12.7511 | 12.6673 | 9.0485 | 8.259
2018-05-23 05:00 | 40.9741 | 20.7763 | 9.1182 | 61.9552 | 12.4651 | 12.6589 | 9.89 | 9.0468
2018-05-23 06:00 | 41.7391 | 20.9092 | 9.1987 | 61.0257 | 12.3624 | 12.7934 | 11.2647 | 9.9964
2018-05-23 07:00 | 42.4694 | 21.0246 | 9.3177 | 60.5119 | 12.3738 | 12.9863 | 12.8698 | 11.3414
2018-05-23 08:00 | 39.5877 | 18.9179 | 8.7418 | 58.3329 | 11.0336 | 10.5932 | 14.1427 | 12.3291
2018-05-23 09:00 | 41.4122 | 20.2069 | 8.1087 | 55.0788 | 8.4871 | 12.4323 | 15.9582 | 13.3293
2018-05-23 10:00 | 43.6983 | 21.3297 | 8.4402 | 54.3634 | 8.9363 | 11.9092 | 18.2049 | 14.5915
2018-05-23 11:00 | 45.6151 | 22.29 | 8.9248 | 53.8217 | 9.6768 | 12.2522 | 21.0171 | 15.9455
2018-05-23 12:00 | 47.2888 | 23.4736 | 9.6649 | 52.5876 | 10.6841 | 13.184 | 23.0232 | 17.1664
2018-05-23 13:00 | 48.8688 | 24.3626 | 10.3704 | 50.4486 | 11.813 | 14.3297 | 24.9185 | 18.1528
2018-05-23 14:00 | 49.378 | 24.7744 | 10.873 | 47.9042 | 12.7798 | 15.3691 | 26.0076 | 18.7609
2018-05-23 15:00 | 49.3408 | 25.3204 | 11.3909 | 45.3305 | 13.5086 | 16.4088 | 26.8077 | 19.1268
2018-05-23 16:00 | 49.6798 | 25.9639 | 11.9666 | 43.2734 | 14.0552 | 17.047 | 27.2931 | 19.3961
2018-05-23 17:00 | 50.717 | 26.4569 | 12.4688 | 42.2586 | 14.5708 | 17.2039 | 27.4288 | 19.5665
2018-05-23 18:00 | 50.947 | 26.4271 | 12.7829 | 42.8451 | 15.1058 | 17.2712 | 27.4802 | 19.6278
2018-05-23 19:00 | 49.853 | 25.7163 | 12.4688 | 44.2338 | 15.3475 | 17.0638 | 27.139 | 19.4502
2018-05-23 20:00 | 48.0698 | 24.6248 | 11.5805 | 45.4159 | 15.1057 | 16.3205 | 25.9132 | 18.8494
2018-05-23 21:00 | 46.0843 | 23.2951 | 10.4655 | 46.484 | 14.1746 | 15.1922 | 23.9586 | 17.632
2018-05-23 22:00 | 44.0568 | 21.9331 | 9.3971 | 46.9332 | 13.5819 | 13.9096 | 21.6274 | 15.6755
2018-05-23 23:00 | 43.9066 | 22.1082 | 9.7225 | 49.8829 | 15.2636 | 13.9901 | 19.6538 | 13.0534
2018-05-24 | 43.205 | 21.7062 | 9.4397 | 53.2724 | 14.6722 | 13.3673 | 16.9991 | 9.4442
2018-05-24 01:00 | 42.1595 | 21.2761 | 9.2743 | 56.9494 | 14.2258 | 12.9506 | 13.8812 | 6.5469
2018-05-24 02:00 | 39.9012 | 20.3249 | 9.2174 | 59.4 | 13.6769 | 12.824 | 11.1433 | 4.9834
2018-05-24 03:00 | 43.8311 | 21.9349 | 9.9126 | 60.5516 | 13.1651 | 12.7116 | 9.7848 | 7.0608
2018-05-24 04:00 | 43.5691 | 21.8862 | 9.7753 | 61.7442 | 12.7981 | 12.5703 | 9.0952 | 8.2625
2018-05-24 05:00 | 43.7665 | 21.8782 | 9.7656 | 61.8629 | 12.5097 | 12.5686 | 9.9352 | 9.0549
2018-05-24 06:00 | 44.7901 | 22.0161 | 9.9737 | 61.016 | 12.4071 | 12.8668 | 11.2862 | 10.0103
2018-05-24 07:00 | 46.4738 | 22.4307 | 10.2145 | 60.5444 | 12.4183 | 13.0675 | 12.8989 | 11.3509
2018-05-24 08:00 | 46.6232 | 21.1023 | 9.7434 | 58.2009 | 11.0658 | 10.4907 | 14.1413 | 12.3883
2018-05-24 09:00 | 51.9009 | 23.6934 | 9.4862 | 54.9652 | 8.5266 | 12.2396 | 15.9723 | 13.3709
2018-05-24 10:00 | 57.5769 | 26.4037 | 10.2994 | 54.4502 | 8.9609 | 11.749 | 18.1749 | 14.5995
2018-05-24 11:00 | 63.4032 | 29.6117 | 11.4763 | 53.4856 | 9.7042 | 12.18 | 20.8718 | 15.8536
2018-05-24 12:00 | 68.1751 | 32.6782 | 13.0173 | 52.4988 | 10.7674 | 13.2214 | 22.8371 | 17.0785
2018-05-24 13:00 | 70.9125 | 34.8851 | 14.4772 | 50.238 | 11.9592 | 14.3823 | 24.8194 | 18.09
2018-05-24 14:00 | 71.7207 | 36.0391 | 15.5118 | 47.6159 | 12.9081 | 15.4238 | 25.8832 | 18.7016
2018-05-24 15:00 | 71.8787 | 36.7278 | 16.2593 | 44.6372 | 13.3572 | 16.2532 | 26.465 | 18.9952
2018-05-24 16:00 | 71.3784 | 36.7691 | 16.7512 | 42.3618 | 13.6986 | 16.6736 | 26.6568 | 19.1916
2018-05-24 17:00 | 70.0746 | 35.5244 | 16.8443 | 40.8881 | 13.973 | 16.6927 | 26.6566 | 19.3014
2018-05-24 18:00 | 66.323 | 32.7909 | 16.2031 | 40.1693 | 14.0981 | 16.183 | 26.2631 | 19.1569
2018-05-24 19:00 | 61.8253 | 30.0877 | 15.2633 | 40.5851 | 14.1508 | 15.9208 | 25.7551 | 18.8912
2018-05-24 20:00 | 57.5838 | 27.7579 | 13.885 | 41.8888 | 13.8078 | 15.0912 | 24.6424 | 18.2587
2018-05-24 21:00 | 53.9298 | 25.5615 | 12.236 | 43.2533 | 12.961 | 13.7975 | 22.7779 | 17.0283
2018-05-24 22:00 | 50.1474 | 23.7767 | 11.0165 | 44.4198 | 12.504 | 12.8628 | 20.7193 | 15.1486
2018-05-24 23:00 | 48.1071 | 23.4832 | 11.1041 | 48.6223 | 14.6699 | 13.235 | 19.0789 | 12.686
2018-05-25 | 45.825 | 22.5699 | 10.5969 | 52.3906 | 14.2163 | 12.927 | 16.5801 | 9.2069
2018-05-25 01:00 | 44.4624 | 22.087 | 10.4372 | 56.547 | 13.8363 | 13.1329 | 13.6069 | 6.4065
2018-05-25 02:00 | 43.646 | 21.8456 | 10.0825 | 58.9431 | 13.4001 | 12.9565 | 10.9703 | 4.9369
2018-05-25 03:00 | 43.2458 | 21.6912 | 9.7912 | 59.9423 | 12.9521 | 12.6277 | 9.7 | 6.9618
2018-05-25 04:00 | 43.411 | 21.7237 | 10.2433 | 61.7243 | 12.5956 | 13.6349 | 9.0337 | 8.194
2018-05-25 05:00 | 43.6445 | 21.735 | 10.2337 | 61.8761 | 12.3547 | 13.6619 | 9.8759 | 9.0013
2018-05-25 06:00 | 44.5435 | 21.8593 | 10.1364 | 60.6728 | 12.2763 | 13.4134 | 11.245 | 9.9626
2018-05-25 07:00 | 46.7869 | 22.3492 | 10.6075 | 60.4402 | 12.3085 | 14.0617 | 12.8478 | 11.2966
2018-05-25 08:00 | 46.6125 | 20.9255 | 10.0537 | 58.0796 | 11.0019 | 10.6781 | 14.106 | 12.4092
2018-05-25 09:00 | 51.3681 | 23.4513 | 9.8513 | 55.0823 | 8.4609 | 13.2919 | 15.9029 | 13.4202
2018-05-25 10:00 | 56.7213 | 26.1785 | 10.7221 | 54.3895 | 8.8817 | 12.9085 | 18.108 | 14.6285
2018-05-25 11:00 | 62.1183 | 29.1537 | 11.5903 | 53.1863 | 9.4802 | 12.747 | 20.691 | 15.7624
2018-05-25 12:00 | 66.7584 | 31.8616 | 12.5646 | 51.366 | 10.3653 | 12.7943 | 22.1086 | 16.7091
2018-05-25 13:00 | 69.6393 | 33.8221 | 13.4886 | 48.4013 | 11.3775 | 12.9908 | 23.7938 | 17.4943
2018-05-25 14:00 | 70.4225 | 34.7452 | 14.1621 | 45.2956 | 12.06 | 13.44 | 24.6718 | 17.9342
2018-05-25 15:00 | 70.4773 | 35.2376 | 14.6878 | 42.6149 | 12.4419 | 13.8327 | 25.1349 | 18.1165
2018-05-25 16:00 | 70.0352 | 35.2825 | 15.18 | 40.5721 | 12.9227 | 14.1362 | 25.4846 | 18.3048
2018-05-25 17:00 | 68.8763 | 34.2222 | 15.2243 | 39.3563 | 13.2576 | 14.089 | 25.5038 | 18.4195
2018-05-25 18:00 | 65.6364 | 31.8499 | 14.7936 | 39.2777 | 13.3284 | 13.812 | 25.2265 | 18.3474
2018-05-25 19:00 | 61.3898 | 29.3231 | 13.9948 | 40.1069 | 13.3808 | 13.558 | 24.7862 | 18.1295
2018-05-25 20:00 | 57.0097 | 27.1182 | 12.7747 | 41.1637 | 13.1005 | 12.946 | 23.7449 | 17.5685
2018-05-25 21:00 | 53.1748 | 25.1753 | 11.4988 | 42.5002 | 12.3819 | 12.0823 | 22.0404 | 16.4525
2018-05-25 22:00 | 49.6316 | 23.5466 | 10.5298 | 44.2008 | 11.9889 | 11.606 | 20.3187 | 14.7806
2018-05-25 23:00 | 48.0501 | 23.3745 | 10.8477 | 48.4744 | 14.3354 | 12.6866 | 18.8866 | 12.5023
2018-05-26 | 46.0628 | 22.5043 | 10.4462 | 52.4843 | 14.0063 | 12.7049 | 16.4858 | 9.1183
2018-05-26 01:00 | 43.9868 | 21.8276 | 10.1143 | 56.3758 | 13.6899 | 12.7156 | 13.544 | 6.3556
2018-05-26 02:00 | 43.0569 | 21.5799 | 9.9742 | 59.1768 | 13.3009 | 13.0058 | 10.9216 | 4.972
2018-05-26 03:00 | 40.2223 | 20.1319 | 9.4071 | 60.5203 | 12.8905 | 13.644 | 6.7655 | 3.6755
2018-05-26 04:00 | 40.3849 | 20.1464 | 9.6386 | 62.0902 | 12.5873 | 14.054 | 6.5854 | 3.5558
2018-05-26 05:00 | 40.2809 | 20.1562 | 9.5967 | 61.9971 | 12.3997 | 13.9141 | 6.9072 | 3.8371
2018-05-26 06:00 | 40.9894 | 20.2939 | 10.2325 | 61.8911 | 12.379 | 15.1024 | 7.5769 | 4.4807
2018-05-26 07:00 | 41.3159 | 20.3764 | 10.3333 | 61.9235 | 12.4676 | 15.2794 | 8.661 | 5.3172
2018-05-26 08:00 | 37.4624 | 18.0987 | 9.6797 | 60.0883 | 11.1819 | 11.0113 | 9.6598 | 6.5159
2018-05-26 09:00 | 39.3437 | 19.1471 | 9.0979 | 56.1533 | 8.5411 | 15.1132 | 11.3872 | 7.2964
2018-05-26 10:00 | 40.5364 | 19.7072 | 9.0492 | 54.8255 | 8.778 | 13.6463 | 13.4632 | 8.5376
2018-05-26 11:00 | 42.3493 | 20.5009 | 9.1107 | 53.4217 | 9.2211 | 12.8373 | 15.8751 | 9.9404
2018-05-26 12:00 | 43.6683 | 21.3696 | 9.022 | 51.1363 | 10.1563 | 11.7998 | 17.6393 | 11.5826
2018-05-26 13:00 | 44.6629 | 22.0392 | 9.0737 | 48.3497 | 11.3391 | 11.2164 | 20.1455 | 13.4567
2018-05-26 14:00 | 45.2915 | 22.5887 | 9.1779 | 45.5267 | 12.3968 | 10.9083 | 22.435 | 15.3879
2018-05-26 15:00 | 45.9518 | 23.0149 | 9.3638 | 42.6765 | 12.9648 | 10.952 | 24.2289 | 16.8075
2018-05-26 16:00 | 46.3678 | 23.4448 | 9.6375 | 40.6286 | 13.2676 | 11.2619 | 25.2767 | 17.6555
2018-05-26 17:00 | 46.7871 | 23.9103 | 10.0104 | 39.8296 | 13.6241 | 11.6529 | 25.5079 | 18.1765
2018-05-26 18:00 | 47.1359 | 24.1139 | 10.1856 | 40.4358 | 13.8632 | 11.9756 | 25.1004 | 18.2387
2018-05-26 19:00 | 46.7122 | 23.7882 | 9.9451 | 41.2825 | 13.8796 | 12.2329 | 24.3924 | 18.1292
2018-05-26 20:00 | 45.6624 | 23.136 | 9.4966 | 42.5557 | 13.7014 | 12.2779 | 23.4114 | 17.8621
2018-05-26 21:00 | 44.2652 | 22.1556 | 8.9056 | 43.8488 | 12.9962 | 11.9624 | 21.6007 | 17.0124
2018-05-26 22:00 | 42.6486 | 21.1967 | 8.4229 | 45.224 | 12.5704 | 11.6381 | 19.1041 | 15.5708
2018-05-26 23:00 | 43.0808 | 21.6118 | 9.0981 | 48.9221 | 14.7297 | 12.5918 | 16.4245 | 13.5439
2018-05-27 | 42.6307 | 21.2568 | 9.05 | 52.8424 | 14.2549 | 12.6034 | 13.0037 | 10.3929
2018-05-27 01:00 | 41.6478 | 20.7455 | 9.0928 | 56.4781 | 13.8524 | 12.7907 | 9.8016 | 7.2013
2018-05-27 02:00 | 39.6765 | 19.7735 | 9.0773 | 58.7161 | 13.4438 | 12.7878 | 7.7202 | 4.9221
2018-05-27 03:00 | 41.2164 | 20.5104 | 9.0664 | 59.5526 | 12.9986 | 12.7163 | 6.6718 | 3.6666
2018-05-27 04:00 | 41.231 | 20.5817 | 9.0471 | 60.8172 | 12.6762 | 12.6283 | 6.5485 | 3.535
2018-05-27 05:00 | 40.8097 | 20.4973 | 9.1899 | 61.0133 | 12.4624 | 12.8608 | 6.8853 | 3.8136
2018-05-27 06:00 | 40.6419 | 20.4978 | 9.3887 | 60.4216 | 12.413 | 13.2276 | 7.5505 | 4.4519
2018-05-27 07:00 | 40.463 | 20.4496 | 9.489 | 59.8598 | 12.4723 | 13.3824 | 8.641 | 5.2923
2018-05-27 08:00 | 39.9243 | 20.0905 | 9.2226 | 58.2196 | 11.4527 | 13.0715 | 10.025 | 6.286
2018-05-27 09:00 | 38.8874 | 19.2327 | 8.043 | 54.2151 | 8.5594 | 11.5787 | 11.3767 | 6.9802
2018-05-27 10:00 | 39.4106 | 18.4991 | 7.7184 | 53.3913 | 8.5118 | 9.2865 | 13.0297 | 8.2001
2018-05-27 11:00 | 44.4026 | 21.3375 | 8.2716 | 54.1439 | 9.7777 | 11.5315 | 16.1672 | 9.8591
2018-05-27 12:00 | 46.0678 | 22.5491 | 8.8959 | 53.6659 | 11.1031 | 11.0561 | 18.4224 | 11.864
2018-05-27 13:00 | 46.9498 | 23.5142 | 9.5759 | 52.0648 | 12.6222 | 11.4738 | 21.4793 | 14.1241
2018-05-27 14:00 | 47.6126 | 24.371 | 10.2014 | 50.3398 | 14.2038 | 12.1774 | 24.3677 | 16.343
2018-05-27 15:00 | 48.342 | 25.1154 | 10.8076 | 48.2376 | 15.409 | 12.9928 | 26.6222 | 17.9733
2018-05-27 16:00 | 49.2874 | 26.0056 | 11.4973 | 46.7218 | 16.1533 | 13.9515 | 27.7908 | 18.9776
2018-05-27 17:00 | 50.2731 | 26.9384 | 12.2651 | 46.5517 | 16.7607 | 14.9744 | 28.1959 | 19.5995
2018-05-27 18:00 | 50.6758 | 27.2748 | 12.6879 | 47.0536 | 17.1865 | 15.8475 | 27.8639 | 19.7654
2018-05-27 19:00 | 50.6548 | 27.0426 | 12.6772 | 48.1263 | 17.15 | 16.3849 | 27.3764 | 19.742
2018-05-27 20:00 | 49.7942 | 26.3755 | 12.1675 | 49.5102 | 16.7189 | 16.2516 | 26.4041 | 19.4723
2018-05-27 21:00 | 47.7247 | 25.1108 | 11.1454 | 49.807 | 15.6821 | 15.3349 | 24.2478 | 18.5001
2018-05-27 22:00 | 45.3533 | 23.4213 | 9.8262 | 49.0175 | 14.5289 | 13.8644 | 20.9555 | 16.7347
2018-05-27 23:00 | 45.4408 | 23.2329 | 9.8083 | 50.8598 | 16.1645 | 13.7174 | 17.6162 | 14.4435
2018-05-28 | 44.9955 | 22.7509 | 9.4778 | 53.7539 | 15.4645 | 13.1669 | 13.8244 | 11.0772
2018-05-28 01:00 | 44.0759 | 22.1445 | 9.2529 | 57.0659 | 14.8852 | 12.8077 | 10.4222 | 7.751
2018-05-28 02:00 | 42.0214 | 21.0246 | 9.1211 | 59.1246 | 14.2471 | 12.5744 | 8.0902 | 5.2302
2018-05-28 03:00 | 46.1675 | 22.9642 | 9.7881 | 60.1856 | 13.6181 | 12.3009 | 9.8152 | 7.2079
2018-05-28 04:00 | 45.214 | 22.4836 | 9.5998 | 61.2387 | 13.0937 | 12.1416 | 9.0907 | 8.3459
2018-05-28 05:00 | 44.4019 | 22.113 | 9.5401 | 61.3393 | 12.7091 | 12.0978 | 9.8658 | 9.0871
2018-05-28 06:00 | 45.4412 | 22.2108 | 9.5759 | 60.1099 | 12.5298 | 12.1173 | 11.2197 | 10.0337
2018-05-28 07:00 | 47.6548 | 22.7078 | 9.7429 | 59.4813 | 12.5066 | 12.1795 | 12.8414 | 11.384
2018-05-28 08:00 | 47.811 | 21.4329 | 9.5154 | 57.3753 | 11.1134 | 10.3627 | 14.1315 | 12.3468
2018-05-28 09:00 | 53.6568 | 24.3059 | 9.2774 | 54.4783 | 8.7207 | 11.6482 | 15.9624 | 13.3322
2018-05-28 10:00 | 61.1822 | 28.1314 | 10.4291 | 55.9429 | 9.591 | 11.4052 | 18.4401 | 14.8227
2018-05-28 11:00 | 67.8415 | 32.3714 | 12.3706 | 57.4929 | 10.9895 | 12.4853 | 21.7632 | 16.5764
2018-05-28 12:00 | 73.3749 | 36.3407 | 14.7833 | 58.2413 | 13.025 | 14.4653 | 24.6825 | 18.1828
2018-05-28 13:00 | 76.9585 | 39.6438 | 17.117 | 57.9023 | 15.3763 | 16.6691 | 27.4368 | 19.5701
2018-05-28 14:00 | 78.6255 | 41.7727 | 18.8414 | 56.1541 | 17.2475 | 18.4525 | 29.0112 | 20.4376
2018-05-28 15:00 | 80.2744 | 43.5436 | 20.1833 | 54.8878 | 18.4283 | 19.9537 | 29.9053 | 20.8906
2018-05-28 16:00 | 80.9232 | 44.4661 | 21.3617 | 54.2728 | 19.335 | 21.2611 | 30.4804 | 21.2479
2018-05-28 17:00 | 80.2505 | 43.6732 | 21.9571 | 54.1822 | 19.9836 | 22.0678 | 30.6628 | 21.4867
2018-05-28 18:00 | 77.6327 | 41.4852 | 21.8687 | 54.723 | 20.3621 | 22.3931 | 30.5759 | 21.5199
2018-05-28 19:00 | 74.5414 | 39.2403 | 21.453 | 56.5833 | 20.4506 | 22.9177 | 30.3849 | 21.4222
2018-05-28 20:00 | 69.3378 | 36.4007 | 20.1359 | 56.5705 | 19.8528 | 22.4409 | 29.1817 | 20.8537
2018-05-28 21:00 | 63.4956 | 33.143 | 17.8956 | 55.4057 | 18.4521 | 20.6535 | 26.9368 | 19.5324
2018-05-28 22:00 | 57.2685 | 29.6278 | 15.2996 | 53.6402 | 16.7484 | 18.0669 | 24.2774 | 17.3327
2018-05-28 23:00 | 53.4551 | 27.5194 | 13.8065 | 54.1424 | 17.7443 | 16.5753 | 21.72 | 14.3277
2018-05-29 | 50.8696 | 25.9406 | 12.4725 | 56.5692 | 16.6698 | 15.1376 | 18.5839 | 10.3741
2018-05-29 01:00 | 49.2263 | 25.1151 | 11.6289 | 59.6429 | 15.9441 | 14.336 | 15.3234 | 7.3953
2018-05-29 02:00 | 48.247 | 24.5772 | 10.9795 | 61.459 | 15.2109 | 13.8749 | 12.1348 | 5.6512
2018-05-29 03:00 | 47.4782 | 23.978 | 10.3306 | 61.7965 | 14.448 | 13.071 | 10.4674 | 7.5206
2018-05-29 04:00 | 47.1562 | 23.7182 | 9.9818 | 62.4657 | 13.8549 | 12.6505 | 9.5706 | 8.6355
2018-05-29 05:00 | 46.4411 | 23.2731 | 9.7387 | 61.78 | 13.3428 | 12.2894 | 10.2357 | 9.3555
2018-05-29 06:00 | 47.195 | 23.2374 | 9.662 | 60.5052 | 13.0602 | 12.1419 | 11.5417 | 10.2883
2018-05-29 07:00 | 49.0593 | 23.5492 | 9.7319 | 59.8233 | 12.9257 | 12.0565 | 13.1346 | 11.631
2018-05-29 08:00 | 49.8999 | 22.3863 | 9.4734 | 57.5371 | 11.3334 | 10.4045 | 14.2946 | 12.4451
2018-05-29 09:00 | 54.7501 | 24.996 | 9.3634 | 55.1758 | 9.1096 | 11.0434 | 16.1984 | 13.496
2018-05-29 10:00 | 62.2928 | 29.1262 | 10.9459 | 57.1225 | 10.2094 | 11.8247 | 18.9201 | 15.2378
2018-05-29 11:00 | 69.0948 | 33.6187 | 13.2662 | 58.8836 | 11.8139 | 13.7227 | 22.3653 | 17.0986
2018-05-29 12:00 | 74.8777 | 37.7096 | 15.8555 | 59.7394 | 13.9563 | 16.2724 | 25.4868 | 18.7176
2018-05-29 13:00 | 78.9035 | 41.1524 | 18.3392 | 59.8265 | 16.3803 | 18.8166 | 28.2725 | 20.166
2018-05-29 14:00 | 80.535 | 43.5503 | 20.3506 | 58.5866 | 18.4934 | 21.0476 | 30.0207 | 21.1162
2018-05-29 15:00 | 80.9544 | 44.9126 | 21.843 | 56.1978 | 19.8054 | 23.0287 | 30.9269 | 21.6019
2018-05-29 16:00 | 80.3359 | 44.9679 | 22.6802 | 53.9935 | 20.5702 | 24.1796 | 31.1374 | 21.8417
2018-05-29 17:00 | 79.2434 | 43.7883 | 23.2596 | 53.1924 | 20.9332 | 25.0016 | 31.1398 | 21.9869
2018-05-29 18:00 | 76.9474 | 41.564 | 23.2763 | 53.4685 | 20.7222 | 25.3258 | 30.9099 | 21.9046
2018-05-29 19:00 | 71.8247 | 38.1837 | 21.856 | 52.8154 | 19.9767 | 24.2358 | 29.9423 | 21.4
2018-05-29 20:00 | 65.8081 | 35.0048 | 19.8883 | 52.1687 | 19.0066 | 22.7356 | 28.469 | 20.6268
2018-05-29 21:00 | 60.5531 | 31.7715 | 17.4762 | 51.5817 | 17.4995 | 20.656 | 26.3228 | 19.2702
2018-05-29 22:00 | 55.4312 | 28.4544 | 14.9974 | 51.9538 | 16.1278 | 18.3954 | 23.7969 | 17.1197
2018-05-29 23:00 | 52.2722 | 26.7118 | 13.8555 | 54.8238 | 17.4378 | 17.2762 | 21.5197 | 14.2518
2018-05-30 | 49.2974 | 25.1351 | 12.4556 | 56.7759 | 16.5403 | 15.5492 | 18.4356 | 10.3494
2018-05-30 01:00 | 47.4628 | 24.1425 | 11.5542 | 59.8602 | 15.8002 | 14.5492 | 15.1614 | 7.3225
2018-05-30 02:00 | 46.4394 | 23.6158 | 10.865 | 61.7089 | 15.0731 | 13.9528 | 11.9762 | 5.5769
2018-05-30 03:00 | 43.2134 | 22.2123 | 9.5597 | 61.9339 | 14.3677 | 13.3309 | 10.4365 | 7.5069
2018-05-30 04:00 | 42.9987 | 21.9664 | 9.3169 | 62.7002 | 13.7773 | 12.8844 | 9.5949 | 8.6262
2018-05-30 05:00 | 42.9588 | 21.7726 | 9.2691 | 62.7178 | 13.3369 | 12.7567 | 10.3747 | 9.3912
2018-05-30 06:00 | 43.3427 | 21.734 | 9.3048 | 62.2878 | 13.1166 | 12.7553 | 11.6924 | 10.3297
2018-05-30 07:00 | 43.629 | 21.6475 | 9.297 | 61.6517 | 13.0162 | 12.732 | 13.2167 | 11.6631
2018-05-30 08:00 | 41.3474 | 19.7695 | 8.761 | 59.3544 | 11.2473 | 10.6756 | 14.3545 | 12.5212
2018-05-30 09:00 | 42.8724 | 20.8679 | 8.1809 | 56.5915 | 9.1759 | 11.6222 | 16.3841 | 13.5853
2018-05-30 10:00 | 44.9336 | 22.0343 | 8.8492 | 56.645 | 9.8548 | 12.2762 | 18.8349 | 15.0734
2018-05-30 11:00 | 46.2826 | 22.8192 | 9.5613 | 56.3008 | 10.6946 | 13.2558 | 21.5546 | 16.4388
2018-05-30 12:00 | 47.7245 | 23.898 | 10.3408 | 54.5905 | 11.7966 | 14.5111 | 23.4847 | 17.6367
2018-05-30 13:00 | 49.4297 | 24.9816 | 11.2775 | 52.3577 | 13.1256 | 16.0638 | 25.5693 | 18.7159
2018-05-30 14:00 | 50.3431 | 25.7652 | 12.2212 | 50.5608 | 14.3261 | 17.756 | 27.0314 | 19.4569
2018-05-30 15:00 | 50.4531 | 26.4964 | 12.958 | 48.1377 | 15.1887 | 19.0781 | 27.7811 | 19.7971
2018-05-30 16:00 | 50.6158 | 26.969 | 13.502 | 46.1569 | 15.8234 | 19.8415 | 28.1493 | 19.9667
2018-05-30 17:00 | 51.5409 | 27.3862 | 14.1883 | 45.1923 | 16.4971 | 20.657 | 28.3923 | 20.1459
2018-05-30 18:00 | 51.6626 | 27.1697 | 14.4106 | 45.2738 | 16.8225 | 20.6687 | 28.2388 | 20.1209
2018-05-30 19:00 | 50.3469 | 26.1973 | 13.9037 | 45.9659 | 16.6698 | 20.148 | 27.5789 | 19.7677
2018-05-30 20:00 | 48.3373 | 24.8876 | 12.669 | 46.9281 | 16.0405 | 18.654 | 26.1576 | 19.0416
2018-05-30 21:00 | 46.0405 | 23.2761 | 11.1511 | 47.2698 | 14.802 | 16.6134 | 23.9718 | 17.6561
2018-05-30 22:00 | 44.0556 | 21.7621 | 9.7765 | 47.7067 | 13.6547 | 14.5547 | 21.5093 | 15.5711
2018-05-30 23:00 | 43.8413 | 21.8686 | 9.9254 | 50.8851 | 15.4127 | 14.3521 | 19.5025 | 12.9454
2018-05-31 | 43.5189 | 21.6429 | 9.834 | 55.2787 | 14.878 | 13.9446 | 16.8043 | 9.3748
2018-05-31 01:00 | 43.0321 | 21.3527 | 9.9289 | 61.2531 | 14.4038 | 13.8191 | 13.7738 | 6.5339
2018-05-31 02:00 | 41.3596 | 20.6064 | 9.9726 | 64.7488 | 13.8883 | 13.7875 | 11.1687 | 5.0371
2018-05-31 03:00 | 45.2176 | 22.2093 | 10.6409 | 65.4479 | 13.367 | 13.7457 | 9.8387 | 7.1026
2018-05-31 04:00 | 44.8619 | 22.1076 | 10.6724 | 65.668 | 12.9585 | 13.9509 | 9.1374 | 8.3141
2018-05-31 05:00 | 44.8741 | 22.0308 | 10.7048 | 64.8499 | 12.6446 | 13.9363 | 9.9616 | 9.1029
2018-05-31 06:00 | 45.7184 | 22.1698 | 10.6248 | 64.1641 | 12.5264 | 13.6421 | 11.3287 | 10.0554
2018-05-31 07:00 | 48.0113 | 22.6731 | 10.904 | 64.2069 | 12.4854 | 13.8403 | 12.931 | 11.3769
2018-05-31 08:00 | 47.2646 | 21.2518 | 10.7183 | 61.6605 | 10.8913 | 11.0396 | 14.1476 | 12.4571
2018-05-31 09:00 | 52.5752 | 23.7773 | 10.3527 | 56.1018 | 8.5796 | 13.504 | 15.9756 | 13.4945
2018-05-31 10:00 | 57.1501 | 26.335 | 10.7119 | 54.2192 | 8.9848 | 12.4503 | 18.1588 | 14.6993
2018-05-31 11:00 | 63.0125 | 29.5185 | 11.5605 | 53.9064 | 9.7344 | 12.3728 | 20.8027 | 15.8564
2018-05-31 12:00 | 67.9322 | 32.441 | 12.7978 | 52.6975 | 10.8159 | 13.0756 | 22.4002 | 16.9104
2018-05-31 13:00 | 70.6758 | 34.4952 | 13.9716 | 50.4207 | 12.1247 | 13.8161 | 24.2787 | 17.8279
2018-05-31 14:00 | 71.4805 | 35.5719 | 14.8724 | 47.5855 | 13.3123 | 14.5174 | 25.3134 | 18.3925
2018-05-31 15:00 | 71.6364 | 36.3673 | 15.7113 | 44.9757 | 14.0634 | 15.2884 | 26.1076 | 18.7498
2018-05-31 16:00 | 71.2495 | 36.6221 | 16.5204 | 42.9332 | 14.6566 | 16.0664 | 26.7572 | 19.0534
2018-05-31 17:00 | 69.9502 | 35.5078 | 16.7633 | 41.9454 | 15.1418 | 16.3051 | 26.8426 | 19.1822
2018-05-31 18:00 | 66.7606 | 33.1737 | 16.4587 | 42.1533 | 15.407 | 16.2374 | 26.6654 | 19.1353
2018-05-31 19:00 | 62.5668 | 30.522 | 15.4407 | 42.9092 | 15.3086 | 15.6212 | 26.0915 | 18.8401
2018-05-31 20:00 | 58.2851 | 28.2817 | 14.1802 | 44.4507 | 14.9837 | 14.9765 | 24.8788 | 18.2297
2018-05-31 21:00 | 54.7997 | 26.2645 | 12.7381 | 46.1531 | 14.1092 | 13.9551 | 23.058 | 17.0745
2018-05-31 22:00 | 50.8987 | 24.229 | 11.3737 | 47.5677 | 13.2212 | 12.9277 | 20.9158 | 15.1931
2018-05-31 23:00 | 48.363 | 23.4661 | 11.2202 | 50.9865 | 15.0164 | 13.1799 | 19.1506 | 12.69
2018-06-01 | 46.188 | 22.5566 | 10.5897 | 54.4536 | 14.552 | 12.6708 | 16.6052 | 9.1862
2018-06-01 01:00 | 43.8435 | 21.6962 | 10.0737 | 57.4205 | 14.0542 | 12.321 | 13.5817 | 6.3539
2018-06-01 02:00 | 43.1067 | 21.4363 | 9.8226 | 59.8426 | 13.5355 | 12.388 | 10.9511 | 4.8818
2018-06-01 03:00 | 42.8583 | 21.3392 | 9.8491 | 60.6403 | 13.0558 | 12.7105 | 9.6771 | 6.9644
2018-06-01 04:00 | 42.533 | 21.2078 | 10.0542 | 61.7934 | 12.707 | 13.2523 | 9.0112 | 8.1916
2018-06-01 05:00 | 42.4155 | 21.0818 | 10.302 | 62.2965 | 12.4631 | 13.6915 | 9.8475 | 9.0013
2018-06-01 06:00 | 42.5215 | 21.0731 | 10.2741 | 61.3397 | 12.3771 | 13.5062 | 11.198 | 9.9598
2018-06-01 07:00 | 43.7302 | 21.4371 | 10.2771 | 60.5676 | 12.4057 | 13.175 | 12.8009 | 11.2931
2018-06-01 08:00 | 43.9189 | 20.2188 | 9.8706 | 58.1316 | 10.9036 | 10.4423 | 14.0779 | 12.5596
2018-06-01 09:00 | 48.9347 | 22.6808 | 9.4313 | 54.5747 | 8.5371 | 12.3289 | 15.8982 | 13.5342
2018-06-01 10:00 | 56.9112 | 25.9862 | 10.0942 | 54.6071 | 9.2246 | 11.3209 | 18.1567 | 14.5687
2018-06-01 11:00 | 64.8099 | 30.0355 | 11.5062 | 55.3506 | 10.5507 | 11.719 | 21.0277 | 15.827
2018-06-01 12:00 | 70.1783 | 33.6593 | 13.3806 | 55.3418 | 12.3531 | 12.8005 | 23.1979 | 17.1404
2018-06-01 13:00 | 73.2675 | 36.665 | 15.3043 | 53.7897 | 14.2085 | 14.3145 | 25.7063 | 18.402
2018-06-01 14:00 | 74.5608 | 38.6786 | 16.8587 | 51.8149 | 15.6958 | 15.8607 | 27.3673 | 19.2755
2018-06-01 15:00 | 75.4771 | 40.1382 | 18.1815 | 50.3113 | 16.7144 | 17.5022 | 28.5019 | 19.8291
2018-06-01 16:00 | 75.6896 | 40.7041 | 19.1109 | 48.9558 | 17.3607 | 18.6676 | 29.0874 | 20.2166
2018-06-01 17:00 | 75.0599 | 40.0499 | 19.6521 | 48.3148 | 18.0553 | 19.3626 | 29.3881 | 20.4991
2018-06-01 18:00 | 72.4222 | 37.9531 | 19.519 | 48.6895 | 18.4023 | 19.5685 | 29.4261 | 20.577
2018-06-01 19:00 | 68.9402 | 35.638 | 18.8081 | 49.95 | 18.4164 | 19.6328 | 29.1958 | 20.4554
2018-06-01 20:00 | 65.1955 | 33.6982 | 17.7729 | 51.8925 | 18.2859 | 19.5843 | 28.3133 | 20.0642
2018-06-01 21:00 | 60.6092 | 30.9389 | 16.1772 | 52.3925 | 17.1849 | 18.5694 | 26.2286 | 18.8486
2018-06-01 22:00 | 54.8377 | 27.6164 | 13.9016 | 51.1763 | 15.7483 | 16.3209 | 23.3599 | 16.6489
2018-06-01 23:00 | 51.4423 | 25.8134 | 12.6725 | 52.4737 | 16.9563 | 15.0317 | 20.8167 | 13.7368
2018-06-02 | 48.8496 | 24.1609 | 11.4866 | 55.0049 | 16.0796 | 13.8367 | 17.6642 | 9.8417
2018-06-02 01:00 | 46.74 | 23.1386 | 10.6404 | 57.9155 | 15.3014 | 13.005 | 14.2398 | 6.7526
2018-06-02 02:00 | 45.2837 | 22.5888 | 10.0301 | 59.6811 | 14.5176 | 12.5215 | 11.3007 | 5.0015
2018-06-02 03:00 | 41.1363 | 20.8169 | 8.7526 | 59.6002 | 13.7741 | 12.0209 | 6.9791 | 3.8818
2018-06-02 04:00 | 40.7857 | 20.5809 | 8.6403 | 60.5312 | 13.1995 | 11.8597 | 6.7229 | 3.6697
2018-06-02 05:00 | 40.1267 | 20.2327 | 8.595 | 60.53 | 12.7712 | 11.7963 | 6.98 | 3.9051
2018-06-02 06:00 | 39.394 | 20.0158 | 8.6034 | 59.443 | 12.5679 | 11.7917 | 7.5977 | 4.5285
2018-06-02 07:00 | 39.0732 | 19.986 | 8.6535 | 58.9785 | 12.5175 | 11.8278 | 8.6583 | 5.3696
2018-06-02 08:00 | 37.4245 | 18.2621 | 8.1219 | 56.6673 | 10.9005 | 10.1434 | 9.6615 | 6.2161
2018-06-02 09:00 | 39.0606 | 19.003 | 7.4153 | 54.2075 | 8.8149 | 11.0538 | 11.3931 | 6.8823
2018-06-02 10:00 | 43.1486 | 20.8981 | 8.051 | 56.1256 | 10.0586 | 10.822 | 13.7344 | 8.267
2018-06-02 11:00 | 46.7305 | 23.222 | 9.2761 | 58.7482 | 12.0494 | 11.7497 | 16.9537 | 10.4172
2018-06-02 12:00 | 49.579 | 25.6948 | 10.9803 | 59.962 | 14.4841 | 13.4529 | 20.5095 | 13.0107
2018-06-02 13:00 | 52.2432 | 28.0488 | 12.7097 | 59.9711 | 16.9315 | 15.7451 | 24.5509 | 15.7514
2018-06-02 14:00 | 53.7959 | 29.8319 | 14.0603 | 58.9993 | 18.874 | 17.7108 | 27.9131 | 18.2702
2018-06-02 15:00 | 55.7868 | 31.6468 | 15.2144 | 58.2182 | 20.3241 | 19.3357 | 30.3173 | 20.0703
2018-06-02 16:00 | 57.403 | 33.1389 | 16.373 | 58.2008 | 21.4838 | 20.9477 | 31.7056 | 21.1615
2018-06-02 17:00 | 58.1093 | 33.992 | 17.326 | 58.091 | 22.3102 | 22.3031 | 32.0051 | 21.7329
2018-06-02 18:00 | 59.2367 | 34.7109 | 18.099 | 59.1362 | 22.8256 | 23.5334 | 31.9518 | 21.9252
2018-06-02 19:00 | 59.1152 | 34.3666 | 17.8973 | 59.4564 | 22.7784 | 24.1121 | 31.5356 | 21.9127
2018-06-02 20:00 | 57.674 | 33.2056 | 17.0934 | 59.8743 | 22.1327 | 24.0812 | 30.4207 | 21.6273
2018-06-02 21:00 | 54.35 | 30.5746 | 15.6946 | 58.6475 | 20.4124 | 22.7568 | 27.6872 | 20.4546
2018-06-02 22:00 | 49.521 | 27.1954 | 13.3915 | 55.7603 | 18.2369 | 19.7747 | 23.7046 | 18.3967
2018-06-02 23:00 | 47.6474 | 25.5137 | 12.1447 | 55.5789 | 18.7143 | 17.5783 | 19.6589 | 15.7034
2018-06-03 | 46.8496 | 24.5407 | 11.1954 | 57.7407 | 17.5902 | 15.888 | 15.424 | 12.0565
2018-06-03 01:00 | 45.7065 | 23.6577 | 10.619 | 60.2909 | 16.6955 | 15.0074 | 11.7471 | 8.6039
2018-06-03 02:00 | 43.5832 | 22.4744 | 10.249 | 61.9171 | 15.8283 | 14.4657 | 8.9417 | 5.9592
2018-06-03 03:00 | 44.9836 | 22.7737 | 9.7388 | 62.1258 | 14.954 | 13.5753 | 7.6205 | 4.2488
2018-06-03 04:00 | 44.8611 | 22.5855 | 9.4215 | 62.6726 | 14.2585 | 13.0521 | 7.3056 | 3.9695
2018-06-03 05:00 | 44.5493 | 22.432 | 9.2112 | 62.3145 | 13.7633 | 12.6887 | 7.4813 | 4.1676
2018-06-03 06:00 | 43.8725 | 21.98 | 9.0063 | 60.6549 | 13.4287 | 12.3719 | 7.9052 | 4.728
2018-06-03 07:00 | 43.1828 | 21.5822 | 8.8306 | 59.5177 | 13.2034 | 12.0354 | 8.8813 | 5.5364
2018-06-03 08:00 | 42.0397 | 20.8458 | 8.2862 | 57.2884 | 11.6106 | 11.3026 | 10.1009 | 5.9283
2018-06-03 09:00 | 41.7369 | 20.3057 | 7.6595 | 55.6476 | 9.6079 | 10.6297 | 11.6197 | 6.7834
2018-06-03 10:00 | 43.2899 | 20.6465 | 8.6183 | 58.4372 | 10.2341 | 10.2838 | 13.5996 | 8.6869
2018-06-03 11:00 | 48.5955 | 24.8872 | 10.4071 | 62.1006 | 13.5657 | 14.2197 | 18.0294 | 11.1825
2018-06-03 12:00 | 51.9887 | 27.5928 | 12.4757 | 64.3408 | 16.3815 | 16.6966 | 22.2847 | 13.9566
2018-06-03 13:00 | 54.7843 | 30.0121 | 14.3537 | 65.1489 | 19.072 | 19.4871 | 26.3068 | 16.7818
2018-06-03 14:00 | 55.7375 | 31.5099 | 15.6223 | 63.647 | 21.1557 | 21.4849 | 29.4571 | 19.2481
2018-06-03 15:00 | 56.37 | 32.7225 | 16.8923 | 61.872 | 22.8045 | 23.4441 | 31.8314 | 21.0331
2018-06-03 16:00 | 57.0301 | 33.6501 | 18.4178 | 60.6885 | 23.8562 | 25.4958 | 32.9793 | 22.0297
2018-06-03 17:00 | 57.8225 | 34.2664 | 19.5158 | 60.2445 | 24.3818 | 26.9574 | 33.141 | 22.5026
2018-06-03 18:00 | 58.9587 | 34.8635 | 20.1603 | 60.6479 | 24.8958 | 28.266 | 32.9178 | 22.6093
2018-06-03 19:00 | 58.5799 | 34.3987 | 19.9314 | 60.586 | 24.7079 | 28.661 | 32.1622 | 22.4578
2018-06-03 20:00 | 57.0064 | 32.9406 | 18.8026 | 60.3891 | 23.5476 | 27.7325 | 30.6569 | 21.9779
2018-06-03 21:00 | 54.2365 | 30.6829 | 17.0754 | 59.6359 | 21.5763 | 25.8405 | 28.0215 | 20.8092
2018-06-03 22:00 | 50.0953 | 27.7625 | 14.5725 | 57.0147 | 19.2374 | 22.5029 | 24.1753 | 18.8097
2018-06-03 23:00 | 48.1578 | 26.1546 | 13.0317 | 56.3656 | 19.5185 | 19.7513 | 20.1308 | 16.1085
2018-06-04 | 46.8291 | 24.7328 | 11.8009 | 58.0223 | 18.2084 | 17.5412 | 15.7185 | 12.3823
2018-06-04 01:00 | 45.2021 | 23.3664 | 10.9322 | 60.218 | 17.1069 | 16.0949 | 11.774 | 8.7421
2018-06-04 02:00 | 42.9157 | 21.9283 | 10.4142 | 61.7809 | 16.1127 | 15.2071 | 8.8632 | 6.0355
2018-06-04 03:00 | 46.8719 | 23.7004 | 10.7696 | 62.1565 | 15.194 | 14.2718 | 10.4078 | 7.6265
2018-06-04 04:00 | 46.9732 | 23.5504 | 10.4849 | 63.4653 | 14.4994 | 13.7889 | 9.7786 | 8.8022
2018-06-04 05:00 | 47.5193 | 23.6285 | 10.3682 | 63.6246 | 14.0185 | 13.5482 | 10.6793 | 9.5793
2018-06-04 06:00 | 48.4876 | 23.6824 | 10.2582 | 62.4732 | 13.6838 | 13.242 | 12.0399 | 10.5273
2018-06-04 07:00 | 50.3739 | 24.0018 | 10.2878 | 61.7615 | 13.4894 | 12.9878 | 13.6388 | 11.8991
2018-06-04 08:00 | 51.1812 | 22.7243 | 9.9756 | 59.5099 | 11.3596 | 10.5812 | 14.5451 | 12.8419
2018-06-04 09:00 | 56.6429 | 25.8068 | 10.2048 | 58.6556 | 9.9586 | 12.128 | 16.9686 | 13.9939
2018-06-04 10:00 | 63.5901 | 29.7094 | 12.0698 | 60.589 | 11.4845 | 13.849 | 19.7303 | 15.7905
2018-06-04 11:00 | 71.0221 | 34.4742 | 14.6623 | 62.5118 | 13.6291 | 16.3504 | 23.2379 | 17.7379
2018-06-04 12:00 | 76.7898 | 38.9292 | 17.5602 | 63.5466 | 16.1113 | 19.4494 | 26.8959 | 19.4471
2018-06-04 13:00 | 80.0795 | 42.1715 | 20.0669 | 62.6795 | 18.4194 | 22.3227 | 29.5763 | 20.8037
2018-06-04 14:00 | 81.0067 | 44.0464 | 21.7591 | 60.5997 | 20.2451 | 24.461 | 31.1769 | 21.6446
2018-06-04 15:00 | 80.6541 | 44.7936 | 22.6992 | 57.7177 | 21.2562 | 25.6761 | 31.7507 | 21.9267
2018-06-04 16:00 | 80.5812 | 45.2746 | 23.9635 | 56.0957 | 21.9436 | 27.1624 | 32.1132 | 22.1619
2018-06-04 17:00 | 79.8741 | 44.0308 | 24.4532 | 54.7633 | 21.9935 | 27.6072 | 31.8273 | 22.1462
2018-06-04 18:00 | 77.1321 | 41.638 | 24.4441 | 54.6562 | 22.0878 | 28.2674 | 31.5566 | 22.0775
2018-06-04 19:00 | 73.1057 | 38.9073 | 23.615 | 55.2372 | 21.8766 | 28.2713 | 31.076 | 21.7783
2018-06-04 20:00 | 67.6629 | 35.6377 | 21.4388 | 55.6146 | 20.8909 | 26.3194 | 29.5823 | 21.0007
2018-06-04 21:00 | 62.2465 | 32.073 | 18.615 | 55.0223 | 19.1459 | 23.5157 | 27.1263 | 19.5227
2018-06-04 22:00 | 56.2887 | 28.457 | 15.7004 | 53.693 | 17.2962 | 20.0785 | 24.3539 | 17.2614
2018-06-04 23:00 | 52.5497 | 26.4979 | 14.1095 | 55.4699 | 18.1152 | 17.9331 | 21.8788 | 14.3111
2018-06-05 | 50.161 | 25.0985 | 12.8319 | 58.8002 | 17.1709 | 16.5184 | 18.7588 | 10.4278
2018-06-05 01:00 | 48.198 | 24.1354 | 11.8475 | 61.7416 | 16.3183 | 15.4269 | 15.3388 | 7.3741
2018-06-05 02:00 | 47.0164 | 23.6488 | 11.0935 | 62.8717 | 15.4441 | 14.5971 | 12.1393 | 5.605
2018-06-05 03:00 | 46.4871 | 23.3173 | 10.6777 | 63.4098 | 14.6804 | 14.049 | 10.7048 | 7.5527
2018-06-05 04:00 | 46.1683 | 23.0952 | 10.3915 | 64.614 | 14.081 | 13.7094 | 9.9005 | 8.7165
2018-06-05 05:00 | 46.1597 | 22.8862 | 10.1637 | 64.5961 | 13.6003 | 13.336 | 10.6443 | 9.4648
2018-06-05 06:00 | 47.1275 | 22.9251 | 10.0681 | 63.1811 | 13.32 | 13.0064 | 11.9652 | 10.3993
2018-06-05 07:00 | 48.4281 | 23.2464 | 10.135 | 61.57 | 13.2204 | 12.8648 | 13.5805 | 11.79
2018-06-05 08:00 | 49.1394 | 21.9839 | 9.7038 | 58.6849 | 11.14 | 10.5334 | 14.3284 | 12.6139
2018-06-05 09:00 | 54.093 | 24.6255 | 9.7683 | 56.6696 | 9.4469 | 11.7461 | 16.6338 | 13.7106
2018-06-05 10:00 | 60.7258 | 28.1711 | 11.2035 | 58.0943 | 10.3807 | 12.8675 | 19.27 | 15.2918
2018-06-05 11:00 | 67.8851 | 32.2795 | 13.145 | 58.9507 | 11.6732 | 14.4495 | 22.3895 | 16.8804
2018-06-05 12:00 | 73.2499 | 35.8038 | 15.3033 | 58.4376 | 13.3918 | 16.3972 | 25.0784 | 18.2687
2018-06-05 13:00 | 76.4785 | 38.6042 | 17.425 | 57.0756 | 15.2492 | 18.6224 | 27.4152 | 19.4758
2018-06-05 14:00 | 77.4027 | 40.1857 | 19.0869 | 54.9796 | 16.7294 | 20.445 | 28.8101 | 20.19
2018-06-05 15:00 | 77.498 | 41.0585 | 20.243 | 52.2025 | 17.7236 | 21.8378 | 29.4944 | 20.5198
2018-06-05 16:00 | 77.4021 | 41.483 | 21.2155 | 50.6848 | 18.5095 | 23.0877 | 29.9557 | 20.8623
2018-06-05 17:00 | 76.7289 | 40.6596 | 21.7536 | 49.9371 | 19.1654 | 23.7479 | 30.0974 | 21.0728
2018-06-05 18:00 | 73.6107 | 38.3092 | 21.5144 | 49.9694 | 19.4341 | 23.9239 | 29.9274 | 21.0506
2018-06-05 19:00 | 69.1266 | 35.4632 | 20.4091 | 50.4988 | 19.2459 | 23.5194 | 29.3268 | 20.7477
2018-06-05 20:00 | 63.8619 | 32.6455 | 18.5509 | 51.0041 | 18.5612 | 22.0682 | 27.866 | 20.0345
2018-06-05 21:00 | 59.1299 | 29.8694 | 16.4824 | 51.4878 | 17.2064 | 20.2287 | 25.712 | 18.723
2018-06-05 22:00 | 54.1389 | 26.9658 | 14.1614 | 51.4355 | 15.7573 | 17.6747 | 23.1623 | 16.5559
2018-06-05 23:00 | 50.9514 | 25.4436 | 12.9787 | 53.5951 | 16.9156 | 16.1772 | 20.8807 | 13.7021
2018-06-06 | 48.3897 | 24.0393 | 11.6671 | 56.0792 | 16.1174 | 14.4888 | 17.7403 | 9.8441
2018-06-06 01:00 | 46.5891 | 23.2639 | 10.859 | 58.9707 | 15.4183 | 13.6197 | 14.4971 | 6.8756
2018-06-06 02:00 | 45.7636 | 22.9302 | 10.3222 | 60.7539 | 14.7128 | 13.2012 | 11.6166 | 5.1946
2018-06-06 03:00 | 42.5035 | 21.5479 | 9.21 | 61.1483 | 14.0274 | 12.8641 | 10.123 | 7.3075
2018-06-06 04:00 | 42.1504 | 21.3332 | 9.1035 | 62.0974 | 13.5092 | 12.6772 | 9.351 | 8.4745
2018-06-06 05:00 | 41.7587 | 21.0793 | 9.0283 | 62.3136 | 13.0902 | 12.4579 | 10.1463 | 9.2358
2018-06-06 06:00 | 42.1239 | 21.0394 | 9.068 | 61.8778 | 12.8883 | 12.4522 | 11.5071 | 10.1883
2018-06-06 07:00 | 42.4093 | 21.0392 | 9.063 | 60.9021 | 12.8106 | 12.3247 | 13.1006 | 11.5386
2018-06-06 08:00 | 40.0616 | 19.2267 | 8.4232 | 58.1717 | 10.8534 | 10.3289 | 14.1383 | 12.3351
2018-06-06 09:00 | 42.0364 | 20.3388 | 7.9629 | 56.2219 | 9.0511 | 11.3938 | 16.2077 | 13.4056
2018-06-06 10:00 | 44.8451 | 21.826 | 8.6751 | 57.122 | 9.8185 | 11.929 | 18.783 | 14.9281
2018-06-06 11:00 | 46.7996 | 23.1566 | 9.6692 | 56.7864 | 10.869 | 13.3087 | 21.9079 | 16.4847
2018-06-06 12:00 | 48.9987 | 24.678 | 10.8322 | 56.3379 | 12.2972 | 14.9568 | 24.3864 | 17.7814
2018-06-06 13:00 | 51.037 | 26.0675 | 12.0261 | 55.13 | 14.1265 | 16.8016 | 26.6975 | 18.9578
2018-06-06 14:00 | 51.4803 | 26.7591 | 12.9143 | 52.5655 | 15.7333 | 18.346 | 27.9364 | 19.6691
2018-06-06 15:00 | 51.0893 | 27.2188 | 13.4309 | 49.5107 | 16.7846 | 19.2987 | 28.4111 | 19.9413
2018-06-06 16:00 | 51.554 | 28.1503 | 14.3303 | 47.7504 | 17.6607 | 20.5409 | 28.9264 | 20.2726
2018-06-06 17:00 | 52.8137 | 28.9459 | 15.1351 | 47.0433 | 18.2971 | 21.4341 | 29.2067 | 20.5432
2018-06-06 18:00 | 53.3884 | 28.9716 | 15.4621 | 47.5497 | 18.4133 | 21.7784 | 29.1267 | 20.5658
2018-06-06 19:00 | 52.1359 | 27.9066 | 14.8178 | 48.2329 | 18.1291 | 21.1267 | 28.4572 | 20.2321
2018-06-06 20:00 | 49.7648 | 26.2963 | 13.4568 | 48.6901 | 17.4152 | 19.6974 | 26.9425 | 19.4645
2018-06-06 21:00 | 47.4402 | 24.548 | 11.9165 | 48.8362 | 16.0591 | 17.7925 | 24.8115 | 18.1412
2018-06-06 22:00 | 45.0439 | 22.7883 | 10.3696 | 48.73 | 14.7815 | 15.5542 | 22.3652 | 16.0633
2018-06-06 23:00 | 44.904 | 22.6234 | 10.115 | 51.2607 | 16.2234 | 14.6082 | 20.263 | 13.3129
2018-06-07 | 44.3908 | 22.1405 | 9.6693 | 54.4372 | 15.5563 | 13.6999 | 17.327 | 9.5757
2018-06-07 01:00 | 43.1102 | 21.4564 | 9.3972 | 57.7693 | 14.8907 | 13.0973 | 14.0414 | 6.6059
2018-06-07 02:00 | 41.3186 | 20.5771 | 9.2266 | 60.0722 | 14.2345 | 12.7913 | 11.3136 | 4.9802
2018-06-07 03:00 | 45.4439 | 22.223 | 9.8282 | 61.0261 | 13.6207 | 12.4677 | 9.949 | 7.1592
2018-06-07 04:00 | 45.4832 | 22.2235 | 9.7615 | 62.9877 | 13.1492 | 12.4111 | 9.249 | 8.3621
2018-06-07 05:00 | 45.4883 | 22.1199 | 9.734 | 63.2492 | 12.8096 | 12.3844 | 10.0522 | 9.1494
2018-06-07 06:00 | 45.894 | 22.1456 | 9.7393 | 61.6932 | 12.6313 | 12.3414 | 11.3761 | 10.0899
2018-06-07 07:00 | 47.3874 | 22.4902 | 9.8856 | 60.3026 | 12.5966 | 12.3459 | 12.9677 | 11.4371
2018-06-07 08:00 | 47.8474 | 21.3487 | 9.5127 | 57.7426 | 10.714 | 10.3037 | 14.0753 | 12.2754
2018-06-07 09:00 | 53.4137 | 23.9185 | 9.399 | 55.1899 | 8.787 | 11.4762 | 16.0876 | 13.3369
2018-06-07 10:00 | 59.4008 | 27.0296 | 10.3922 | 55.5096 | 9.4901 | 11.6092 | 18.5499 | 14.7664
2018-06-07 11:00 | 65.4985 | 30.9427 | 12.0955 | 56.0121 | 10.7018 | 12.71 | 21.7334 | 16.3021
2018-06-07 12:00 | 70.7435 | 34.4882 | 14.1359 | 56.3358 | 12.5013 | 14.3488 | 24.269 | 17.6651
2018-06-07 13:00 | 73.8808 | 37.1492 | 16.0563 | 55.0412 | 14.6235 | 16.0786 | 26.6042 | 18.858
2018-06-07 14:00 | 74.8208 | 38.8071 | 17.539 | 52.5299 | 16.2579 | 17.668 | 28.0369 | 19.656
2018-06-07 15:00 | 75.0003 | 39.8069 | 18.742 | 49.8626 | 17.1723 | 19.2805 | 28.8182 | 20.0791
2018-06-07 16:00 | 74.8407 | 40.1086 | 19.5807 | 47.9957 | 17.7286 | 20.2371 | 29.2067 | 20.3662
2018-06-07 17:00 | 74.118 | 39.2742 | 20.0034 | 47.3875 | 18.3461 | 20.5858 | 29.4126 | 20.584
2018-06-07 18:00 | 71.7369 | 37.3566 | 20.2486 | 48.36 | 18.8243 | 21.3704 | 29.4227 | 20.6725
2018-06-07 19:00 | 67.9754 | 34.9446 | 19.6814 | 49.3487 | 18.7668 | 21.4871 | 29.0299 | 20.4767
2018-06-07 20:00 | 62.991 | 32.2761 | 17.963 | 50.0661 | 18.1365 | 20.2966 | 27.6371 | 19.797
2018-06-07 21:00 | 58.5314 | 29.6857 | 15.9619 | 50.4411 | 16.8365 | 18.714 | 25.5455 | 18.5196
2018-06-07 22:00 | 53.9826 | 26.8331 | 13.7043 | 50.7102 | 15.4905 | 16.2933 | 22.9839 | 16.4126
2018-06-07 23:00 | 51.0847 | 25.2338 | 12.5253 | 52.3643 | 16.7661 | 15.0556 | 20.623 | 13.5702
2018-06-08 | 48.3896 | 23.8372 | 11.3942 | 54.5085 | 15.9923 | 13.8331 | 17.6136 | 9.7642
2018-06-08 01:00 | 46.8066 | 23.086 | 10.6463 | 57.9703 | 15.2763 | 13.0657 | 14.4152 | 6.7966
2018-06-08 02:00 | 45.8454 | 22.636 | 10.1146 | 60.3056 | 14.5477 | 12.7032 | 11.4578 | 5.1067
2018-06-08 03:00 | 44.9163 | 22.1499 | 9.7474 | 60.8048 | 13.8691 | 12.3873 | 10.0018 | 7.2221
2018-06-08 04:00 | 44.4957 | 21.9675 | 9.7283 | 63.1335 | 13.3841 | 12.4773 | 9.2861 | 8.4229
2018-06-08 05:00 | 44.7998 | 21.985 | 9.6625 | 62.9169 | 12.9969 | 12.3562 | 10.0882 | 9.2038
2018-06-08 06:00 | 45.5571 | 21.9885 | 9.5783 | 60.7749 | 12.7738 | 12.1795 | 11.3884 | 10.1275
2018-06-08 07:00 | 47.4472 | 22.3785 | 9.7393 | 60.2596 | 12.6976 | 12.1785 | 12.962 | 11.4522
2018-06-08 08:00 | 48.2801 | 21.2551 | 9.4303 | 57.9147 | 10.7579 | 10.2889 | 14.0976 | 12.2758
2018-06-08 09:00 | 53.5883 | 23.9222 | 9.3545 | 55.7707 | 8.9897 | 11.311 | 16.1393 | 13.3573
2018-06-08 10:00 | 60.4944 | 27.5544 | 10.6243 | 57.2655 | 10.2246 | 11.6608 | 18.7928 | 14.9154
2018-06-08 11:00 | 67.4903 | 31.9555 | 12.6559 | 58.344 | 12.0559 | 13.1598 | 22.06 | 16.611
2018-06-08 12:00 | 73.1707 | 36.2976 | 15.1869 | 58.9641 | 14.3107 | 15.3659 | 25.2573 | 18.2536
2018-06-08 13:00 | 76.5133 | 39.5919 | 17.5049 | 58.1178 | 16.4792 | 17.653 | 28.2088 | 19.6325
2018-06-08 14:00 | 77.8396 | 41.676 | 19.2883 | 56.4484 | 18.2004 | 19.7341 | 29.9493 | 20.5491
2018-06-08 15:00 | 78.4214 | 42.9811 | 20.5183 | 54.2284 | 19.412 | 21.3902 | 30.8223 | 21.0277
2018-06-08 16:00 | 78.7723 | 43.6921 | 21.6042 | 53.0166 | 20.4406 | 22.7999 | 31.3517 | 21.4232
2018-06-08 17:00 | 78.5732 | 43.1034 | 22.2944 | 53.0203 | 21.112 | 23.7245 | 31.5747 | 21.6925
2018-06-08 18:00 | 76.5008 | 41.1568 | 22.4974 | 53.8562 | 21.4103 | 24.4012 | 31.6624 | 21.777
2018-06-08 19:00 | 72.8431 | 38.4854 | 22.0978 | 55.0416 | 21.2128 | 24.8529 | 31.2477 | 21.5416
2018-06-08 20:00 | 67.5127 | 35.416 | 20.5031 | 55.1409 | 20.3439 | 23.9307 | 29.6148 | 20.7798
2018-06-08 21:00 | 61.7837 | 32.1895 | 18.0338 | 54.4907 | 18.8121 | 21.6099 | 27.1303 | 19.3639
2018-06-08 22:00 | 56.1566 | 28.9474 | 15.3874 | 53.7215 | 17.2001 | 18.9824 | 24.3769 | 17.2137
2018-06-08 23:00 | 52.8953 | 26.9666 | 13.9324 | 55.4443 | 18.1195 | 17.4778 | 21.7513 | 14.2735
2018-06-09 | 50.0925 | 25.2062 | 12.4557 | 57.4603 | 17.1302 | 15.5513 | 18.4818 | 10.3145
2018-06-09 01:00 | 48.1051 | 24.0824 | 11.3776 | 59.5474 | 16.2401 | 14.2175 | 15.0864 | 7.232
2018-06-09 02:00 | 47.2266 | 23.5429 | 10.7019 | 61.3726 | 15.3908 | 13.629 | 11.9454 | 5.4515
2018-06-09 03:00 | 43.7447 | 21.8799 | 9.4158 | 61.4392 | 14.6436 | 13.1575 | 7.557 | 4.149
2018-06-09 04:00 | 43.7324 | 21.7529 | 9.2446 | 62.2399 | 14.0391 | 12.9011 | 7.2428 | 3.9041
2018-06-09 05:00 | 43.6023 | 21.5195 | 9.0403 | 61.8197 | 13.5375 | 12.5478 | 7.3956 | 4.0978
2018-06-09 06:00 | 43.6637 | 21.3956 | 8.8868 | 60.3487 | 13.2149 | 12.252 | 7.8983 | 4.6811
2018-06-09 07:00 | 44.002 | 21.4643 | 8.8077 | 59.6175 | 13.0595 | 12.125 | 8.8997 | 5.5077
2018-06-09 08:00 | 42.1574 | 19.6561 | 8.1414 | 57.2451 | 10.8833 | 10.2524 | 9.6995 | 5.9773
2018-06-09 09:00 | 42.74 | 20.4249 | 7.6596 | 55.6619 | 9.4529 | 10.9327 | 11.692 | 6.8243
2018-06-09 10:00 | 44.5051 | 21.6927 | 8.4426 | 56.7767 | 10.686 | 11.599 | 14.2238 | 8.5458
2018-06-09 11:00 | 46.5114 | 23.2402 | 9.5919 | 58.1195 | 12.3656 | 12.7243 | 17.294 | 10.6327
2018-06-09 12:00 | 48.693 | 25.1329 | 11.0522 | 58.6393 | 14.323 | 14.221 | 20.6924 | 12.9803
2018-06-09 13:00 | 50.1415 | 26.5439 | 12.5651 | 57.6193 | 16.2935 | 16.2569 | 24.1928 | 15.4226
2018-06-09 14:00 | 50.5062 | 27.3003 | 13.4402 | 55.2058 | 17.6461 | 17.6016 | 26.9536 | 17.6216
2018-06-09 15:00 | 51.1612 | 27.9689 | 14.4531 | 52.8138 | 18.431 | 19.1886 | 29.0501 | 19.1924
2018-06-09 16:00 | 51.8021 | 28.4232 | 15.2749 | 51.1486 | 18.8398 | 20.5597 | 30.0191 | 20.064
2018-06-09 17:00 | 52.1469 | 28.8134 | 15.674 | 50.1005 | 19.139 | 21.4339 | 29.99 | 20.4816
2018-06-09 18:00 | 52.6692 | 28.8495 | 15.8249 | 50.2473 | 19.0453 | 21.8578 | 29.4384 | 20.426
2018-06-09 19:00 | 52.0339 | 28.1527 | 15.0531 | 50.3793 | 18.5658 | 21.3516 | 28.6295 | 20.1822
2018-06-09 20:00 | 50.2939 | 26.8571 | 13.7172 | 50.6592 | 17.8411 | 19.8399 | 27.2115 | 19.6799
2018-06-09 21:00 | 47.814 | 25.0949 | 12.2079 | 51.0636 | 16.5806 | 17.8256 | 24.7948 | 18.556
2018-06-09 22:00 | 45.3692 | 23.201 | 10.4125 | 51.2115 | 15.2766 | 15.3139 | 21.2537 | 16.7107
2018-06-09 23:00 | 45.6145 | 23.0445 | 10.2837 | 54.4906 | 16.7371 | 14.6655 | 17.9589 | 14.44
2018-06-10 | 44.8491 | 22.5017 | 9.6476 | 56.3829 | 16.1089 | 13.4343 | 14.0159 | 11.0663
2018-06-10 01:00 | 43.5162 | 21.7336 | 9.224 | 58.6065 | 15.3762 | 12.7998 | 10.3319 | 7.6318
2018-06-10 02:00 | 41.2332 | 20.4772 | 9.1362 | 60.3785 | 14.6258 | 12.6024 | 8.0683 | 5.077
2018-06-10 03:00 | 42.136 | 20.9623 | 9.0381 | 60.9667 | 13.9517 | 12.3044 | 6.9236 | 3.8469
2018-06-10 04:00 | 41.5073 | 20.7821 | 9.0444 | 61.8946 | 13.4569 | 12.2931 | 6.7364 | 3.6647
2018-06-10 05:00 | 41.2855 | 20.6554 | 9.3236 | 61.9641 | 13.0805 | 12.7559 | 7.0157 | 3.9056
2018-06-10 06:00 | 41.1526 | 20.612 | 9.5314 | 61.1593 | 12.9003 | 13.0705 | 7.6585 | 4.5235
2018-06-10 07:00 | 41.2357 | 20.5626 | 9.9703 | 60.9476 | 12.8454 | 13.8685 | 8.7293 | 5.3472
2018-06-10 08:00 | 39.401 | 19.8498 | 9.3266 | 58.5279 | 11.2217 | 12.9344 | 9.9644 | 6.2405
2018-06-10 09:00 | 38.1162 | 19.014 | 8.3359 | 55.1272 | 9.0844 | 11.6906 | 11.4344 | 7.0422
2018-06-10 10:00 | 38.5458 | 18.4533 | 8.1072 | 54.5537 | 9.0724 | 9.4752 | 13.0433 | 8.272
2018-06-10 11:00 | 43.3083 | 20.9715 | 8.3884 | 55.1125 | 11.1521 | 11.3779 | 16.3016 | 9.9124
2018-06-10 12:00 | 45.8265 | 22.6774 | 9.1805 | 55.701 | 13.1312 | 11.3793 | 19.2232 | 12.0534
2018-06-10 13:00 | 47.2388 | 24.1514 | 10.2288 | 54.6924 | 14.9853 | 12.5117 | 22.6511 | 14.4438
2018-06-10 14:00 | 47.9116 | 25.1039 | 11.0822 | 52.4247 | 16.4017 | 13.8517 | 25.4844 | 16.7279
2018-06-10 15:00 | 48.4726 | 25.8394 | 11.8769 | 49.764 | 17.2889 | 15.1565 | 27.6447 | 18.3927
2018-06-10 16:00 | 49.1623 | 26.6282 | 12.6715 | 48.1375 | 17.9519 | 16.3352 | 28.871 | 19.3812
2018-06-10 17:00 | 49.6986 | 27.1508 | 13.2828 | 47.3823 | 18.5041 | 17.2677 | 29.0016 | 19.9034
2018-06-10 18:00 | 49.986 | 27.3431 | 13.6929 | 47.8058 | 18.7157 | 18.0243 | 28.5344 | 19.9685
2018-06-10 19:00 | 49.6598 | 27.01 | 13.6185 | 48.5091 | 18.5379 | 18.3217 | 27.8344 | 19.8493
2018-06-10 20:00 | 48.5088 | 26.1593 | 12.8556 | 49.2396 | 18.0361 | 17.8187 | 26.6488 | 19.4941
2018-06-10 21:00 | 47.01 | 24.984 | 11.7586 | 50.5649 | 16.9812 | 16.8366 | 24.5941 | 18.5557
2018-06-10 22:00 | 45.1323 | 23.2964 | 10.3689 | 51.361 | 15.6591 | 15.1942 | 21.2656 | 16.8071
2018-06-10 23:00 | 44.753 | 22.7976 | 10.0816 | 52.3934 | 16.9919 | 14.513 | 17.7056 | 14.4461
2018-06-11 | 44.0928 | 22.2089 | 9.544 | 54.93 | 16.2212 | 13.4619 | 13.7986 | 11.0423
2018-06-11 01:00 | 43.3881 | 21.5847 | 9.2736 | 58.716 | 15.498 | 12.9591 | 10.3012 | 7.6671
2018-06-11 02:00 | 41.6409 | 20.4307 | 9.1168 | 60.9904 | 14.7445 | 12.6827 | 8.0583 | 5.1445
2018-06-11 03:00 | 45.7669 | 22.4583 | 9.7597 | 61.6946 | 14.0709 | 12.3277 | 9.794 | 7.1625
2018-06-11 04:00 | 45.2797 | 22.1578 | 9.6018 | 62.6118 | 13.5122 | 12.1229 | 9.1324 | 8.3286
2018-06-11 05:00 | 45.171 | 21.9819 | 9.522 | 62.4115 | 13.0666 | 12.0202 | 9.9375 | 9.0994
2018-06-11 06:00 | 45.7818 | 21.9545 | 9.5629 | 61.0892 | 12.8401 | 12.0057 | 11.278 | 10.0373
2018-06-11 07:00 | 47.5021 | 22.3371 | 9.7668 | 60.5383 | 12.7765 | 12.0648 | 12.872 | 11.3787
2018-06-11 08:00 | 47.8957 | 21.1877 | 9.3999 | 58.0273 | 10.6746 | 10.1846 | 14.0327 | 12.2353
2018-06-11 09:00 | 53.9643 | 24.1187 | 9.3281 | 55.5803 | 9.1771 | 11.1828 | 16.0602 | 13.3062
2018-06-11 10:00 | 60.6852 | 27.5986 | 10.4782 | 56.8568 | 10.3659 | 11.3579 | 18.5402 | 14.7842
2018-06-11 11:00 | 67.5967 | 32.1731 | 12.5174 | 58.3015 | 12.196 | 12.7968 | 21.9348 | 16.529
2018-06-11 12:00 | 72.9829 | 36.4461 | 15.064 | 59.1813 | 14.4555 | 15.1399 | 25.2009 | 18.2046
2018-06-11 13:00 | 76.3964 | 39.7145 | 17.4108 | 58.4882 | 16.6267 | 17.5853 | 28.0113 | 19.618
2018-06-11 14:00 | 77.8111 | 41.7698 | 19.2044 | 56.8729 | 18.3533 | 19.7807 | 29.7642 | 20.5697
2018-06-11 15:00 | 78.3389 | 43.1353 | 20.5519 | 54.7531 | 19.6056 | 21.5797 | 30.793 | 21.0979
2018-06-11 16:00 | 78.4899 | 43.7245 | 21.5262 | 53.2468 | 20.5323 | 22.8133 | 31.4152 | 21.4561
2018-06-11 17:00 | 78.1778 | 43.2476 | 22.1909 | 52.9778 | 21.3981 | 23.7668 | 31.7829 | 21.767
2018-06-11 18:00 | 76.5993 | 41.6722 | 22.4562 | 54.7224 | 22.0268 | 24.6108 | 32.061 | 21.9596
2018-06-11 19:00 | 73.5221 | 39.4194 | 21.9381 | 56.378 | 22.0875 | 24.8107 | 31.8621 | 21.8173
2018-06-11 20:00 | 69.5229 | 37.0988 | 20.9566 | 57.8555 | 21.6506 | 24.6936 | 30.7707 | 21.2908
2018-06-11 21:00 | 64.9217 | 34.2666 | 19.0523 | 57.7036 | 20.1691 | 23.1961 | 28.5846 | 20.0111
2018-06-11 22:00 | 58.5817 | 30.5197 | 16.2597 | 55.7117 | 18.1493 | 20.1834 | 25.4163 | 17.7336
2018-06-11 23:00 | 54.2889 | 28.2018 | 14.681 | 56.2196 | 18.9281 | 18.4316 | 22.6644 | 14.7637
2018-06-12 | 51.5366 | 26.5423 | 13.2159 | 58.2942 | 17.8997 | 16.6916 | 19.3004 | 10.7758
2018-06-12 01:00 | 49.5052 | 25.3828 | 12.0787 | 60.9499 | 16.9805 | 15.3499 | 15.759 | 7.6794
2018-06-12 02:00 | 48.323 | 24.5828 | 11.1731 | 62.3574 | 16.013 | 14.3519 | 12.2365 | 5.737
2018-06-12 03:00 | 47.6167 | 24.0117 | 10.5314 | 62.386 | 15.1064 | 13.4859 | 10.6481 | 7.594
2018-06-12 04:00 | 47.128 | 23.6928 | 10.1901 | 63.0696 | 14.4242 | 13.0628 | 9.8307 | 8.7266
2018-06-12 05:00 | 47.063 | 23.4083 | 9.9599 | 62.8031 | 13.8919 | 12.7464 | 10.5266 | 9.4648
2018-06-12 06:00 | 47.5921 | 23.1973 | 9.803 | 61.179 | 13.5392 | 12.44 | 11.6842 | 10.3328
2018-06-12 07:00 | 48.7457 | 23.1725 | 9.7508 | 59.8386 | 13.2897 | 12.1095 | 13.1042 | 11.6199
2018-06-12 08:00 | 49.2288 | 21.9581 | 9.3173 | 57.1966 | 10.9245 | 10.18 | 14.1594 | 12.3462
2018-06-12 09:00 | 54.9959 | 24.8341 | 9.4435 | 55.6587 | 9.6729 | 11.0957 | 16.2044 | 13.4921
2018-06-12 10:00 | 62.7758 | 29.2215 | 11.1332 | 58.0689 | 11.109 | 12.2136 | 19.0291 | 15.293
2018-06-12 11:00 | 70.4785 | 34.3774 | 13.7847 | 60.4613 | 13.2153 | 14.5648 | 22.7368 | 17.3576
2018-06-12 12:00 | 77.1785 | 39.3141 | 16.9647 | 62.6709 | 15.982 | 17.9509 | 26.6371 | 19.2605
2018-06-12 13:00 | 81.5815 | 43.2864 | 19.7973 | 63.3716 | 18.7181 | 21.1226 | 29.8572 | 20.8169
2018-06-12 14:00 | 83.0606 | 45.7522 | 21.8865 | 62.0789 | 20.8908 | 23.6181 | 31.7639 | 21.7965
2018-06-12 15:00 | 83.5996 | 47.3424 | 23.5225 | 60.4356 | 22.5354 | 25.8589 | 32.8767 | 22.3555
2018-06-12 16:00 | 83.9282 | 48.1472 | 24.9631 | 59.6051 | 23.6785 | 27.6891 | 33.4884 | 22.7315
2018-06-12 17:00 | 83.0017 | 47.0847 | 25.4474 | 58.4357 | 24.3694 | 28.3644 | 33.4777 | 22.8787
2018-06-12 18:00 | 81.1157 | 44.9233 | 25.8213 | 59.2048 | 24.547 | 29.302 | 33.3327 | 22.8409
2018-06-12 19:00 | 77.2191 | 42.073 | 25.0655 | 59.6399 | 24.1552 | 29.3567 | 32.7095 | 22.5198
2018-06-12 20:00 | 72.0508 | 39.2103 | 23.2038 | 60.0809 | 23.3093 | 28.0526 | 31.3795 | 21.8773
2018-06-12 21:00 | 66.7032 | 35.8928 | 20.7448 | 59.4228 | 21.585 | 25.836 | 29.0442 | 20.515
2018-06-12 22:00 | 59.8595 | 31.6583 | 17.5724 | 57.0149 | 19.2931 | 22.3776 | 25.7996 | 18.1759
2018-06-12 23:00 | 55.0728 | 28.9568 | 15.5583 | 57.0492 | 19.69 | 19.9885 | 23.0088 | 15.1403
2018-06-13 | 51.7415 | 26.8718 | 13.8584 | 58.7974 | 18.49 | 17.9445 | 19.5677 | 11.0731
2018-06-13 01:00 | 49.2781 | 25.4197 | 12.5752 | 61.3467 | 17.4157 | 16.2532 | 16.0503 | 7.9201
2018-06-13 02:00 | 48.108 | 24.7125 | 11.7242 | 63.1397 | 16.4114 | 15.2401 | 12.5102 | 6.0719
2018-06-13 03:00 | 44.7716 | 23.1658 | 10.2738 | 63.1924 | 15.5063 | 14.3539 | 10.9239 | 7.7615
2018-06-13 04:00 | 44.5963 | 22.7733 | 9.8363 | 63.6513 | 14.7559 | 13.6968 | 9.9625 | 8.8476
2018-06-13 05:00 | 43.9854 | 22.2787 | 9.4383 | 62.7873 | 14.1025 | 13.0239 | 10.4958 | 9.5156
2018-06-13 06:00 | 43.4367 | 21.844 | 9.1619 | 60.8043 | 13.692 | 12.6003 | 11.6924 | 10.4024
2018-06-13 07:00 | 43.4757 | 21.6634 | 9.0348 | 59.8877 | 13.4806 | 12.355 | 13.2313 | 11.7389
2018-06-13 08:00 | 41.2306 | 19.7951 | 8.3254 | 57.3002 | 11.082 | 10.2727 | 14.2505 | 12.4877
2018-06-13 09:00 | 43.1865 | 21.046 | 8.0182 | 55.9443 | 9.8524 | 11.2504 | 16.3531 | 13.6365
2018-06-13 10:00 | 47.1697 | 23.2852 | 9.2635 | 58.4903 | 11.3419 | 12.7224 | 19.2223 | 15.4946
2018-06-13 11:00 | 50.6783 | 25.8227 | 11.179 | 61.1774 | 13.5105 | 15.3618 | 22.888 | 17.5468
2018-06-13 12:00 | 54.6409 | 29.1018 | 13.6492 | 64.1106 | 16.4066 | 18.9494 | 27.1213 | 19.5148
2018-06-13 13:00 | 57.7015 | 31.9501 | 15.9187 | 64.8336 | 19.328 | 22.4422 | 30.4956 | 21.1454
2018-06-13 14:00 | 58.9752 | 33.6343 | 17.5908 | 63.6374 | 21.6224 | 25.1926 | 32.2506 | 22.1066
2018-06-13 15:00 | 59.7674 | 35.0916 | 19.3017 | 61.731 | 23.2377 | 27.8789 | 33.171 | 22.6095
2018-06-13 16:00 | 60.4094 | 36.0074 | 20.5065 | 59.9207 | 24.0491 | 29.491 | 33.383 | 22.8289
2018-06-13 17:00 | 61.9761 | 36.6992 | 21.3268 | 58.972 | 24.4063 | 30.1793 | 33.314 | 22.939
2018-06-13 18:00 | 62.7167 | 36.6122 | 21.8766 | 58.893 | 24.5566 | 30.7979 | 33.0572 | 22.876
2018-06-13 19:00 | 61.4322 | 35.5752 | 21.4218 | 59.1425 | 24.2084 | 30.7101 | 32.4962 | 22.561
2018-06-13 20:00 | 58.7936 | 34.0175 | 19.9109 | 59.3606 | 23.3637 | 29.204 | 31.1583 | 21.8825
2018-06-13 21:00 | 55.5451 | 31.6924 | 17.7546 | 58.667 | 21.5671 | 26.6383 | 28.7815 | 20.4664
2018-06-13 22:00 | 51.0003 | 28.3475 | 14.9497 | 56.6637 | 19.1222 | 22.5951 | 25.5866 | 18.0784
2018-06-13 23:00 | 48.9568 | 26.5046 | 13.381 | 57.4536 | 19.487 | 19.844 | 22.792 | 15.0091
2018-06-14 | 47.8233 | 25.2033 | 12.2125 | 59.9711 | 18.3185 | 17.8444 | 19.4465 | 10.9704
2018-06-14 01:00 | 46.3384 | 24.1027 | 11.4492 | 62.7338 | 17.3455 | 16.5593 | 16.0092 | 7.8771
2018-06-14 02:00 | 44.1974 | 22.8661 | 10.8908 | 64.5102 | 16.3958 | 15.7086 | 12.5006 | 6.0264
2018-06-14 03:00 | 47.4516 | 24.1737 | 11.0973 | 63.3377 | 15.513 | 14.744 | 10.9397 | 7.7446
2018-06-14 04:00 | 46.8257 | 23.7723 | 10.6066 | 63.644 | 14.7644 | 14.0189 | 10.0739 | 8.8745
2018-06-14 05:00 | 47.1218 | 23.6679 | 10.394 | 63.5109 | 14.2333 | 13.6966 | 10.8438 | 9.6376
2018-06-14 06:00 | 48.1376 | 23.6863 | 10.244 | 62.1602 | 13.8771 | 13.33 | 12.1425 | 10.5727
2018-06-14 07:00 | 50.2322 | 24.0654 | 10.269 | 61.5614 | 13.6596 | 12.9994 | 13.7315 | 11.933
2018-06-14 08:00 | 51.3867 | 22.9324 | 9.9704 | 59.1289 | 11.3624 | 11.0164 | 14.5988 | 12.8717
2018-06-14 09:00 | 56.0917 | 25.6869 | 10.1918 | 57.6754 | 10.1617 | 12.1463 | 17.0209 | 13.9964
2018-06-14 10:00 | 62.6076 | 29.3168 | 11.8562 | 59.1255 | 11.5748 | 13.6384 | 19.7263 | 15.7258
2018-06-14 11:00 | 69.6604 | 33.6655 | 14.1641 | 60.2953 | 13.4084 | 15.843 | 23.0427 | 17.5106
2018-06-14 12:00 | 75.6991 | 38.0686 | 17.0334 | 61.5289 | 15.8414 | 18.9328 | 26.5715 | 19.1928
2018-06-14 13:00 | 79.3184 | 41.463 | 19.7308 | 61.2367 | 18.1784 | 22.0243 | 29.226 | 20.5302
2018-06-14 14:00 | 80.3296 | 43.4021 | 21.5969 | 59.4788 | 19.798 | 24.2053 | 30.754 | 21.2874
2018-06-14 15:00 | 81.4283 | 44.9687 | 23.4085 | 57.7523 | 20.9002 | 26.2443 | 31.6843 | 21.7021
2018-06-14 16:00 | 81.5022 | 45.674 | 24.421 | 56.3268 | 21.7901 | 27.3117 | 32.1878 | 22.0086
2018-06-14 17:00 | 80.5155 | 44.9805 | 24.7615 | 55.826 | 22.628 | 28.0117 | 32.287 | 22.2533
2018-06-14 18:00 | 78.4614 | 43.2472 | 24.8963 | 56.8958 | 23.1821 | 28.6641 | 32.3875 | 22.3548
2018-06-14 19:00 | 74.7783 | 40.6161 | 23.83 | 57.9031 | 22.9956 | 28.1564 | 31.9066 | 22.0974
2018-06-14 20:00 | 69.893 | 37.4276 | 22.0954 | 58.2652 | 22.0795 | 27.1143 | 30.4394 | 21.3671
2018-06-14 21:00 | 63.952 | 33.5285 | 19.423 | 57.0825 | 20.0366 | 24.7774 | 27.9087 | 19.8868
2018-06-14 22:00 | 57.6645 | 29.742 | 16.4254 | 54.921 | 17.8738 | 21.1824 | 24.9758 | 17.5862
2018-06-14 23:00 | 53.3174 | 27.5517 | 14.6748 | 55.3709 | 18.6491 | 18.8149 | 22.413 | 14.6318
2018-06-15 | 50.3245 | 25.7506 | 13.077 | 57.4284 | 17.6696 | 16.8057 | 18.9913 | 10.6168
2018-06-15 01:00 | 48.126 | 24.559 | 11.9244 | 60.0854 | 16.762 | 15.3925 | 15.4677 | 7.5239
2018-06-15 02:00 | 47.3225 | 24.0989 | 11.1571 | 61.8763 | 15.8709 | 14.5114 | 12.2042 | 5.6806
2018-06-15 03:00 | 46.7433 | 23.7109 | 10.597 | 62.1542 | 15.0453 | 13.8123 | 10.697 | 7.5811
2018-06-15 04:00 | 46.537 | 23.5029 | 10.307 | 63.0424 | 14.4516 | 13.5288 | 9.9054 | 8.7632
2018-06-15 05:00 | 46.5744 | 23.2763 | 10.1247 | 62.8496 | 13.9805 | 13.2721 | 10.6824 | 9.5307
2018-06-15 06:00 | 47.4229 | 23.2207 | 9.9477 | 61.3078 | 13.6371 | 12.8114 | 11.9356 | 10.4385
2018-06-15 07:00 | 49.4472 | 23.6822 | 10.0322 | 60.6202 | 13.5154 | 12.683 | 13.5249 | 11.8061
2018-06-15 08:00 | 50.6708 | 22.6716 | 9.6881 | 58.3803 | 11.2665 | 10.8905 | 14.3894 | 12.6811
2018-06-15 09:00 | 55.2774 | 25.2246 | 9.7324 | 56.4694 | 9.8127 | 11.5349 | 16.6939 | 13.7809
2018-06-15 10:00 | 61.5323 | 28.8438 | 11.2864 | 57.5448 | 10.9782 | 12.7764 | 19.392 | 15.4979
2018-06-15 11:00 | 68.1692 | 33.114 | 13.4521 | 58.8305 | 12.6082 | 14.5627 | 22.6609 | 17.2157
2018-06-15 12:00 | 73.7058 | 37.2315 | 16.0784 | 59.407 | 14.7725 | 17.0813 | 25.975 | 18.7626
2018-06-15 13:00 | 76.7901 | 40.2157 | 18.2409 | 58.08 | 16.9049 | 19.3584 | 28.374 | 19.9817
2018-06-15 14:00 | 77.5212 | 41.7714 | 19.6826 | 55.4875 | 18.5315 | 21.0857 | 29.6244 | 20.6898
2018-06-15 15:00 | 77.4242 | 42.4601 | 20.7679 | 52.7479 | 19.4551 | 22.633 | 30.1251 | 20.9675
2018-06-15 16:00 | 76.5244 | 42.3694 | 21.4169 | 50.0226 | 19.853 | 23.5892 | 30.1563 | 21.0925
2018-06-15 17:00 | 74.9723 | 41.0234 | 21.6838 | 48.3334 | 20.0514 | 24.1532 | 30.0351 | 21.151
2018-06-15 18:00 | 72.0209 | 38.4628 | 21.2147 | 48.5361 | 19.9236 | 23.6994 | 29.9035 | 21.0398
2018-06-15 19:00 | 68.3678 | 35.8057 | 20.474 | 49.9199 | 19.6725 | 23.395 | 29.4754 | 20.7704
2018-06-15 20:00 | 64.246 | 33.4597 | 19.0329 | 51.3416 | 19.1331 | 22.537 | 28.3259 | 20.1761
2018-06-15 21:00 | 59.7292 | 30.6799 | 16.8804 | 51.8049 | 17.8196 | 20.722 | 26.1869 | 18.8587
2018-06-15 22:00 | 54.5442 | 27.5211 | 14.4149 | 51.1767 | 16.2454 | 18.0028 | 23.4674 | 16.6803
2018-06-15 23:00 | 51.4708 | 25.8117 | 13.1825 | 53.0284 | 17.3907 | 16.4282 | 21.1489 | 13.8457
2018-06-16 | 48.9025 | 24.3336 | 11.8932 | 55.3635 | 16.5788 | 14.8022 | 18.0152 | 9.9857
2018-06-16 01:00 | 47.1065 | 23.4842 | 11.042 | 58.4289 | 15.8469 | 13.9425 | 14.6689 | 6.9856
2018-06-16 02:00 | 46.1188 | 23.0763 | 10.4024 | 60.52 | 15.0525 | 13.1969 | 11.7305 | 5.2254
2018-06-16 03:00 | 42.71 | 21.4723 | 9.1025 | 60.4856 | 14.3245 | 12.5825 | 7.3039 | 4.0127
2018-06-16 04:00 | 42.3956 | 21.2845 | 8.9209 | 61.3138 | 13.7659 | 12.3353 | 6.971 | 3.7868
2018-06-16 05:00 | 42.2474 | 21.1732 | 8.8277 | 61.1406 | 13.3615 | 12.1874 | 7.2337 | 4.0155
2018-06-16 06:00 | 42.4751 | 21.1959 | 8.8014 | 60.1542 | 13.1324 | 12.0483 | 7.8582 | 4.6353
2018-06-16 07:00 | 42.2076 | 21.0327 | 8.7615 | 59.2708 | 13.0029 | 11.9287 | 8.8786 | 5.4536
2018-06-16 08:00 | 39.7331 | 19.1396 | 8.0657 | 56.8395 | 10.8031 | 10.1062 | 9.631 | 5.9145
2018-06-16 09:00 | 40.4303 | 19.7731 | 7.4868 | 54.3703 | 9.2345 | 10.6815 | 11.5705 | 6.7574
2018-06-16 10:00 | 42.6881 | 20.7596 | 7.9739 | 55.2311 | 10.1243 | 10.802 | 13.8596 | 8.2827
2018-06-16 11:00 | 45.119 | 22.155 | 8.8314 | 56.4004 | 11.3627 | 11.4643 | 16.7421 | 10.216
2018-06-16 12:00 | 47.0729 | 23.6309 | 9.9272 | 56.2312 | 12.9129 | 12.5002 | 19.3376 | 12.3818
2018-06-16 13:00 | 48.0797 | 24.6973 | 10.7712 | 54.7161 | 14.5129 | 13.5255 | 22.154 | 14.5952
2018-06-16 14:00 | 48.503 | 25.4242 | 11.4304 | 52.1758 | 15.7977 | 14.5856 | 24.6688 | 16.7318
2018-06-16 15:00 | 48.8827 | 25.9334 | 11.8904 | 49.2495 | 16.3513 | 15.3041 | 26.5344 | 18.2164
2018-06-16 16:00 | 49.2444 | 26.5148 | 12.379 | 46.9061 | 16.6797 | 16.1098 | 27.5613 | 19.1052
2018-06-16 17:00 | 49.4153 | 26.8186 | 12.801 | 45.4526 | 16.8609 | 17.0434 | 27.4655 | 19.5078
2018-06-16 18:00 | 49.5028 | 26.8009 | 12.8574 | 45.1682 | 16.8064 | 17.1857 | 26.8489 | 19.4548
2018-06-16 19:00 | 48.5289 | 25.9817 | 12.1318 | 45.1169 | 16.5516 | 16.4224 | 25.8576 | 19.1759
2018-06-16 20:00 | 46.9227 | 24.67 | 11.0881 | 45.4555 | 15.9269 | 15.5679 | 24.4861 | 18.6741
2018-06-16 21:00 | 44.8089 | 22.8961 | 9.8857 | 45.7085 | 14.8228 | 14.3968 | 22.215 | 17.5285
2018-06-16 22:00 | 42.3406 | 21.2794 | 8.9834 | 45.9856 | 13.7385 | 13.1435 | 19.2878 | 15.8261
2018-06-16 23:00 | 42.612 | 21.3524 | 9.6026 | 49.134 | 15.4408 | 13.577 | 16.5817 | 13.7674
2018-06-17 | 42.1315 | 21.0324 | 9.573 | 52.8729 | 15.0133 | 13.4023 | 13.1874 | 10.6668
2018-06-17 01:00 | 41.2841 | 20.612 | 9.5728 | 56.1752 | 14.4913 | 13.2749 | 9.9393 | 7.4313
2018-06-17 02:00 | 38.9744 | 19.6018 | 9.564 | 58.5954 | 13.8906 | 13.2232 | 7.8161 | 5.0868
2018-06-17 03:00 | 40.5268 | 20.3205 | 9.5057 | 59.4083 | 13.3282 | 13.1262 | 6.7488 | 3.7191
2018-06-17 04:00 | 40.3615 | 20.3492 | 9.251 | 60.4647 | 12.9087 | 12.6586 | 6.6081 | 3.5724
2018-06-17 05:00 | 40.4955 | 20.3574 | 9.3496 | 60.466 | 12.5828 | 12.8754 | 6.9284 | 3.8396
2018-06-17 06:00 | 40.6777 | 20.3942 | 9.4078 | 59.5459 | 12.449 | 12.9871 | 7.5852 | 4.4713
2018-06-17 07:00 | 40.987 | 20.4513 | 9.6077 | 59.2582 | 12.4303 | 13.3796 | 8.6681 | 5.3105
2018-06-17 08:00 | 40.4056 | 19.9597 | 9.3445 | 57.341 | 10.8136 | 13.2372 | 9.9144 | 6.2151
2018-06-17 09:00 | 39.546 | 19.2673 | 8.6892 | 54.2913 | 8.6109 | 12.621 | 11.3829 | 7.0153
2018-06-17 10:00 | 38.5918 | 18.2816 | 8.3009 | 53.3424 | 8.5625 | 9.5626 | 12.9806 | 8.3027
2018-06-17 11:00 | 42.3722 | 20.4553 | 8.595 | 53.025 | 9.8958 | 12.118 | 15.9124 | 9.8627
2018-06-17 12:00 | 43.8925 | 21.4437 | 8.7953 | 51.6891 | 11.1653 | 11.3487 | 17.7878 | 11.6753
2018-06-17 13:00 | 44.7023 | 21.9462 | 8.9536 | 49.4419 | 12.386 | 11.2494 | 20.281 | 13.6385
2018-06-17 14:00 | 45.1225 | 22.3237 | 9.1736 | 47.1048 | 13.285 | 11.5859 | 22.5301 | 15.5834
2018-06-17 15:00 | 45.8132 | 22.9893 | 9.5483 | 44.825 | 13.986 | 12.0914 | 24.4774 | 17.0858
2018-06-17 16:00 | 46.4292 | 23.6471 | 10.0438 | 43.3248 | 14.6588 | 12.7509 | 25.6542 | 18.0362
2018-06-17 17:00 | 46.9918 | 24.1997 | 10.5047 | 42.7194 | 15.1887 | 13.2785 | 25.8387 | 18.5139
2018-06-17 18:00 | 47.3869 | 24.4955 | 10.7333 | 43.2198 | 15.3908 | 13.557 | 25.5361 | 18.5748
2018-06-17 19:00 | 47.2761 | 24.4258 | 10.6132 | 44.4297 | 15.3795 | 13.782 | 25.0873 | 18.5448
2018-06-17 20:00 | 46.3518 | 23.7214 | 10.078 | 45.7081 | 15.0965 | 13.6176 | 23.9273 | 18.1899
2018-06-17 21:00 | 44.7891 | 22.7943 | 9.4557 | 46.6685 | 14.2843 | 13.2356 | 22.0077 | 17.2876
2018-06-17 22:00 | 43.0746 | 21.8117 | 8.796 | 47.5466 | 13.5171 | 12.5163 | 19.3708 | 15.8169
2018-06-17 23:00 | 43.5762 | 22.093 | 9.1785 | 49.3715 | 15.2976 | 12.8022 | 16.681 | 13.8061
2018-06-18 | 43.4228 | 21.9036 | 9.1399 | 52.5339 | 14.9594 | 12.6039 | 13.2076 | 10.6293
2018-06-18 01:00 | 42.888 | 21.5004 | 9.1803 | 56.1445 | 14.4579 | 12.7363 | 9.9311 | 7.3595
2018-06-18 02:00 | 41.4883 | 20.6259 | 9.1877 | 58.4972 | 13.8935 | 12.8312 | 7.8848 | 4.933
2018-06-18 03:00 | 45.8589 | 22.7566 | 9.8292 | 59.592 | 13.3688 | 12.6005 | 9.6665 | 7.011
2018-06-18 04:00 | 45.2937 | 22.4999 | 9.6381 | 60.639 | 12.9727 | 12.3527 | 9.0585 | 8.2382
2018-06-18 05:00 | 45.2375 | 22.2979 | 9.6299 | 60.757 | 12.6495 | 12.3745 | 9.8864 | 9.03
2018-06-18 06:00 | 45.9662 | 22.2416 | 9.7014 | 59.6468 | 12.4725 | 12.4296 | 11.2256 | 9.9766
2018-06-18 07:00 | 47.8802 | 22.6562 | 9.7828 | 58.9279 | 12.4426 | 12.2771 | 12.8229 | 11.313
2018-06-18 08:00 | 48.1285 | 21.4849 | 9.3389 | 56.5668 | 10.6039 | 10.1536 | 13.9718 | 12.2285
2018-06-18 09:00 | 53.431 | 24.1203 | 9.1953 | 53.8019 | 8.6357 | 11.532 | 15.9247 | 13.2541
2018-06-18 10:00 | 60.0588 | 27.4491 | 10.116 | 53.9247 | 9.3913 | 11.1235 | 18.2683 | 14.5336
2018-06-18 11:00 | 66.1768 | 31.2112 | 11.6294 | 54.6886 | 10.6009 | 11.739 | 21.3085 | 16.0381
2018-06-18 12:00 | 70.7533 | 34.5962 | 13.5978 | 54.7685 | 12.2776 | 12.9541 | 23.7351 | 17.4295
2018-06-18 13:00 | 73.6082 | 37.2637 | 15.5108 | 54.1439 | 14.1388 | 14.5892 | 26.1459 | 18.6604
2018-06-18 14:00 | 74.8855 | 39.071 | 17.0183 | 52.491 | 15.7246 | 16.1981 | 27.6671 | 19.4673
2018-06-18 15:00 | 75.5009 | 40.2062 | 18.1365 | 50.2872 | 16.7765 | 17.6361 | 28.5439 | 19.9144
2018-06-18 16:00 | 75.2259 | 40.5026 | 18.9758 | 48.2634 | 17.3778 | 18.6503 | 28.9886 | 20.2156
2018-06-18 17:00 | 74.1556 | 39.4959 | 19.3874 | 47.1794 | 17.8257 | 19.1996 | 29.1538 | 20.4493
2018-06-18 18:00 | 71.5422 | 37.3709 | 19.3686 | 47.9734 | 18.2056 | 19.602 | 29.2228 | 20.5688
2018-06-18 19:00 | 67.6107 | 34.7322 | 18.6959 | 48.9293 | 18.1954 | 19.5403 | 28.8721 | 20.3563
2018-06-18 20:00 | 62.9946 | 32.3377 | 17.503 | 49.9109 | 17.8242 | 19.0809 | 27.653 | 19.7722
2018-06-18 21:00 | 58.7671 | 29.9364 | 15.7517 | 50.3477 | 16.8599 | 17.8859 | 25.5724 | 18.566
2018-06-18 22:00 | 54.0402 | 27.2344 | 13.5864 | 50.2663 | 15.4564 | 15.8605 | 22.9918 | 16.5112
2018-06-18 23:00 | 51.1753 | 25.7267 | 12.6238 | 51.709 | 16.7686 | 15.1307 | 20.7779 | 13.7419
2018-06-19 | 48.8163 | 24.3165 | 11.5369 | 54.4811 | 16.092 | 13.9269 | 17.6957 | 9.8647
2018-06-19 01:00 | 47.1409 | 23.3528 | 10.7322 | 57.664 | 15.3247 | 13.1216 | 14.3243 | 6.8165
2018-06-19 02:00 | 46.2126 | 22.9436 | 10.1801 | 59.5828 | 14.5814 | 12.7497 | 11.4547 | 5.1298
2018-06-19 03:00 | 45.6002 | 22.5945 | 9.8511 | 60.501 | 13.9126 | 12.4102 | 10.0384 | 7.2741
2018-06-19 04:00 | 44.8888 | 22.3282 | 9.6409 | 61.0634 | 13.3736 | 12.1983 | 9.2688 | 8.4402
2018-06-19 05:00 | 44.752 | 22.1829 | 9.5233 | 60.8203 | 12.9531 | 12.0548 | 10.0379 | 9.1821
2018-06-19 06:00 | 45.6939 | 22.2308 | 9.5456 | 59.7297 | 12.7356 | 12.0421 | 11.3602 | 10.1027
2018-06-19 07:00 | 46.9531 | 22.3948 | 9.6654 | 59.1166 | 12.6449 | 12.0293 | 12.9028 | 11.4313
2018-06-19 08:00 | 47.6015 | 21.252 | 9.2838 | 56.596 | 10.726 | 10.15 | 14.0473 | 12.274
2018-06-19 09:00 | 52.8622 | 23.8201 | 9.2351 | 54.4345 | 8.9286 | 11.2432 | 15.9888 | 13.3204
2018-06-19 10:00 | 60.0245 | 27.409 | 10.4852 | 55.2988 | 9.9451 | 11.4875 | 18.5427 | 14.8394
2018-06-19 11:00 | 66.6056 | 31.7287 | 12.5434 | 56.5103 | 11.6107 | 12.9328 | 22.0257 | 16.6345
2018-06-19 12:00 | 72.0011 | 35.5899 | 14.9551 | 57.0076 | 13.8516 | 15.0965 | 25.1081 | 18.2247
2018-06-19 13:00 | 75.3447 | 38.6905 | 17.1705 | 55.9163 | 16.0213 | 17.3315 | 27.7153 | 19.5384
2018-06-19 14:00 | 76.9157 | 40.7932 | 18.8443 | 53.9335 | 17.6824 | 19.3075 | 29.3309 | 20.4391
2018-06-19 15:00 | 77.6812 | 42.3037 | 20.1609 | 52.3266 | 18.9367 | 21.1057 | 30.3217 | 20.9937
2018-06-19 16:00 | 77.5349 | 42.6774 | 21.092 | 50.4338 | 19.7831 | 22.3029 | 30.758 | 21.3144
2018-06-19 17:00 | 76.9866 | 41.9961 | 21.6376 | 50.1963 | 20.4446 | 22.914 | 30.9803 | 21.5343
2018-06-19 18:00 | 75.4001 | 40.583 | 21.9033 | 52.0072 | 21.188 | 23.7734 | 31.3621 | 21.7633
2018-06-19 19:00 | 72.386 | 38.5122 | 21.6041 | 54.2237 | 21.4421 | 24.4709 | 31.3412 | 21.7194
2018-06-19 20:00 | 68.3677 | 36.1202 | 20.5374 | 55.5852 | 20.8598 | 24.2652 | 30.1444 | 21.1478
2018-06-19 21:00 | 63.6457 | 32.9767 | 18.5675 | 55.5852 | 19.2892 | 22.738 | 27.7499 | 19.7743
2018-06-19 22:00 | 57.4683 | 29.4105 | 16.0469 | 54.1082 | 17.2939 | 19.9936 | 24.7879 | 17.5145
2018-06-19 23:00 | 53.5072 | 27.4414 | 14.3811 | 54.6852 | 18.1123 | 17.9807 | 22.2358 | 14.5734
2018-06-20 | 50.5516 | 25.698 | 12.8678 | 56.9835 | 17.2487 | 16.2329 | 19.0025 | 10.6165
2018-06-20 01:00 | 48.2354 | 24.5104 | 11.8895 | 60.15 | 16.3906 | 15.2675 | 15.523 | 7.5187
2018-06-20 02:00 | 47.2645 | 24.0145 | 11.1866 | 61.8265 | 15.532 | 14.5725 | 12.2385 | 5.7148
2018-06-20 03:00 | 44.2518 | 22.6834 | 9.9178 | 62.4985 | 14.7588 | 13.9282 | 10.7396 | 7.6157
2018-06-20 04:00 | 43.9893 | 22.2763 | 9.6089 | 63.1401 | 14.0875 | 13.3836 | 9.8284 | 8.7239
2018-06-20 05:00 | 43.4253 | 21.711 | 9.3702 | 62.7375 | 13.5295 | 12.9731 | 10.3691 | 9.4067
2018-06-20 06:00 | 43.4792 | 21.5424 | 9.3235 | 61.5469 | 13.2567 | 12.8459 | 11.676 | 10.3402
2018-06-20 07:00 | 43.7291 | 21.4792 | 9.2578 | 60.7788 | 13.111 | 12.6247 | 13.2147 | 11.672
2018-06-20 08:00 | 40.8296 | 19.5404 | 8.5401 | 57.8072 | 11.0515 | 10.4347 | 14.2222 | 12.4366
2018-06-20 09:00 | 42.748 | 20.7437 | 8.0932 | 56.14 | 9.519 | 11.5061 | 16.3089 | 13.5477
2018-06-20 10:00 | 45.6689 | 22.5063 | 9.0349 | 56.9474 | 10.6194 | 12.5744 | 19.1075 | 15.2744
2018-06-20 11:00 | 48.5467 | 24.3172 | 10.4766 | 57.8727 | 12.167 | 14.6324 | 22.5526 | 17.1262
2018-06-20 12:00 | 51.3042 | 26.242 | 12.04 | 58.5891 | 14.1692 | 17.0228 | 25.6857 | 18.7121
2018-06-20 13:00 | 53.6977 | 28.1894 | 13.5426 | 57.9838 | 16.551 | 19.5908 | 28.5578 | 20.1312
2018-06-20 14:00 | 55.1353 | 29.8051 | 14.8916 | 56.9536 | 18.7868 | 21.9252 | 30.6509 | 21.1285
2018-06-20 15:00 | 56.3801 | 31.6067 | 16.384 | 56.3136 | 20.5509 | 24.3752 | 32.0149 | 21.7807
2018-06-20 16:00 | 57.1234 | 32.922 | 17.4424 | 55.0113 | 21.7544 | 25.8789 | 32.5911 | 22.1883
2018-06-20 17:00 | 59.3219 | 34.3335 | 18.9625 | 55.6022 | 22.9781 | 27.6931 | 33.11 | 22.5681
2018-06-20 18:00 | 60.9126 | 34.7631 | 20.1908 | 57.1754 | 23.4933 | 29.0686 | 33.1695 | 22.6411
2018-06-20 19:00 | 60.3653 | 33.8991 | 19.8965 | 58.1909 | 23.2839 | 29.1844 | 32.595 | 22.357
2018-06-20 20:00 | 58.6786 | 32.5396 | 18.9353 | 58.9783 | 22.4481 | 28.4003 | 31.1579 | 21.6722
2018-06-20 21:00 | 56.0693 | 30.4601 | 17.2544 | 58.7977 | 20.7394 | 26.5282 | 28.7793 | 20.3178
2018-06-20 22:00 | 51.3037 | 27.2768 | 14.4302 | 56.7096 | 18.4109 | 22.6126 | 25.7264 | 17.9975
2018-06-20 23:00 | 48.6269 | 25.654 | 13.068 | 56.6202 | 18.8474 | 19.9985 | 23.0036 | 14.93
2018-06-21 | 47.6491 | 24.7278 | 12.0578 | 58.6166 | 17.8352 | 18.1354 | 19.6605 | 10.9255
2018-06-21 01:00 | 46.0749 | 23.8067 | 11.2577 | 61.3102 | 16.9004 | 16.6497 | 16.1001 | 7.807
2018-06-21 02:00 | 43.7648 | 22.6384 | 10.738 | 63.0262 | 15.9736 | 15.6478 | 12.5817 | 5.9778
2018-06-21 03:00 | 47.5876 | 24.0988 | 11.1375 | 63.8102 | 15.1021 | 14.8109 | 11.0399 | 7.7118
2018-06-21 04:00 | 47.0433 | 23.8149 | 10.7509 | 64.4852 | 14.4297 | 14.2169 | 10.1716 | 8.8366
2018-06-21 05:00 | 47.1346 | 23.6574 | 10.5488 | 64.2824 | 13.9545 | 13.9291 | 10.8935 | 9.5881
2018-06-21 06:00 | 48.0354 | 23.6842 | 10.4289 | 62.9918 | 13.6469 | 13.6082 | 12.1893 | 10.5178
2018-06-21 07:00 | 49.6985 | 23.8677 | 10.3531 | 62.0424 | 13.4724 | 13.1799 | 13.6503 | 11.8379
2018-06-21 08:00 | 49.9112 | 22.3666 | 9.8323 | 59.1208 | 11.2832 | 10.6658 | 14.325 | 12.5966
2018-06-21 09:00 | 54.8512 | 24.9383 | 9.8503 | 57.6788 | 9.7066 | 11.9322 | 16.5399 | 13.6904
2018-06-21 10:00 | 60.7305 | 28.3572 | 11.2819 | 57.9036 | 10.7059 | 13.0756 | 19.3173 | 15.3682
2018-06-21 11:00 | 68.0978 | 32.6053 | 13.3683 | 58.5285 | 12.1857 | 15.0125 | 22.6695 | 17.1244
2018-06-21 12:00 | 74.5479 | 36.9545 | 16.0467 | 59.6154 | 14.4152 | 17.8069 | 26.1446 | 18.8446
2018-06-21 13:00 | 79.0571 | 40.8441 | 18.7358 | 60.3792 | 17.041 | 20.8932 | 29.2224 | 20.4144
2018-06-21 14:00 | 80.935 | 43.4753 | 20.9083 | 59.7937 | 19.483 | 23.6516 | 31.3084 | 21.4441
2018-06-21 15:00 | 81.6931 | 45.1452 | 22.5571 | 58.264 | 21.2531 | 25.9621 | 32.4596 | 21.9913
2018-06-21 16:00 | 83.0201 | 46.6476 | 24.2838 | 58.4933 | 22.6922 | 28.1984 | 33.349 | 22.4964
2018-06-21 17:00 | 83.5371 | 46.5332 | 25.7092 | 58.6229 | 23.764 | 30.1441 | 33.6081 | 22.8111
2018-06-21 18:00 | 81.3101 | 44.4196 | 25.9343 | 59.0713 | 24.1377 | 30.9256 | 33.4117 | 22.8097
2018-06-21 19:00 | 77.2822 | 41.644 | 25.054 | 59.5708 | 24.0416 | 30.7953 | 32.901 | 22.5481
2018-06-21 20:00 | 72.2219 | 38.7298 | 23.2687 | 60.0866 | 23.2682 | 29.6938 | 31.4717 | 21.889
2018-06-21 21:00 | 67.78 | 35.8118 | 21.3884 | 60.0374 | 21.4575 | 28.1452 | 29.1726 | 20.557
2018-06-21 22:00 | 60.7513 | 31.6065 | 18.2333 | 57.7661 | 18.9413 | 24.4514 | 25.9609 | 18.1866
2018-06-21 23:00 | 55.2273 | 28.8282 | 15.8809 | 57.1319 | 19.312 | 21.541 | 23.1446 | 15.1208
2018-06-22 | 52.2243 | 27.0789 | 14.0652 | 59.5081 | 18.2357 | 18.661 | 19.8071 | 11.0815
2018-06-22 01:00 | 50.1962 | 25.9263 | 12.7632 | 62.3872 | 17.2363 | 16.7621 | 16.2508 | 7.9297
2018-06-22 02:00 | 49.1902 | 25.2599 | 11.9263 | 63.9845 | 16.3155 | 15.9533 | 12.6655 | 6.0595
2018-06-22 03:00 | 48.1324 | 24.6895 | 11.2742 | 63.9285 | 15.4276 | 15.037 | 11.0819 | 7.7928
2018-06-22 04:00 | 47.414 | 24.3449 | 10.9596 | 64.6196 | 14.7786 | 14.6743 | 10.2746 | 8.9579
2018-06-22 05:00 | 47.4111 | 24.0882 | 10.6101 | 64.1759 | 14.2323 | 14.0797 | 10.9947 | 9.6809
2018-06-22 06:00 | 48.5847 | 24.1202 | 10.3819 | 62.6804 | 13.9102 | 13.6404 | 12.2514 | 10.6027
2018-06-22 07:00 | 50.5499 | 24.3359 | 10.2835 | 61.6149 | 13.6786 | 13.1468 | 13.7192 | 11.9181
2018-06-22 08:00 | 51.3061 | 22.9969 | 9.8492 | 59.1022 | 11.4427 | 10.5886 | 14.477 | 12.742
2018-06-22 09:00 | 55.9738 | 25.5505 | 9.8743 | 57.2786 | 10.0338 | 11.7802 | 16.7285 | 13.8034
2018-06-22 10:00 | 62.9834 | 29.5518 | 11.5962 | 58.4358 | 11.1669 | 13.2845 | 19.5499 | 15.607
2018-06-22 11:00 | 70.9278 | 34.5292 | 14.1753 | 60.617 | 12.9457 | 15.7523 | 23.1145 | 17.6036
2018-06-22 12:00 | 77.6136 | 39.4609 | 17.2212 | 63.3286 | 15.5679 | 18.9703 | 27.1296 | 19.4407
2018-06-22 13:00 | 81.7834 | 43.3208 | 19.9808 | 63.7388 | 18.2367 | 21.989 | 30.0783 | 20.9016
2018-06-22 14:00 | 84.1392 | 46.2411 | 22.2896 | 63.6452 | 20.7092 | 24.8417 | 32.1489 | 21.9503
2018-06-22 15:00 | 85.9849 | 48.6802 | 24.1726 | 62.9515 | 22.6849 | 27.2432 | 33.4735 | 22.5857
2018-06-22 16:00 | 86.8756 | 50.0194 | 25.6989 | 62.776 | 24.3101 | 29.1983 | 34.2087 | 23.0487
2018-06-22 17:00 | 87.0779 | 49.9413 | 26.7232 | 63.1507 | 25.6736 | 30.6866 | 34.5688 | 23.3855
2018-06-22 18:00 | 85.0672 | 48.306 | 26.9504 | 64.1525 | 26.6006 | 31.4938 | 34.6841 | 23.5072
2018-06-22 19:00 | 82.1338 | 46.0203 | 27.1229 | 65.9982 | 26.6938 | 32.9041 | 34.4958 | 23.3221
2018-06-22 20:00 | 78.3528 | 43.3167 | 26.3101 | 66.8127 | 25.7315 | 33.0514 | 33.0299 | 22.6588
2018-06-22 21:00 | 71.7059 | 39.0358 | 23.6293 | 64.5775 | 23.5052 | 30.4707 | 30.1591 | 21.192
2018-06-22 22:00 | 62.9745 | 34.042 | 19.6205 | 60.5305 | 20.5268 | 25.6062 | 26.7755 | 18.7676
2018-06-22 23:00 | 57.1708 | 30.8808 | 17.1207 | 59.3295 | 20.5541 | 22.535 | 23.9225 | 15.673
2018-06-23 | 53.739 | 28.637 | 15.2926 | 60.8603 | 19.3096 | 20.1984 | 20.502 | 11.5638
2018-06-23 01:00 | 51.0665 | 27.0516 | 13.6304 | 62.8813 | 18.1223 | 17.8935 | 16.7973 | 8.31
2018-06-23 02:00 | 49.8682 | 26.3197 | 12.5973 | 64.1805 | 17.0053 | 16.5546 | 12.9489 | 6.3576
2018-06-23 03:00 | 46.2398 | 24.4295 | 10.9321 | 63.6753 | 15.9991 | 15.4789 | 8.3707 | 4.5933
2018-06-23 04:00 | 45.903 | 23.9165 | 10.3609 | 64.0889 | 15.1674 | 14.622 | 7.8997 | 4.254
2018-06-23 05:00 | 45.7426 | 23.6598 | 10.0358 | 63.7908 | 14.5693 | 14.0004 | 8.0543 | 4.4191
2018-06-23 06:00 | 45.8451 | 23.5448 | 9.8427 | 62.2961 | 14.2265 | 13.6407 | 8.627 | 5.0334
2018-06-23 07:00 | 45.948 | 23.4402 | 9.6925 | 61.5315 | 14.0411 | 13.405 | 9.6548 | 5.9056
2018-06-23 08:00 | 44.0957 | 21.2497 | 8.9894 | 59.2254 | 11.7423 | 10.7919 | 10.1774 | 6.4465
2018-06-23 09:00 | 44.7097 | 22.5564 | 8.6805 | 58.0729 | 10.4772 | 12.215 | 12.4964 | 7.3233
2018-06-23 10:00 | 47.7483 | 24.5493 | 9.9243 | 60.9981 | 11.8028 | 13.8199 | 15.1249 | 9.2927
2018-06-23 11:00 | 51.8556 | 26.9745 | 11.7258 | 63.882 | 13.6536 | 16.009 | 18.4584 | 11.6935
2018-06-23 12:00 | 55.5779 | 29.5449 | 13.6912 | 65.4761 | 15.974 | 18.4443 | 22.5853 | 14.251
2018-06-23 13:00 | 57.654 | 31.4383 | 15.4241 | 65.288 | 18.3791 | 20.8111 | 25.9872 | 16.789
2018-06-23 14:00 | 58.8348 | 33.0391 | 17.0165 | 64.3738 | 20.3619 | 23.0322 | 29.0222 | 19.1862
2018-06-23 15:00 | 60.1024 | 34.4746 | 18.5396 | 63.6979 | 21.7864 | 25.1585 | 31.3018 | 20.8821
2018-06-23 16:00 | 59.9834 | 34.9746 | 19.3163 | 61.1666 | 22.5186 | 25.8168 | 32.2311 | 21.6844
2018-06-23 17:00 | 60.1922 | 35.3536 | 20.1776 | 59.4149 | 23.0178 | 27.0528 | 32.0363 | 22.0396
2018-06-23 18:00 | 61.4221 | 35.6354 | 20.5103 | 59.9693 | 23.0686 | 27.8286 | 31.389 | 21.9857
2018-06-23 19:00 | 61.3768 | 35.3228 | 20.0685 | 60.9879 | 23.0047 | 27.8296 | 30.7646 | 21.8748
2018-06-23 20:00 | 59.3506 | 33.9643 | 18.949 | 60.799 | 22.3821 | 27.078 | 29.4812 | 21.4892
2018-06-23 21:00 | 55.4061 | 31.4613 | 16.9535 | 59.1336 | 20.7518 | 24.8788 | 26.9945 | 20.3143
2018-06-23 22:00 | 50.8246 | 28.5972 | 14.508 | 57.2441 | 18.562 | 21.6331 | 23.4712 | 18.4277
2018-06-23 23:00 | 48.8188 | 27.0268 | 13.1355 | 56.6603 | 19.0878 | 19.3848 | 19.7848 | 15.9074
2018-06-24 | 47.8805 | 25.8635 | 11.9641 | 58.6821 | 18.0233 | 17.1999 | 15.5918 | 12.2833
2018-06-24 01:00 | 46.9672 | 24.9438 | 11.2988 | 61.5563 | 17.1282 | 16.1363 | 11.9758 | 8.8319
2018-06-24 02:00 | 44.9709 | 23.7451 | 10.8535 | 63.1399 | 16.252 | 15.3777 | 9.2139 | 6.1503
2018-06-24 03:00 | 46.084 | 24.1418 | 10.4011 | 63.0113 | 15.4127 | 14.5593 | 7.9024 | 4.4328
2018-06-24 04:00 | 45.6072 | 23.6915 | 9.9503 | 63.053 | 14.7145 | 13.8059 | 7.56 | 4.1372
2018-06-24 05:00 | 45.3064 | 23.3196 | 9.573 | 62.5663 | 14.1885 | 13.15 | 7.6984 | 4.303
2018-06-24 06:00 | 45.2872 | 23.2276 | 9.4007 | 61.3621 | 13.9025 | 12.8885 | 8.2727 | 4.9099
2018-06-24 07:00 | 45.2982 | 23.0454 | 9.2693 | 60.6274 | 13.7569 | 12.6967 | 9.2889 | 5.7562
2018-06-24 08:00 | 44.2601 | 22.2653 | 8.6765 | 58.4343 | 12.233 | 11.8341 | 10.4626 | 6.1809
2018-06-24 09:00 | 43.4548 | 21.7674 | 8.0968 | 56.9072 | 10.0852 | 11.2848 | 12.0731 | 7.0454
2018-06-24 10:00 | 44.6774 | 21.8752 | 9.0966 | 59.1447 | 10.5162 | 11.5878 | 14.2566 | 9.017
2018-06-24 11:00 | 48.8851 | 25.0408 | 10.5911 | 61.6427 | 12.7646 | 14.606 | 18.0683 | 11.2803
2018-06-24 12:00 | 51.8237 | 27.0902 | 12.2106 | 63.2231 | 15.0382 | 16.5295 | 21.894 | 13.7334
2018-06-24 13:00 | 53.6083 | 28.8509 | 13.6215 | 63.2921 | 17.4605 | 18.3519 | 25.5004 | 16.2748
2018-06-24 14:00 | 54.541 | 30.1955 | 14.8615 | 61.8217 | 19.5667 | 20.3235 | 28.6264 | 18.7032
2018-06-24 15:00 | 55.2491 | 31.2413 | 16.0181 | 59.5589 | 20.7419 | 22.0571 | 30.7864 | 20.3703
2018-06-24 16:00 | 56.6008 | 32.2626 | 17.4794 | 58.3701 | 21.491 | 24.1938 | 31.8774 | 21.3432
2018-06-24 17:00 | 57.7897 | 33.0511 | 18.6439 | 58.1847 | 22.0893 | 26.0975 | 31.8937 | 21.8411
2018-06-24 18:00 | 58.2561 | 33.2667 | 18.9224 | 58.1 | 22.1456 | 26.6513 | 31.319 | 21.8198
2018-06-24 19:00 | 57.8389 | 32.5827 | 18.5476 | 58.2739 | 21.8459 | 26.5665 | 30.5495 | 21.6092
2018-06-24 20:00 | 55.9582 | 30.909 | 17.1538 | 58.079 | 21.0596 | 25.2111 | 29.1156 | 21.1346
2018-06-24 21:00 | 52.6231 | 28.4899 | 15.0115 | 57.1105 | 19.489 | 22.5384 | 26.5972 | 19.9635
2018-06-24 22:00 | 48.6397 | 25.8428 | 12.8124 | 55.5949 | 17.4789 | 19.5869 | 22.9264 | 17.9989
2018-06-24 23:00 | 47.2992 | 24.9819 | 11.8839 | 55.3608 | 18.3237 | 17.7089 | 19.2266 | 15.4691
2018-06-25 | 46.7005 | 24.2346 | 11.074 | 57.2652 | 17.5097 | 16.2678 | 15.1726 | 11.9415
2018-06-25 01:00 | 45.7228 | 23.4495 | 10.5495 | 59.9517 | 16.6494 | 15.4084 | 11.5926 | 8.4985
2018-06-25 02:00 | 43.744 | 22.2414 | 10.1369 | 61.4689 | 15.6846 | 14.494 | 8.8569 | 5.8036
2018-06-25 03:00 | 48.261 | 24.3802 | 10.6435 | 62.1252 | 14.8622 | 13.818 | 10.5536 | 7.5645
2018-06-25 04:00 | 48.1151 | 24.1817 | 10.3392 | 63.0893 | 14.2652 | 13.4024 | 9.848 | 8.7371
2018-06-25 05:00 | 48.1773 | 24.0574 | 10.1475 | 62.8322 | 13.8059 | 13.1143 | 10.636 | 9.4971
2018-06-25 06:00 | 49.0002 | 24.0471 | 10.0395 | 61.3233 | 13.5357 | 12.8821 | 11.9611 | 10.4476
2018-06-25 07:00 | 50.8408 | 24.2577 | 9.9962 | 60.2809 | 13.3798 | 12.5279 | 13.4512 | 11.78
2018-06-25 08:00 | 52.1986 | 23.1766 | 9.7116 | 58.0212 | 11.4754 | 10.5325 | 14.4295 | 12.6062
2018-06-25 09:00 | 56.6083 | 25.7828 | 9.7489 | 56.1927 | 9.6629 | 11.4864 | 16.6579 | 13.7103
2018-06-25 10:00 | 62.7464 | 29.4728 | 11.4305 | 57.5836 | 10.8217 | 13.0299 | 19.4437 | 15.4783
2018-06-25 11:00 | 69.6302 | 33.9094 | 13.7981 | 59.7526 | 12.6929 | 15.1887 | 22.8405 | 17.3144
2018-06-25 12:00 | 75.295 | 38.0047 | 16.359 | 61.5709 | 14.9897 | 17.6237 | 26.3515 | 18.9088
2018-06-25 13:00 | 79.2666 | 41.427 | 18.8646 | 62.1352 | 17.2982 | 20.3068 | 29.1294 | 20.2897
2018-06-25 14:00 | 81.1203 | 43.6159 | 20.9434 | 60.6353 | 19.0476 | 22.7427 | 30.7934 | 21.1409
2018-06-25 15:00 | 81.9008 | 44.8375 | 22.4631 | 58.7242 | 20.2145 | 24.8316 | 31.63 | 21.5621
2018-06-25 16:00 | 82.5346 | 45.4556 | 23.7698 | 57.6538 | 21.0708 | 26.5902 | 32.1338 | 21.8985
2018-06-25 17:00 | 82.2184 | 44.8454 | 24.5074 | 57.2777 | 21.7482 | 27.6619 | 32.343 | 22.1394
2018-06-25 18:00 | 79.4284 | 42.5084 | 24.3921 | 57.0341 | 22.037 | 27.9186 | 32.1868 | 22.1404
2018-06-25 19:00 | 74.8163 | 39.563 | 23.2434 | 57.1318 | 21.9182 | 27.3219 | 31.6284 | 21.8604
2018-06-25 20:00 | 69.3715 | 36.6839 | 21.3217 | 57.3793 | 21.4903 | 25.9966 | 30.1963 | 21.2242
2018-06-25 21:00 | 64.1601 | 33.6235 | 19.0232 | 56.996 | 20.1229 | 24.0092 | 27.8932 | 19.9094
2018-06-25 22:00 | 57.881 | 30.0251 | 16.3313 | 55.5136 | 18.0841 | 21.244 | 25.0081 | 17.6855
2018-06-25 23:00 | 53.5188 | 27.7925 | 14.6406 | 55.3017 | 18.7384 | 19.0894 | 22.4003 | 14.7317
2018-06-26 | 50.6101 | 26.0059 | 13.1031 | 57.2766 | 17.7458 | 16.8837 | 19.0352 | 10.7082
2018-06-26 01:00 | 48.6422 | 24.8028 | 11.9972 | 59.8963 | 16.768 | 15.4931 | 15.5636 | 7.5779
2018-06-26 02:00 | 47.7406 | 24.2757 | 11.2697 | 61.6772 | 15.8491 | 14.7328 | 12.256 | 5.7792
2018-06-26 03:00 | 47.0696 | 23.8734 | 10.7337 | 61.9434 | 15.0216 | 14.0562 | 10.7602 | 7.6442
2018-06-26 04:00 | 46.839 | 23.6581 | 10.3996 | 62.6458 | 14.3495 | 13.5761 | 9.9585 | 8.781
2018-06-26 05:00 | 46.9465 | 23.5143 | 10.1744 | 62.3669 | 13.8617 | 13.1751 | 10.7258 | 9.5363
2018-06-26 06:00 | 48.0241 | 23.6473 | 10.0944 | 61.1421 | 13.5923 | 12.9788 | 12.0663 | 10.4928
2018-06-26 07:00 | 49.9348 | 24.005 | 10.1671 | 60.6377 | 13.4854 | 12.8508 | 13.676 | 11.8872
2018-06-26 08:00 | 51.283 | 23.016 | 9.9198 | 58.3412 | 11.5706 | 10.6099 | 14.638 | 12.8195
2018-06-26 09:00 | 55.8976 | 25.6837 | 9.938 | 56.8506 | 9.8566 | 11.7786 | 16.9362 | 13.8931
2018-06-26 10:00 | 62.3307 | 29.2155 | 11.4836 | 57.9297 | 10.9253 | 13.1105 | 19.5425 | 15.5519
2018-06-26 11:00 | 69.8191 | 33.7264 | 13.8833 | 59.4854 | 12.5923 | 15.2851 | 22.9384 | 17.3703
2018-06-26 12:00 | 75.754 | 38.0128 | 16.6943 | 61.2509 | 15.1102 | 17.9447 | 26.5297 | 19.0333
2018-06-26 13:00 | 79.1067 | 41.4302 | 19.197 | 60.9769 | 17.733 | 20.5639 | 29.4719 | 20.4324
2018-06-26 14:00 | 80.361 | 43.5181 | 21.1755 | 59.4808 | 19.7379 | 23.1549 | 31.1517 | 21.3591
2018-06-26 15:00 | 81.0631 | 44.9355 | 22.6862 | 57.6531 | 21.0765 | 25.2449 | 32.0273 | 21.8547
2018-06-26 16:00 | 81.4473 | 45.7306 | 23.8919 | 56.4411 | 22.0728 | 26.6601 | 32.5607 | 22.215
2018-06-26 17:00 | 81.2613 | 45.2145 | 24.7167 | 56.0705 | 22.8636 | 27.816 | 32.7456 | 22.4608
2018-06-26 18:00 | 79.3032 | 43.4123 | 24.9758 | 57.1037 | 23.4008 | 28.6905 | 32.8049 | 22.5492
2018-06-26 19:00 | 75.4252 | 40.8079 | 24.4371 | 58.17 | 23.388 | 29.2884 | 32.4465 | 22.3371
2018-06-26 20:00 | 70.204 | 37.6993 | 22.4953 | 58.3487 | 22.5308 | 27.9159 | 30.9757 | 21.6222
2018-06-26 21:00 | 64.8553 | 34.3605 | 19.9251 | 57.7088 | 20.8608 | 25.5436 | 28.5619 | 20.2024
2018-06-26 22:00 | 58.3127 | 30.4778 | 16.9182 | 55.7513 | 18.6308 | 22.1749 | 25.4767 | 17.9017
2018-06-26 23:00 | 53.9441 | 28.1119 | 15.1834 | 55.9853 | 19.1484 | 19.9582 | 22.8333 | 14.9314
2018-06-27 | 51.1789 | 26.2635 | 13.5386 | 58.2285 | 18.1097 | 17.6088 | 19.4436 | 10.9019
2018-06-27 01:00 | 49.0395 | 24.9508 | 12.2726 | 60.7065 | 17.056 | 15.9206 | 15.8694 | 7.7293
2018-06-27 02:00 | 47.8662 | 24.2529 | 11.4956 | 62.2274 | 16.115 | 15.1924 | 12.42 | 5.9087
2018-06-27 03:00 | 44.5474 | 22.8021 | 10.1161 | 62.3703 | 15.249 | 14.5038 | 10.8767 | 7.7028
2018-06-27 04:00 | 44.5046 | 22.6887 | 9.8146 | 63.1525 | 14.5777 | 14.0001 | 10.0592 | 8.8466
2018-06-27 05:00 | 44.128 | 22.4193 | 9.5666 | 62.8329 | 14.0495 | 13.5005 | 10.7916 | 9.5785
2018-06-27 06:00 | 44.4772 | 22.3489 | 9.4124 | 61.5396 | 13.7216 | 13.147 | 12.1034 | 10.5123
2018-06-27 07:00 | 45.2376 | 22.5025 | 9.3551 | 60.8575 | 13.6022 | 12.9526 | 13.7306 | 11.9058
2018-06-27 08:00 | 43.7386 | 20.7755 | 8.8693 | 58.6907 | 11.7414 | 11.1422 | 14.6642 | 12.8868
2018-06-27 09:00 | 44.3817 | 21.7708 | 8.4667 | 57.0931 | 10.0209 | 12.0582 | 16.966 | 13.963
2018-06-27 10:00 | 47.1068 | 23.4006 | 9.5873 | 58.0451 | 11.2315 | 13.5681 | 19.6588 | 15.6798
2018-06-27 11:00 | 50.1413 | 25.2272 | 11.1823 | 59.5747 | 12.8812 | 15.8963 | 22.9649 | 17.4572
2018-06-27 12:00 | 53.318 | 27.6511 | 13.1019 | 61.1953 | 15.1136 | 18.7019 | 26.3807 | 19.0916
2018-06-27 13:00 | 55.9041 | 29.9346 | 14.9927 | 61.5119 | 17.5965 | 21.5486 | 29.4634 | 20.5141
2018-06-27 14:00 | 56.6243 | 31.0066 | 16.1565 | 59.4413 | 19.4572 | 23.7552 | 31.1115 | 21.3358
2018-06-27 15:00 | 56.655 | 31.8078 | 17.1597 | 56.9973 | 20.6235 | 25.6072 | 31.812 | 21.7047
2018-06-27 16:00 | 57.255 | 32.57 | 18.2431 | 55.1144 | 21.219 | 27.056 | 32.0971 | 21.9329
2018-06-27 17:00 | 58.2512 | 32.912 | 19.0911 | 53.493 | 21.6254 | 28.0718 | 31.9633 | 22.0212
2018-06-27 18:00 | 58.5687 | 32.8268 | 19.1652 | 53.6337 | 21.8308 | 27.6983 | 31.7147 | 21.9849
2018-06-27 19:00 | 57.8298 | 32.152 | 18.7141 | 54.5501 | 21.8416 | 27.4648 | 31.3576 | 21.7753
2018-06-27 20:00 | 55.6155 | 30.6546 | 17.4415 | 55.1903 | 21.2239 | 26.4987 | 30.0336 | 21.1076
2018-06-27 21:00 | 52.6615 | 28.6334 | 15.5963 | 55.0078 | 19.7651 | 24.3358 | 27.7999 | 19.7725
2018-06-27 22:00 | 48.8214 | 26.0095 | 13.2649 | 53.9045 | 17.5644 | 20.8554 | 24.8008 | 17.4682
2018-06-27 23:00 | 47.1885 | 24.9864 | 12.2053 | 54.6347 | 18.4231 | 18.6042 | 22.2116 | 14.5077
2018-06-28 | 46.4233 | 24.087 | 11.2676 | 56.9759 | 17.5259 | 16.7218 | 18.8977 | 10.5464
2018-06-28 01:00 | 45.123 | 23.1905 | 10.6449 | 59.716 | 16.6085 | 15.5424 | 15.4113 | 7.4546
2018-06-28 02:00 | 42.9926 | 21.9737 | 10.2434 | 61.3446 | 15.7336 | 14.9152 | 12.1679 | 5.6587
2018-06-28 03:00 | 46.9327 | 23.5209 | 10.6488 | 61.6376 | 14.958 | 14.1869 | 10.6803 | 7.5827
2018-06-28 04:00 | 46.6917 | 23.358 | 10.3251 | 62.3611 | 14.3167 | 13.6924 | 9.8725 | 8.734
2018-06-28 05:00 | 46.9411 | 23.2787 | 10.0382 | 62.2024 | 13.8331 | 13.1368 | 10.6073 | 9.4822
2018-06-28 06:00 | 47.9981 | 23.3972 | 9.9467 | 60.8811 | 13.5583 | 12.8585 | 11.9054 | 10.4118
2018-06-28 07:00 | 49.8612 | 23.7713 | 10.0407 | 60.2832 | 13.422 | 12.7457 | 13.4558 | 11.7676
2018-06-28 08:00 | 51.1885 | 22.8017 | 9.8163 | 58.0509 | 11.7636 | 11.1487 | 14.4927 | 12.7214
2018-06-28 09:00 | 55.4133 | 25.0544 | 9.6504 | 56.0465 | 9.7303 | 11.6052 | 16.596 | 13.6966
2018-06-28 10:00 | 61.6712 | 28.7106 | 11.2786 | 57.661 | 10.8499 | 12.9513 | 19.3721 | 15.3839
2018-06-28 11:00 | 68.6566 | 33.0601 | 13.5623 | 59.5626 | 12.5631 | 14.9984 | 22.7099 | 17.1034
2018-06-28 12:00 | 74.2177 | 37.1096 | 16.1471 | 60.7035 | 14.8007 | 17.569 | 25.9767 | 18.6951
2018-06-28 13:00 | 77.5383 | 40.2967 | 18.6547 | 59.805 | 17.0703 | 20.5592 | 28.5816 | 20.0353
2018-06-28 14:00 | 78.7176 | 42.1054 | 20.5022 | 57.7423 | 18.687 | 22.7041 | 30.0829 | 20.8375
2018-06-28 15:00 | 79.0319 | 43.0655 | 21.8114 | 55.0827 | 19.697 | 24.521 | 30.7522 | 21.201
2018-06-28 16:00 | 79.8957 | 43.8692 | 23.3463 | 54.2198 | 20.3804 | 26.4551 | 31.289 | 21.5325
2018-06-28 17:00 | 80.0501 | 43.5493 | 24.2823 | 54.2825 | 20.9046 | 27.7738 | 31.5416 | 21.7641
2018-06-28 18:00 | 77.2684 | 41.1888 | 24.0085 | 54.3171 | 20.9733 | 27.628 | 31.2554 | 21.6788
2018-06-28 19:00 | 72.5758 | 38.1139 | 22.7131 | 54.3128 | 20.6559 | 26.5855 | 30.5491 | 21.3119
2018-06-28 20:00 | 67.2646 | 35.2108 | 20.8374 | 54.6782 | 19.9662 | 25.0462 | 29.1649 | 20.6109
2018-06-28 21:00 | 62.3097 | 32.2452 | 18.5851 | 54.595 | 18.5656 | 22.9869 | 26.9811 | 19.2873
2018-06-28 22:00 | 56.1934 | 28.6773 | 15.3927 | 52.9793 | 16.6311 | 19.2582 | 24.093 | 17.0508
2018-06-28 23:00 | 52.195 | 26.6173 | 13.6797 | 53.3127 | 17.7116 | 17.0971 | 21.5591 | 14.1266
2018-06-29 | 49.7297 | 25.0854 | 12.3839 | 55.9327 | 16.9486 | 15.4519 | 18.4265 | 10.2368
2018-06-29 01:00 | 48.2412 | 24.3372 | 11.5045 | 59.0521 | 16.1808 | 14.4505 | 15.1888 | 7.2489
2018-06-29 02:00 | 47.5265 | 23.9887 | 10.8511 | 61.0065 | 15.3939 | 13.901 | 12.0808 | 5.4748
2018-06-29 03:00 | 46.9064 | 23.6419 | 10.3753 | 61.3474 | 14.6593 | 13.3494 | 10.6197 | 7.5156
2018-06-29 04:00 | 46.7609 | 23.4926 | 10.0783 | 62.2136 | 14.077 | 12.9707 | 9.8525 | 8.6915
2018-06-29 05:00 | 46.8074 | 23.312 | 9.8585 | 62.1007 | 13.6507 | 12.6493 | 10.5731 | 9.4481
2018-06-29 06:00 | 47.5584 | 23.2965 | 9.7601 | 60.7778 | 13.3997 | 12.4657 | 11.8609 | 10.3856
2018-06-29 07:00 | 49.2813 | 23.508 | 9.8067 | 60.0595 | 13.2714 | 12.3367 | 13.3547 | 11.7245
2018-06-29 08:00 | 50.6936 | 22.6348 | 9.5962 | 57.4744 | 11.5596 | 10.534 | 14.3841 | 12.566
2018-06-29 09:00 | 55.09 | 24.9601 | 9.4142 | 55.3039 | 9.5259 | 11.1823 | 16.3977 | 13.5762
2018-06-29 10:00 | 61.5695 | 28.5558 | 10.8078 | 57.1074 | 10.5264 | 11.9615 | 19.0007 | 15.1766
2018-06-29 11:00 | 68.2914 | 32.887 | 13.0527 | 58.671 | 12.0048 | 13.7429 | 22.3011 | 16.9106
2018-06-29 12:00 | 74.0144 | 36.9379 | 15.6079 | 59.3781 | 13.8744 | 16.1114 | 25.1661 | 18.4552
2018-06-29 13:00 | 78.0928 | 40.3366 | 17.9655 | 59.2671 | 15.9486 | 18.438 | 27.8167 | 19.7925
2018-06-29 14:00 | 80.008 | 42.8788 | 19.9724 | 58.385 | 17.9324 | 20.6298 | 29.6601 | 20.7383
2018-06-29 15:00 | 80.9931 | 44.5883 | 21.5602 | 56.7372 | 19.3584 | 22.4095 | 30.7039 | 21.2252
2018-06-29 16:00 | 81.1026 | 45.1646 | 22.7612 | 55.1814 | 20.3523 | 23.7561 | 31.1714 | 21.5331
2018-06-29 17:00 | 79.7373 | 44.1037 | 23.3854 | 53.8134 | 20.9882 | 24.4901 | 31.2468 | 21.7059
2018-06-29 18:00 | 76.6576 | 41.5348 | 23.0839 | 53.8386 | 21.2069 | 24.5277 | 31.0448 | 21.668
2018-06-29 19:00 | 72.3067 | 38.6933 | 22.1065 | 54.32 | 21.0375 | 24.3153 | 30.5547 | 21.4074
2018-06-29 20:00 | 67.5705 | 36.0073 | 20.5867 | 55.0312 | 20.5026 | 23.6169 | 29.3458 | 20.8206
2018-06-29 21:00 | 63.104 | 33.3256 | 18.6182 | 55.5758 | 19.3398 | 22.1172 | 27.3602 | 19.6037
2018-06-29 22:00 | 57.3309 | 29.9817 | 15.9926 | 54.4529 | 17.351 | 19.3907 | 24.5291 | 17.4107
2018-06-29 23:00 | 53.3729 | 27.8742 | 14.3628 | 54.4704 | 18.2487 | 17.6166 | 21.9918 | 14.4568
2018-06-30 | 50.7506 | 26.3391 | 12.9621 | 56.7573 | 17.438 | 15.9306 | 18.8273 | 10.5014
2018-06-30 01:00 | 48.9108 | 25.3511 | 11.9003 | 59.6541 | 16.6024 | 14.7036 | 15.3755 | 7.4443
2018-06-30 02:00 | 47.9292 | 24.7151 | 11.0587 | 61.2147 | 15.7223 | 13.8994 | 12.087 | 5.5839
2018-06-30 03:00 | 44.4774 | 22.9954 | 9.6077 | 60.9807 | 14.9467 | 13.2384 | 7.5917 | 4.2392
2018-06-30 04:00 | 44.6434 | 22.8383 | 9.3375 | 61.8681 | 14.3282 | 12.862 | 7.2761 | 3.9743
2018-06-30 05:00 | 44.4673 | 22.6095 | 9.1645 | 61.6366 | 13.8536 | 12.6035 | 7.4934 | 4.1738
2018-06-30 06:00 | 44.4965 | 22.5274 | 9.0713 | 60.2809 | 13.5956 | 12.4541 | 8.0713 | 4.7895
2018-06-30 07:00 | 44.7904 | 22.5181 | 9.0024 | 59.5648 | 13.4621 | 12.2266 | 9.1165 | 5.6436
2018-06-30 08:00 | 42.8446 | 20.5664 | 8.4723 | 57.2133 | 11.7104 | 10.5238 | 9.9258 | 6.0693
2018-06-30 09:00 | 43.0095 | 21.3091 | 7.8845 | 55.6032 | 9.764 | 10.8617 | 11.8119 | 6.8643
2018-06-30 10:00 | 46.0457 | 23.3669 | 9.0378 | 59.0569 | 10.9799 | 12.072 | 14.5794 | 8.829
2018-06-30 11:00 | 49.7424 | 25.5846 | 10.6768 | 61.9132 | 12.6632 | 13.8053 | 17.989 | 11.1846
2018-06-30 12:00 | 53.3206 | 28.0026 | 12.4804 | 63.5658 | 14.9268 | 15.7361 | 21.8099 | 13.6523
2018-06-30 13:00 | 55.9749 | 30.3378 | 14.2282 | 64.0283 | 17.6036 | 17.8112 | 25.4877 | 16.2687
2018-06-30 14:00 | 57.1414 | 31.9964 | 15.6933 | 63.0791 | 19.7613 | 19.8622 | 28.6604 | 18.7105
2018-06-30 15:00 | 58.4195 | 33.4572 | 16.8113 | 61.8434 | 21.1917 | 21.6529 | 30.9899 | 20.4716
2018-06-30 16:00 | 60.1295 | 35.0577 | 18.1683 | 62.6026 | 22.1965 | 23.5512 | 32.4633 | 21.5877
2018-06-30 17:00 | 61.0189 | 35.9436 | 19.1649 | 62.6228 | 22.9265 | 25.1294 | 32.6996 | 22.1498
2018-06-30 18:00 | 61.5975 | 35.9362 | 19.9027 | 62.4413 | 23.0319 | 26.3592 | 32.1794 | 22.1346
2018-06-30 19:00 | 60.5504 | 34.7675 | 19.6448 | 60.9632 | 22.4996 | 26.6395 | 31.2734 | 21.8876
2018-06-30 20:00 | 57.97 | 32.9816 | 18.2945 | 59.7167 | 21.6647 | 25.6513 | 29.7427 | 21.4294
2018-06-30 21:00 | 54.4778 | 30.7406 | 16.2766 | 58.9236 | 20.1372 | 23.4108 | 27.1335 | 20.2591
2018-06-30 22:00 | 50.5484 | 28.1203 | 13.7993 | 57.3406 | 18.0632 | 20.2851 | 23.4164 | 18.3457
2018-06-30 23:00 | 48.8379 | 26.658 | 12.675 | 56.9826 | 18.8738 | 18.4557 | 19.6668 | 15.827
2018-07-01 | 47.789 | 25.523 | 11.7288 | 58.4398 | 17.9134 | 16.8264 | 15.5311 | 12.2294
2018-07-01 01:00 | 46.4013 | 24.4757 | 11.0841 | 60.7222 | 17.0106 | 15.7908 | 11.913 | 8.7667
2018-07-01 02:00 | 44.2933 | 23.1434 | 10.6417 | 62.254 | 16.1364 | 15.098 | 9.1327 | 6.1025
2018-07-01 03:00 | 45.8016 | 23.7133 | 10.2391 | 62.3883 | 15.3444 | 14.3993 | 7.8739 | 4.4094
2018-07-01 04:00 | 45.6541 | 23.5173 | 9.9076 | 63.1114 | 14.6638 | 13.8095 | 7.5653 | 4.1224
2018-07-01 05:00 | 45.4938 | 23.2205 | 9.6611 | 62.7057 | 14.1515 | 13.4413 | 7.7642 | 4.3067
2018-07-01 06:00 | 45.2897 | 22.9315 | 9.468 | 61.2314 | 13.8258 | 13.1574 | 8.3387 | 4.9171
2018-07-01 07:00 | 44.8494 | 22.5381 | 9.2322 | 60.2107 | 13.6278 | 12.7491 | 9.2271 | 5.7286
2018-07-01 08:00 | 43.978 | 21.9428 | 8.7336 | 58.153 | 12.4049 | 12.0792 | 10.4342 | 6.208
2018-07-01 09:00 | 43.3261 | 21.3973 | 8.0165 | 56.4232 | 9.9151 | 11.2651 | 11.9225 | 7.0045
2018-07-01 10:00 | 44.7874 | 21.5885 | 8.9908 | 58.702 | 10.3974 | 11.5294 | 14.1685 | 8.9777
2018-07-01 11:00 | 48.8251 | 24.8762 | 10.5709 | 61.637 | 13.0582 | 14.6011 | 18.0161 | 11.3095
2018-07-01 12:00 | 51.8375 | 27.2049 | 12.3635 | 63.7398 | 15.8301 | 16.6727 | 22.1328 | 13.8644
2018-07-01 13:00 | 53.7416 | 29.2894 | 14.0571 | 64.1105 | 18.5687 | 19.0602 | 26.0642 | 16.5579
2018-07-01 14:00 | 54.3729 | 30.5522 | 15.1666 | 62.3754 | 20.4634 | 20.9455 | 29.0743 | 18.9476
2018-07-01 15:00 | 55.0119 | 31.5287 | 16.4119 | 60.2331 | 21.691 | 23.1841 | 31.3508 | 20.68
2018-07-01 16:00 | 55.8882 | 32.4109 | 17.5225 | 58.9307 | 22.3768 | 24.7072 | 32.4863 | 21.64
2018-07-01 17:00 | 56.9575 | 33.1643 | 18.3428 | 58.4374 | 22.891 | 25.7412 | 32.5392 | 22.0821
2018-07-01 18:00 | 58.2951 | 33.6721 | 19.1418 | 59.5175 | 23.0846 | 26.9748 | 32.1727 | 22.1155
2018-07-01 19:00 | 58.4393 | 33.2372 | 18.8572 | 60.1665 | 22.7752 | 26.9311 | 31.4267 | 21.9437
2018-07-01 20:00 | 56.9811 | 31.85 | 17.7494 | 60.0704 | 21.9599 | 25.9768 | 30.0721 | 21.4952
2018-07-01 21:00 | 53.6997 | 29.6373 | 15.9804 | 59.2357 | 20.3173 | 23.8355 | 27.5879 | 20.3438
2018-07-01 22:00 | 49.4952 | 26.819 | 13.6244 | 57.2042 | 18.1489 | 20.6154 | 23.7784 | 18.39
2018-07-01 23:00 | 48.0524 | 25.8009 | 12.6079 | 56.6528 | 19.0848 | 18.9084 | 19.9471 | 15.883
2018-07-02 | 47.2918 | 24.9262 | 11.6789 | 58.4761 | 18.1907 | 17.1609 | 15.779 | 12.3003
2018-07-02 01:00 | 46.1004 | 23.9118 | 10.9148 | 60.8208 | 17.1762 | 15.7775 | 11.9708 | 8.7289
2018-07-02 02:00 | 44.0585 | 22.5586 | 10.3888 | 62.0541 | 16.1455 | 14.8402 | 9.1005 | 5.9707
2018-07-02 03:00 | 48.4085 | 24.5304 | 10.8381 | 62.6682 | 15.2743 | 14.1402 | 10.6941 | 7.6602
2018-07-02 04:00 | 48.1712 | 24.2787 | 10.5229 | 63.3558 | 14.6014 | 13.7172 | 9.9697 | 8.822
2018-07-02 05:00 | 48.3881 | 24.2153 | 10.3187 | 63.1512 | 14.1129 | 13.388 | 10.7763 | 9.5861
2018-07-02 06:00 | 49.4754 | 24.3411 | 10.2561 | 61.8139 | 13.8359 | 13.2245 | 12.1464 | 10.5674
2018-07-02 07:00 | 51.3682 | 24.7139 | 10.3129 | 60.9324 | 13.6942 | 13.0771 | 13.7445 | 11.9663
2018-07-02 08:00 | 52.891 | 23.6305 | 10.0778 | 58.7819 | 11.9795 | 11.3255 | 14.6922 | 12.9483
2018-07-02 09:00 | 57.0079 | 26.2418 | 10.05 | 57.0803 | 10.0378 | 11.9749 | 16.9552 | 13.9891
2018-07-02 10:00 | 62.9076 | 29.7304 | 11.6364 | 58.6495 | 11.1543 | 13.2639 | 19.6367 | 15.6696
2018-07-02 11:00 | 69.8507 | 34.0572 | 14.0027 | 60.9543 | 12.9424 | 15.3641 | 23.1563 | 17.5008
2018-07-02 12:00 | 75.6756 | 38.1792 | 16.7478 | 62.2421 | 15.2797 | 17.9364 | 26.8348 | 19.1072
2018-07-02 13:00 | 79.266 | 41.4165 | 19.0852 | 62.1095 | 17.6151 | 20.345 | 29.4582 | 20.4393
2018-07-02 14:00 | 80.82 | 43.6648 | 20.9822 | 60.7509 | 19.5655 | 22.7668 | 31.1083 | 21.3338
2018-07-02 15:00 | 81.6494 | 45.0421 | 22.5044 | 58.8826 | 20.6924 | 24.702 | 31.9727 | 21.7528
2018-07-02 16:00 | 81.9804 | 45.5558 | 23.7781 | 57.2836 | 21.3043 | 26.1794 | 32.32 | 22.0153
2018-07-02 17:00 | 81.8883 | 45.0545 | 24.7378 | 57.0482 | 22.0299 | 27.5946 | 32.567 | 22.2765
2018-07-02 18:00 | 79.046 | 42.7407 | 24.5905 | 57.0884 | 22.4 | 27.8246 | 32.4409 | 22.2838
2018-07-02 19:00 | 74.3869 | 39.8459 | 23.3929 | 57.2168 | 22.2961 | 27.1726 | 31.9218 | 22.0026
2018-07-02 20:00 | 69.1215 | 36.9931 | 21.5442 | 57.6042 | 21.712 | 26.0053 | 30.5701 | 21.3573
2018-07-02 21:00 | 63.8907 | 33.8199 | 19.2912 | 57.2416 | 20.1971 | 24.3125 | 28.3072 | 20.0279
2018-07-02 22:00 | 57.8131 | 30.0739 | 16.481 | 55.7633 | 17.917 | 21.4099 | 25.2657 | 17.7382
2018-07-02 23:00 | 53.8459 | 27.9791 | 14.7881 | 55.9615 | 18.7935 | 19.1769 | 22.5592 | 14.7785
2018-07-03 | 51.3801 | 26.4627 | 13.355 | 58.1316 | 17.9274 | 17.1683 | 19.3283 | 10.822
2018-07-03 01:00 | 49.3602 | 25.3077 | 12.2369 | 60.6586 | 17.0308 | 15.7811 | 15.8348 | 7.7157
2018-07-03 02:00 | 48.3368 | 24.7024 | 11.4431 | 62.1544 | 16.1259 | 14.9898 | 12.4575 | 5.8604
2018-07-03 03:00 | 47.8129 | 24.3607 | 10.8892 | 62.4961 | 15.3195 | 14.338 | 10.9287 | 7.7431
2018-07-03 04:00 | 47.6536 | 24.1638 | 10.4932 | 63.2645 | 14.6484 | 13.7758 | 10.0845 | 8.8711
2018-07-03 05:00 | 47.6787 | 23.9441 | 10.285 | 62.7311 | 14.1499 | 13.4695 | 10.8479 | 9.6313
2018-07-03 06:00 | 48.6168 | 23.9297 | 10.122 | 61.4403 | 13.8524 | 13.076 | 12.1014 | 10.5593
2018-07-03 07:00 | 50.6435 | 24.2646 | 10.0979 | 60.422 | 13.6809 | 12.7697 | 13.5883 | 11.896
2018-07-03 08:00 | 52.1742 | 23.3398 | 9.9291 | 58.4539 | 11.979 | 11.2906 | 14.5944 | 12.8873
2018-07-03 09:00 | 56.2096 | 25.6927 | 9.8765 | 56.4782 | 9.9411 | 11.7101 | 16.8477 | 13.9095
2018-07-03 10:00 | 62.0183 | 29.0911 | 11.3793 | 58.0899 | 10.9016 | 12.843 | 19.4871 | 15.5184
2018-07-03 11:00 | 68.6599 | 33.267 | 13.6079 | 59.9895 | 12.3002 | 14.6473 | 22.768 | 17.2091
2018-07-03 12:00 | 74.378 | 37.3157 | 16.233 | 61.1069 | 14.4156 | 17.1753 | 25.9545 | 18.742
2018-07-03 13:00 | 77.9725 | 40.4736 | 18.7494 | 60.5885 | 16.682 | 19.8733 | 28.5062 | 20.0349
2018-07-03 14:00 | 79.3126 | 42.3699 | 20.5364 | 58.9109 | 18.3776 | 22.0353 | 30.0411 | 20.8531
2018-07-03 15:00 | 80.1148 | 43.8093 | 22.0414 | 56.679 | 19.5333 | 23.9947 | 30.9572 | 21.3105
2018-07-03 16:00 | 80.5883 | 44.4159 | 23.1631 | 55.2851 | 20.3134 | 25.3227 | 31.4399 | 21.6149
2018-07-03 17:00 | 79.5482 | 43.4246 | 23.4427 | 54.1188 | 20.8571 | 25.7426 | 31.4795 | 21.7633
2018-07-03 18:00 | 76.6466 | 41.1753 | 23.1834 | 54.2234 | 21.1452 | 26.0517 | 31.3565 | 21.749
2018-07-03 19:00 | 72.2585 | 38.2766 | 22.2116 | 54.6089 | 20.9317 | 25.8878 | 30.7656 | 21.4446
2018-07-03 20:00 | 67.2334 | 35.4319 | 20.4945 | 55.2687 | 20.2326 | 24.7861 | 29.4119 | 20.773
2018-07-03 21:00 | 62.0669 | 32.3528 | 18.0608 | 55.3351 | 18.7399 | 22.4876 | 27.0808 | 19.3822
2018-07-03 22:00 | 56.1081 | 28.8467 | 15.1976 | 54.1761 | 16.666 | 18.9665 | 24.1301 | 17.0889
2018-07-03 23:00 | 52.7455 | 27.032 | 13.758 | 54.7066 | 17.8666 | 17.1867 | 21.6577 | 14.2179
2018-07-04 | 50.2777 | 25.5222 | 12.4362 | 56.7295 | 17.1609 | 15.5598 | 18.4674 | 10.311
2018-07-04 01:00 | 48.3681 | 24.4872 | 11.5257 | 59.5459 | 16.3766 | 14.5732 | 15.179 | 7.31
2018-07-04 02:00 | 47.3316 | 23.8978 | 10.7718 | 61.1109 | 15.5252 | 13.7615 | 12.0358 | 5.482
2018-07-04 03:00 | 44.1911 | 22.5034 | 9.3891 | 61.3375 | 14.7398 | 12.9991 | 10.4579 | 7.5066
2018-07-04 04:00 | 44.1551 | 22.3813 | 9.1677 | 61.9385 | 14.1447 | 12.6563 | 9.6383 | 8.6396
2018-07-04 05:00 | 43.9027 | 22.1649 | 9.0401 | 61.7052 | 13.6802 | 12.4173 | 10.4144 | 9.3928
2018-07-04 06:00 | 44.0181 | 21.9956 | 8.9401 | 60.4109 | 13.4038 | 12.182 | 11.7179 | 10.3263
2018-07-04 07:00 | 44.5064 | 22.0105 | 8.9315 | 59.5818 | 13.2757 | 12.1117 | 13.3114 | 11.688
2018-07-04 08:00 | 43.2589 | 20.4851 | 8.4881 | 57.6549 | 11.586 | 10.5036 | 14.3807 | 12.5427
2018-07-04 09:00 | 43.7614 | 21.2347 | 7.8553 | 55.6275 | 9.5844 | 10.9616 | 16.431 | 13.5366
2018-07-04 10:00 | 46.3249 | 22.8692 | 8.6983 | 57.4071 | 10.7184 | 11.7383 | 19.1341 | 15.1335
2018-07-04 11:00 | 48.5166 | 24.5855 | 10.1198 | 58.9102 | 12.3707 | 13.4603 | 22.6406 | 16.8624
2018-07-04 12:00 | 50.7977 | 26.4866 | 11.7343 | 59.4623 | 14.377 | 15.74 | 25.8387 | 18.3859
2018-07-04 13:00 | 53.1044 | 28.2858 | 13.2142 | 59.2204 | 16.48 | 18.1727 | 28.5084 | 19.7353
2018-07-04 14:00 | 54.1577 | 29.4922 | 14.2749 | 57.5566 | 18.2658 | 20.2588 | 30.1393 | 20.6347
2018-07-04 15:00 | 54.9519 | 30.7828 | 15.5127 | 56.1863 | 19.6148 | 22.4656 | 31.1371 | 21.1611
2018-07-04 16:00 | 56.0092 | 31.9908 | 16.71 | 55.156 | 20.4199 | 24.081 | 31.7093 | 21.5372
2018-07-04 17:00 | 57.3764 | 32.6774 | 17.5308 | 54.431 | 21.1021 | 24.7874 | 31.7895 | 21.7181
2018-07-04 18:00 | 58.1835 | 32.679 | 17.9963 | 54.9578 | 21.4345 | 25.0264 | 31.6311 | 21.6925
2018-07-04 19:00 | 57.6218 | 31.9112 | 17.7132 | 56.1252 | 21.3102 | 24.9714 | 31.161 | 21.4411
2018-07-04 20:00 | 55.8795 | 30.6533 | 16.679 | 56.9518 | 20.6339 | 24.1245 | 29.8352 | 20.8128
2018-07-04 21:00 | 53.1121 | 28.7859 | 14.946 | 56.9294 | 19.1821 | 22.2673 | 27.6569 | 19.5121
2018-07-04 22:00 | 49.221 | 26.3127 | 12.8866 | 55.5545 | 17.2011 | 19.665 | 24.7953 | 17.3246
2018-07-04 23:00 | 47.2276 | 25.1053 | 11.8819 | 54.988 | 18.2268 | 17.7894 | 22.1054 | 14.3849
2018-07-05 | 46.4406 | 24.2465 | 11.0608 | 57.1618 | 17.4035 | 16.0225 | 18.8822 | 10.4717
2018-07-05 01:00 | 45.2377 | 23.3365 | 10.4541 | 59.837 | 16.548 | 14.8758 | 15.4254 | 7.4189
2018-07-05 02:00 | 42.9676 | 21.9671 | 9.9223 | 61.3139 | 15.6539 | 14.0368 | 12.1137 | 5.5413
2018-07-05 03:00 | 46.6424 | 23.2181 | 10.2307 | 61.1831 | 14.808 | 13.1842 | 10.4636 | 7.4897
2018-07-05 04:00 | 45.7147 | 22.6622 | 9.8305 | 61.3211 | 14.1143 | 12.6779 | 9.476 | 8.5801
2018-07-05 05:00 | 45.0374 | 22.2838 | 9.5948 | 60.739 | 13.5734 | 12.3434 | 10.1614 | 9.2918
2018-07-05 06:00 | 46.0139 | 22.3772 | 9.567 | 59.5348 | 13.2952 | 12.2045 | 11.4793 | 10.2343
2018-07-05 07:00 | 47.6865 | 22.6987 | 9.6748 | 58.8395 | 13.1434 | 12.0738 | 13.0251 | 11.5634
2018-07-05 08:00 | 48.633 | 21.7616 | 9.445 | 56.729 | 11.419 | 10.3498 | 14.2223 | 12.4062
2018-07-05 09:00 | 54.025 | 24.2934 | 9.3361 | 54.9192 | 9.471 | 11.0361 | 16.1561 | 13.4295
2018-07-05 10:00 | 61.187 | 28.1824 | 10.8307 | 57.1683 | 10.8647 | 11.9681 | 18.8678 | 15.088
2018-07-05 11:00 | 68.2513 | 32.92 | 13.1378 | 59.057 | 12.8329 | 13.9838 | 22.5208 | 16.98
2018-07-05 12:00 | 74.5341 | 37.5484 | 15.9467 | 61.0624 | 15.2773 | 16.8136 | 26.3014 | 18.7601
2018-07-05 13:00 | 79.0583 | 41.5983 | 18.6622 | 61.6474 | 17.9588 | 19.8081 | 29.5636 | 20.3388
2018-07-05 14:00 | 81.0724 | 44.3502 | 20.7405 | 61.1767 | 20.2595 | 22.3846 | 31.5363 | 21.3803
2018-07-05 15:00 | 82.3132 | 46.4791 | 22.6226 | 60.6354 | 22.2568 | 24.8831 | 32.9322 | 22.0858
2018-07-05 16:00 | 83.225 | 47.9143 | 24.2591 | 60.6345 | 23.7365 | 26.9793 | 33.9877 | 22.6425
2018-07-05 17:00 | 82.9565 | 47.7317 | 25.3202 | 60.8425 | 24.8584 | 28.4125 | 34.626 | 23.0371
2018-07-05 18:00 | 81.0041 | 46.0266 | 25.5216 | 62.3216 | 25.5875 | 29.1828 | 34.7889 | 23.1608
2018-07-05 19:00 | 77.6434 | 43.5813 | 24.7705 | 63.5625 | 25.7104 | 29.3892 | 34.4179 | 22.9683
2018-07-05 20:00 | 74.2633 | 41.3517 | 24.0709 | 65.2281 | 25.0621 | 29.7087 | 33.254 | 22.4329
2018-07-05 21:00 | 69.1281 | 37.5956 | 21.9576 | 63.8195 | 22.8707 | 27.9615 | 30.5292 | 20.9851
2018-07-05 22:00 | 61.1337 | 32.8063 | 18.3082 | 60.162 | 20.0933 | 23.7488 | 27.1073 | 18.5668
2018-07-05 23:00 | 55.6923 | 29.9266 | 16.0807 | 58.8734 | 20.1999 | 20.7524 | 24.1405 | 15.4449
2018-07-06 | 52.7123 | 28.006 | 14.385 | 60.6564 | 19.0178 | 18.4728 | 20.5392 | 11.3451
2018-07-06 01:00 | 50.713 | 26.8445 | 13.3476 | 63.1342 | 18.0995 | 17.385 | 16.9626 | 8.299
2018-07-06 02:00 | 49.7047 | 26.2562 | 12.468 | 64.5085 | 17.1267 | 16.3929 | 12.9864 | 6.4081
2018-07-06 03:00 | 49.2783 | 25.8001 | 11.7889 | 64.5513 | 16.1892 | 15.465 | 11.373 | 7.9707
2018-07-06 04:00 | 48.9926 | 25.3506 | 11.2984 | 65.0984 | 15.4462 | 14.8388 | 10.4669 | 9.0958
2018-07-06 05:00 | 48.8883 | 24.9373 | 10.7931 | 64.2748 | 14.8309 | 14.0754 | 11.0636 | 9.8055
2018-07-06 06:00 | 49.9494 | 24.8899 | 10.5566 | 63.053 | 14.4462 | 13.5937 | 12.3158 | 10.7443
2018-07-06 07:00 | 51.5476 | 24.9068 | 10.3305 | 61.4539 | 14.1709 | 12.9595 | 13.6139 | 12.0161
2018-07-06 08:00 | 53.302 | 23.843 | 10.0289 | 59.2093 | 12.1667 | 10.8061 | 14.6203 | 12.8913
2018-07-06 09:00 | 57.309 | 26.4214 | 9.9564 | 57.1183 | 10.3683 | 11.4376 | 16.6224 | 13.9339
2018-07-06 10:00 | 63.9022 | 30.65 | 11.8147 | 59.2416 | 11.9111 | 13.3236 | 19.6681 | 15.8521
2018-07-06 11:00 | 71.906 | 36.2953 | 14.8348 | 62.4427 | 14.4266 | 16.3756 | 23.9703 | 18.1397
2018-07-06 12:00 | 79.2959 | 42.1271 | 18.4527 | 65.9014 | 17.9318 | 20.3528 | 29.2858 | 20.3004
2018-07-06 13:00 | 84.2047 | 46.7722 | 21.7884 | 68.1785 | 21.8017 | 24.3602 | 32.8864 | 22.0075
2018-07-06 14:00 | 86.3962 | 49.6553 | 24.2485 | 68.557 | 24.9845 | 27.4259 | 34.9102 | 22.9985
2018-07-06 15:00 | 88.5072 | 52.556 | 26.6296 | 69.7428 | 27.8202 | 30.634 | 36.2875 | 23.6905
2018-07-06 16:00 | 89.8008 | 54.9215 | 28.6702 | 71.3395 | 30.4883 | 33.1247 | 37.3205 | 24.2582
2018-07-06 17:00 | 92.0324 | 56.1063 | 30.3814 | 73.8313 | 32.5251 | 35.555 | 38.0142 | 24.7179
2018-07-06 18:00 | 90.4311 | 54.2244 | 30.7224 | 75.5487 | 33.0941 | 36.691 | 37.9998 | 24.7768
2018-07-06 19:00 | 87.1184 | 51.749 | 30.6168 | 77.0577 | 32.825 | 37.4481 | 37.7979 | 24.5702
2018-07-06 20:00 | 82.7584 | 48.4309 | 29.4788 | 77.0269 | 31.4165 | 37.1191 | 36.2194 | 23.8476
2018-07-06 21:00 | 75.1138 | 43.3379 | 26.0862 | 72.8191 | 28.2033 | 33.6583 | 33.1035 | 22.2601
2018-07-06 22:00 | 66.2212 | 37.5254 | 21.7435 | 68.1514 | 24.4202 | 28.4581 | 29.4801 | 19.7931
2018-07-06 23:00 | 60.5146 | 34.0555 | 19.1843 | 66.6445 | 23.9729 | 25.2356 | 26.4681 | 16.7113
2018-07-07 | 57.65 | 31.9337 | 17.3051 | 68.4135 | 22.4487 | 22.9861 | 22.8902 | 12.6759
2018-07-07 01:00 | 54.2217 | 29.687 | 15.5169 | 68.304 | 20.7924 | 20.9951 | 18.9569 | 9.3949
2018-07-07 02:00 | 52.2167 | 28.3783 | 14.1527 | 68.1119 | 19.2155 | 19.2365 | 14.1751 | 7.2872
2018-07-07 03:00 | 48.6306 | 26.5133 | 12.2095 | 67.4737 | 17.9964 | 17.6651 | 9.3908 | 5.0506
2018-07-07 04:00 | 48.5228 | 26.132 | 11.6136 | 67.7966 | 17.0829 | 16.7048 | 8.8453 | 4.6784
2018-07-07 05:00 | 47.9972 | 25.4771 | 11.0844 | 66.7503 | 16.3075 | 15.9131 | 8.8257 | 4.7923
2018-07-07 06:00 | 47.3536 | 24.9488 | 10.5944 | 64.7765 | 15.7513 | 15.1263 | 9.1984 | 5.3551
2018-07-07 07:00 | 47.3048 | 24.6142 | 10.3157 | 63.7489 | 15.4535 | 14.6947 | 10.1311 | 6.2265
2018-07-07 08:00 | 45.5436 | 22.5523 | 9.6264 | 61.1652 | 13.7667 | 12.6874 | 10.5491 | 6.9701
2018-07-07 09:00 | 45.4936 | 23.2667 | 8.9959 | 59.6214 | 11.651 | 12.9399 | 12.8286 | 7.6789
2018-07-07 10:00 | 48.7139 | 25.9141 | 10.5714 | 63.5828 | 13.5366 | 14.8265 | 16.0333 | 9.9242
2018-07-07 11:00 | 53.0731 | 29.0197 | 12.792 | 67.9587 | 16.4902 | 17.4096 | 20.0734 | 12.6053
2018-07-07 12:00 | 57.1127 | 32.2163 | 15.2399 | 71.5867 | 19.9824 | 20.4224 | 25.6194 | 15.3679
2018-07-07 13:00 | 59.8672 | 35.1516 | 17.6025 | 73.3864 | 23.8684 | 23.9079 | 29.8034 | 18.2252
2018-07-07 14:00 | 61.0782 | 36.9684 | 19.4152 | 72.8854 | 26.8031 | 27.0775 | 33.145 | 20.751
2018-07-07 15:00 | 62.2843 | 38.2833 | 20.921 | 72.0769 | 28.0618 | 29.4118 | 35.515 | 22.4389
2018-07-07 16:00 | 64.1254 | 39.5951 | 22.1526 | 72.2262 | 28.1728 | 30.7175 | 36.7109 | 23.3261
2018-07-07 17:00 | 63.9798 | 39.6938 | 22.3463 | 69.121 | 27.4186 | 30.1917 | 36.303 | 23.4429
2018-07-07 18:00 | 63.591 | 39.3866 | 22.2003 | 67.461 | 26.9903 | 29.6143 | 35.6687 | 23.2755
2018-07-07 19:00 | 64.3155 | 39.5929 | 22.5821 | 69.6685 | 27.2263 | 30.8 | 35.6251 | 23.3518
2018-07-07 20:00 | 62.9555 | 37.9359 | 21.6867 | 69.4386 | 26.3149 | 30.2994 | 34.3285 | 22.9744
2018-07-07 21:00 | 59.5572 | 35.0671 | 19.5512 | 67.3582 | 24.1476 | 27.9159 | 31.5727 | 21.7982
2018-07-07 22:00 | 54.5032 | 31.3487 | 16.9486 | 63.8565 | 21.5199 | 24.7115 | 27.3549 | 19.7831
2018-07-07 23:00 | 51.8816 | 29.2652 | 15.3911 | 62.1915 | 21.7212 | 22.388 | 22.9681 | 17.0984
2018-07-08 | 50.601 | 28.0626 | 14.0135 | 63.6305 | 20.5172 | 20.2584 | 18.5299 | 13.4567
2018-07-08 01:00 | 49.303 | 27.0966 | 13.1659 | 66.0653 | 19.4585 | 18.9848 | 14.7039 | 9.9877
2018-07-08 02:00 | 46.7492 | 25.3573 | 12.4175 | 66.869 | 18.3133 | 17.8583 | 10.6027 | 7.1376
2018-07-08 03:00 | 47.9636 | 25.6097 | 11.8064 | 66.4419 | 17.2711 | 16.879 | 9.1119 | 4.8961
2018-07-08 04:00 | 47.828 | 25.3213 | 11.355 | 66.7928 | 16.533 | 16.2588 | 8.7186 | 4.5696
2018-07-08 05:00 | 47.2939 | 24.9133 | 10.9789 | 66.1665 | 15.9115 | 15.6365 | 8.8381 | 4.7228
2018-07-08 06:00 | 46.879 | 24.4695 | 10.6397 | 64.4684 | 15.4744 | 15.0955 | 9.284 | 5.3252
2018-07-08 07:00 | 46.6139 | 24.1949 | 10.4596 | 63.7286 | 15.2204 | 14.752 | 10.2914 | 6.2246
2018-07-08 08:00 | 45.8006 | 23.5511 | 9.9042 | 61.5942 | 13.9801 | 14.0183 | 11.5821 | 7.1247
2018-07-08 09:00 | 44.2468 | 22.6834 | 9.0465 | 59.3629 | 11.5036 | 13.0736 | 12.9325 | 7.7483
2018-07-08 10:00 | 46.0338 | 23.4737 | 10.2028 | 62.3602 | 12.6647 | 14.0046 | 15.1059 | 9.7735
2018-07-08 11:00 | 50.9586 | 27.546 | 12.5142 | 67.0482 | 16.0041 | 17.7015 | 20.1584 | 12.4736
2018-07-08 12:00 | 54.8774 | 30.6723 | 14.8197 | 70.0916 | 19.2384 | 20.6692 | 25.6652 | 15.2654
2018-07-08 13:00 | 56.9376 | 32.7824 | 16.6666 | 70.9167 | 22.2464 | 23.2255 | 29.3987 | 17.9245
2018-07-08 14:00 | 58.1977 | 34.3531 | 18.4028 | 70.5745 | 24.7143 | 25.9458 | 32.5094 | 20.4009
2018-07-08 15:00 | 59.3815 | 35.6859 | 19.9865 | 69.4064 | 26.3655 | 28.509 | 34.8178 | 22.1392
2018-07-08 16:00 | 60.9077 | 36.779 | 21.5848 | 68.8691 | 27.2251 | 30.6697 | 36.0116 | 23.0577
2018-07-08 17:00 | 60.8389 | 36.9934 | 22.3288 | 65.9108 | 27.7562 | 31.5705 | 35.9052 | 23.4068
2018-07-08 18:00 | 61.4115 | 37.3769 | 22.9023 | 64.979 | 27.5385 | 32.6088 | 35.4604 | 23.3485
2018-07-08 19:00 | 62.6586 | 37.4819 | 23.2855 | 66.1937 | 26.7704 | 33.3479 | 34.8918 | 23.18
2018-07-08 20:00 | 61.8859 | 36.0989 | 22.1922 | 66.2074 | 25.5587 | 31.9528 | 33.4218 | 22.7057
2018-07-08 21:00 | 57.5249 | 33.2931 | 19.9738 | 64.4165 | 23.5707 | 29.2304 | 30.6325 | 21.5259
2018-07-08 22:00 | 52.2715 | 30.032 | 17.0488 | 61.8995 | 21.1426 | 25.3845 | 26.7185 | 19.5783
2018-07-08 23:00 | 49.5053 | 28.236 | 15.0869 | 61.0949 | 21.459 | 22.4687 | 22.5999 | 16.9783
2018-07-09 | 48.4127 | 26.9782 | 13.6549 | 62.4649 | 20.1653 | 19.9843 | 18.0358 | 13.2397
2018-07-09 01:00 | 48.088 | 26.1325 | 12.6954 | 64.4664 | 19.0808 | 18.4854 | 14.106 | 9.7122
2018-07-09 02:00 | 46.3195 | 24.8868 | 12.1238 | 65.9773 | 18.0285 | 17.6004 | 10.3475 | 6.9335
2018-07-09 03:00 | 50.4529 | 26.6341 | 12.522 | 66.0937 | 17.0554 | 16.8068 | 11.7754 | 8.1554
2018-07-09 04:00 | 49.838 | 26.0337 | 12.1016 | 66.5833 | 16.2824 | 16.1494 | 10.9239 | 9.292
2018-07-09 05:00 | 49.7851 | 25.7083 | 11.7388 | 66.04 | 15.7094 | 15.6796 | 11.649 | 10.0441
2018-07-09 06:00 | 50.7479 | 25.6842 | 11.4493 | 64.5549 | 15.3211 | 15.2052 | 12.942 | 10.9969
2018-07-09 07:00 | 52.825 | 26.0528 | 11.4598 | 64.1418 | 15.1198 | 14.9709 | 14.5759 | 12.4256
2018-07-09 08:00 | 54.4432 | 25.4988 | 11.3717 | 62.2292 | 13.5078 | 13.7877 | 15.899 | 13.8843
2018-07-09 09:00 | 58.4432 | 27.7659 | 11.2029 | 59.751 | 11.3241 | 13.7181 | 17.9511 | 14.8213
2018-07-09 10:00 | 64.6726 | 31.5995 | 13.1847 | 61.7357 | 12.6468 | 15.269 | 20.8677 | 16.5877
2018-07-09 11:00 | 71.9228 | 36.608 | 15.9671 | 64.4716 | 14.81 | 17.7896 | 24.6662 | 18.4929
2018-07-09 12:00 | 78.5654 | 41.6818 | 19.1458 | 66.8973 | 17.7613 | 21.1193 | 29.5244 | 20.3055
2018-07-09 13:00 | 82.7982 | 45.4654 | 21.8567 | 67.5174 | 20.6739 | 24.2582 | 32.2363 | 21.7132
2018-07-09 14:00 | 84.9291 | 48.1734 | 24.2646 | 67.0254 | 23.0467 | 27.2736 | 33.9604 | 22.6242
2018-07-09 15:00 | 86.306 | 50.0694 | 26.1182 | 65.8657 | 24.491 | 29.6033 | 34.9246 | 23.0644
2018-07-09 16:00 | 87.5434 | 51.1527 | 27.6875 | 65.3409 | 25.4609 | 31.5199 | 35.3473 | 23.3488
2018-07-09 17:00 | 88.2001 | 50.6932 | 28.861 | 65.3665 | 25.9272 | 33.1559 | 35.358 | 23.5279
2018-07-09 18:00 | 86.9269 | 48.6947 | 28.9744 | 66.7226 | 25.8343 | 34.0669 | 35.1542 | 23.5053
2018-07-09 19:00 | 83.1986 | 45.9897 | 28.1795 | 67.5879 | 25.5704 | 33.8537 | 34.6975 | 23.2448
2018-07-09 20:00 | 77.5472 | 42.8685 | 26.4227 | 67.4813 | 24.7507 | 32.2772 | 33.3128 | 22.5552
2018-07-09 21:00 | 71.0522 | 39.1662 | 23.8207 | 65.2815 | 23.0353 | 29.9052 | 30.8462 | 21.1732
2018-07-09 22:00 | 63.185 | 34.8983 | 20.0737 | 62.2957 | 20.754 | 25.7266 | 27.7748 | 18.9083
2018-07-09 23:00 | 57.9835 | 32.1123 | 17.618 | 61.9265 | 21.2346 | 22.6669 | 25.1736 | 15.9351
2018-07-10 | 54.767 | 29.9663 | 15.6932 | 63.1808 | 20.0484 | 20.2601 | 21.7781 | 11.8972
2018-07-10 01:00 | 52.6393 | 28.5799 | 14.4035 | 65.1378 | 18.9678 | 18.6321 | 18.1237 | 8.7782
2018-07-10 02:00 | 51.5558 | 27.9481 | 13.537 | 66.6638 | 17.9903 | 17.7033 | 13.7164 | 6.8798
2018-07-10 03:00 | 50.999 | 27.6252 | 12.8746 | 66.7421 | 17.0694 | 16.7643 | 12.166 | 8.2605
2018-07-10 04:00 | 50.6543 | 27.284 | 12.4775 | 67.3632 | 16.3932 | 16.4474 | 11.3405 | 9.4181
2018-07-10 05:00 | 50.6198 | 26.9292 | 12.0043 | 66.584 | 15.8724 | 16.0191 | 12.0027 | 10.1614
2018-07-10 06:00 | 51.5227 | 26.7855 | 11.5518 | 64.9667 | 15.478 | 15.301 | 13.2242 | 11.0908
2018-07-10 07:00 | 53.4089 | 26.9654 | 11.3923 | 63.99 | 15.2437 | 14.8458 | 14.792 | 12.5079
2018-07-10 08:00 | 55.5339 | 26.2654 | 11.1964 | 62.2289 | 13.6225 | 13.5596 | 15.8531 | 14.0057
2018-07-10 09:00 | 59.1819 | 28.5341 | 11.0197 | 59.8101 | 11.3825 | 13.4201 | 18.0536 | 14.9581
2018-07-10 10:00 | 65.0938 | 32.2441 | 12.7214 | 61.3643 | 12.6772 | 14.7847 | 20.7462 | 16.6586
2018-07-10 11:00 | 71.6927 | 36.8114 | 15.2841 | 63.2317 | 14.6164 | 16.9674 | 24.2714 | 18.4462
2018-07-10 12:00 | 77.4912 | 41.002 | 18.1157 | 64.5799 | 16.8677 | 19.6184 | 28.4672 | 19.9914
2018-07-10 13:00 | 81.8194 | 44.6575 | 20.932 | 65.2032 | 19.7078 | 22.6674 | 31.2872 | 21.3517
2018-07-10 14:00 | 83.7224 | 47.2687 | 23.1807 | 64.1513 | 22.3265 | 25.5368 | 32.9524 | 22.2502
2018-07-10 15:00 | 84.7499 | 49.0474 | 24.8211 | 62.4326 | 23.9452 | 27.6869 | 33.819 | 22.7029
2018-07-10 16:00 | 84.5868 | 49.4679 | 25.9697 | 60.8402 | 24.8523 | 29.0938 | 34.2001 | 22.9659
2018-07-10 17:00 | 84.6873 | 49.0124 | 26.7854 | 60.9618 | 25.6415 | 29.882 | 34.5166 | 23.1987
2018-07-10 18:00 | 83.2938 | 47.3059 | 27.1627 | 62.4451 | 25.7784 | 30.4444 | 34.6716 | 23.2497
2018-07-10 19:00 | 79.618 | 44.4791 | 26.2789 | 62.9615 | 25.4467 | 30.1698 | 34.3044 | 22.9872
2018-07-10 20:00 | 74.376 | 41.3357 | 24.7418 | 63.2334 | 24.4981 | 29.295 | 32.972 | 22.3331
2018-07-10 21:00 | 68.8384 | 37.7264 | 22.1506 | 62.6393 | 22.4588 | 26.8988 | 30.6609 | 20.9313
2018-07-10 22:00 | 62.4133 | 33.7264 | 18.9262 | 60.9951 | 20.1008 | 23.4541 | 27.6235 | 18.6583
2018-07-10 23:00 | 57.5687 | 31.0623 | 16.7391 | 60.3315 | 20.7019 | 21.2261 | 24.8153 | 15.6812
2018-07-11 | 54.446 | 29.0172 | 14.8661 | 61.8416 | 19.6557 | 19.1814 | 21.3236 | 11.6544
2018-07-11 01:00 | 52.1569 | 27.6544 | 13.5442 | 64.1827 | 18.618 | 17.7213 | 17.6129 | 8.5199
2018-07-11 02:00 | 50.9159 | 26.9428 | 12.587 | 65.521 | 17.5764 | 16.6796 | 13.4627 | 6.5791
2018-07-11 03:00 | 47.7018 | 25.4232 | 11.0856 | 65.6566 | 16.6226 | 15.787 | 11.6861 | 8.1293
2018-07-11 04:00 | 47.5874 | 25.1255 | 10.6936 | 66.1797 | 15.858 | 15.1389 | 10.7334 | 9.22
2018-07-11 05:00 | 47.5359 | 24.8802 | 10.4152 | 66.0683 | 15.2853 | 14.7058 | 11.4827 | 9.9702
2018-07-11 06:00 | 48.014 | 24.8077 | 10.2254 | 64.986 | 14.9384 | 14.4124 | 12.8177 | 10.9363
2018-07-11 07:00 | 48.1767 | 24.5402 | 10.0013 | 63.9416 | 14.7 | 14.0398 | 14.3745 | 12.3502
2018-07-11 08:00 | 46.9691 | 22.6651 | 9.5345 | 61.7569 | 12.9288 | 12.0855 | 15.1008 | 13.6086
2018-07-11 09:00 | 46.8765 | 23.6608 | 8.9487 | 59.5675 | 10.9124 | 12.6803 | 17.6655 | 14.61
2018-07-11 10:00 | 49.1503 | 25.4565 | 10.239 | 61.2374 | 12.4128 | 14.3705 | 20.5719 | 16.3672
2018-07-11 11:00 | 51.5286 | 27.491 | 11.9858 | 62.5723 | 14.4979 | 16.5661 | 24.2758 | 18.2036
2018-07-11 12:00 | 53.8816 | 29.7715 | 13.899 | 63.7199 | 16.9751 | 19.3097 | 28.4576 | 19.8327
2018-07-11 13:00 | 56.5063 | 31.879 | 15.6615 | 64.0464 | 19.6108 | 22.1626 | 31.0983 | 21.1827
2018-07-11 14:00 | 58.0204 | 33.3693 | 16.9063 | 62.4905 | 21.6702 | 24.3599 | 32.4671 | 21.9961
2018-07-11 15:00 | 59.3282 | 34.9056 | 18.2532 | 61.5357 | 23.2314 | 26.4677 | 33.4569 | 22.501
2018-07-11 16:00 | 60.0576 | 36.1091 | 19.6176 | 60.1233 | 24.0303 | 28.1894 | 34.1031 | 22.8387
2018-07-11 17:00 | 61.7949 | 36.9986 | 20.597 | 59.6275 | 24.1492 | 28.39 | 34.2061 | 22.9049
2018-07-11 18:00 | 62.7381 | 36.9321 | 21.1143 | 60.1185 | 23.8005 | 28.1477 | 33.9614 | 22.7806
2018-07-11 19:00 | 61.6683 | 35.7616 | 20.6071 | 60.349 | 23.0904 | 27.7427 | 33.4086 | 22.4544
2018-07-11 20:00 | 58.6576 | 33.9066 | 19.1011 | 59.8768 | 22.2533 | 26.3752 | 32.021 | 21.7984
2018-07-11 21:00 | 55.1142 | 31.6456 | 17.0604 | 59.0622 | 20.7902 | 24.247 | 29.6935 | 20.4712
2018-07-11 22:00 | 51.6869 | 29.1266 | 14.9179 | 57.9536 | 18.96 | 21.6367 | 26.7835 | 18.3035
2018-07-11 23:00 | 50.2205 | 27.9889 | 13.9362 | 58.4371 | 19.8782 | 20.1018 | 24.2159 | 15.4212
2018-07-12 | 49.375 | 27.0114 | 12.9002 | 60.4268 | 19.0114 | 18.4481 | 20.8969 | 11.4991
2018-07-12 01:00 | 48.2233 | 26.1286 | 12.0932 | 63.1879 | 18.1504 | 17.1629 | 17.3247 | 8.4299
2018-07-12 02:00 | 46.206 | 24.9288 | 11.5277 | 64.7592 | 17.2588 | 16.3526 | 13.3256 | 6.562
2018-07-12 03:00 | 50.1788 | 26.4126 | 11.8983 | 64.9505 | 16.4303 | 15.7024 | 11.6653 | 8.1102
2018-07-12 04:00 | 49.8769 | 26.1048 | 11.525 | 65.5604 | 15.7769 | 15.254 | 10.7694 | 9.2467
2018-07-12 05:00 | 49.8776 | 25.8522 | 11.1689 | 64.9368 | 15.2216 | 14.6959 | 11.4404 | 9.9821
2018-07-12 06:00 | 50.9525 | 25.9104 | 11.0196 | 63.6984 | 14.8987 | 14.4116 | 12.8023 | 10.971
2018-07-12 07:00 | 53.1918 | 26.3456 | 11.0548 | 62.9625 | 14.7425 | 14.2721 | 14.445 | 12.414
2018-07-12 08:00 | 55.0994 | 25.6529 | 10.9301 | 60.8827 | 13.1665 | 12.9862 | 15.7276 | 13.7583
2018-07-12 09:00 | 58.4668 | 27.6036 | 10.5995 | 57.9595 | 10.802 | 12.7812 | 17.5277 | 14.6493
2018-07-12 10:00 | 63.884 | 31.0181 | 12.141 | 59.3993 | 12.0619 | 13.9092 | 20.2442 | 16.2825
2018-07-12 11:00 | 70.6003 | 35.5195 | 14.6379 | 61.4168 | 14.1424 | 16.0889 | 23.9233 | 18.0996
2018-07-12 12:00 | 76.1302 | 39.8583 | 17.4102 | 62.3029 | 16.6131 | 18.8092 | 28.1173 | 19.7708
2018-07-12 13:00 | 79.72 | 43.181 | 19.9903 | 62.1148 | 19.2441 | 21.5717 | 30.8348 | 21.113
2018-07-12 14:00 | 82.2577 | 45.8077 | 22.118 | 61.768 | 21.5201 | 24.0952 | 32.6423 | 22.0212
2018-07-12 15:00 | 83.8071 | 47.8129 | 24.0235 | 61.0875 | 23.2999 | 26.5328 | 33.8003 | 22.5928
2018-07-12 16:00 | 84.023 | 48.4146 | 25.4555 | 59.8272 | 24.0627 | 28.1881 | 34.1407 | 22.8643
2018-07-12 17:00 | 83.3268 | 47.4764 | 25.9524 | 59.0745 | 24.0347 | 28.4872 | 34.0875 | 22.9218
2018-07-12 18:00 | 81.0255 | 45.2331 | 25.7642 | 59.4022 | 24.0625 | 28.5154 | 33.9835 | 22.8953
2018-07-12 19:00 | 77.7207 | 42.7306 | 25.3236 | 60.5651 | 23.9207 | 29.0686 | 33.6892 | 22.7083
2018-07-12 20:00 | 72.7234 | 39.7935 | 23.8321 | 61.2355 | 23.0104 | 28.3187 | 32.4105 | 22.0857
2018-07-12 21:00 | 67.2503 | 36.4412 | 21.1673 | 60.3412 | 21.2016 | 25.7939 | 30.104 | 20.707
2018-07-12 22:00 | 60.9867 | 32.8532 | 18.0651 | 58.609 | 19.2048 | 22.3872 | 27.1846 | 18.5051
2018-07-12 23:00 | 56.9651 | 30.7562 | 16.4342 | 58.9434 | 20.1922 | 20.714 | 24.5493 | 15.6424
2018-07-13 | 54.3713 | 29.2009 | 14.9751 | 61.1936 | 19.3215 | 19.0828 | 21.2479 | 11.7139
2018-07-13 01:00 | 52.3718 | 28.0377 | 13.8032 | 63.9109 | 18.4352 | 17.83 | 17.6591 | 8.6433
2018-07-13 02:00 | 51.3461 | 27.3631 | 12.9237 | 65.2817 | 17.5123 | 17.0056 | 13.4996 | 6.7367
2018-07-13 03:00 | 50.738 | 26.8965 | 12.2881 | 65.369 | 16.6394 | 16.2446 | 11.7842 | 8.2276
2018-07-13 04:00 | 50.4551 | 26.6798 | 11.8603 | 65.9005 | 15.997 | 15.7792 | 10.8679 | 9.3604
2018-07-13 05:00 | 50.3728 | 26.2991 | 11.4217 | 65.3218 | 15.3974 | 15.1235 | 11.4835 | 10.0658
2018-07-13 06:00 | 51.1703 | 26.2001 | 11.1338 | 63.5981 | 15.0039 | 14.5994 | 12.7015 | 11.0068
2018-07-13 07:00 | 53.1111 | 26.4858 | 11.0621 | 62.5614 | 14.7669 | 14.2013 | 14.2741 | 12.4111
2018-07-13 08:00 | 55.0577 | 25.2154 | 10.9102 | 60.5424 | 13.1313 | 12.2227 | 15.1437 | 13.681
2018-07-13 09:00 | 58.6214 | 27.7561 | 10.6848 | 58.1801 | 10.8924 | 12.642 | 17.424 | 14.5938
2018-07-13 10:00 | 65.1709 | 31.786 | 12.5807 | 60.3525 | 12.3032 | 14.5423 | 20.4941 | 16.486
2018-07-13 11:00 | 72.8189 | 36.7174 | 15.2191 | 62.6864 | 14.3812 | 17.0345 | 24.47 | 18.4603
2018-07-13 12:00 | 79.5564 | 41.4287 | 18.1076 | 64.6673 | 16.988 | 19.9975 | 29.0849 | 20.1511
2018-07-13 13:00 | 83.4881 | 44.8939 | 20.631 | 65.3564 | 19.567 | 22.7851 | 31.7832 | 21.4621
2018-07-13 14:00 | 84.8392 | 46.8498 | 22.5416 | 63.954 | 21.5643 | 25.1088 | 33.2435 | 22.2564
2018-07-13 15:00 | 85.5299 | 48.223 | 24.041 | 62.1142 | 23.0542 | 26.9309 | 34.0678 | 22.6787
2018-07-13 16:00 | 86.0959 | 49.1787 | 25.9228 | 61.3577 | 24.3947 | 29.3041 | 34.5832 | 23.0582
2018-07-13 17:00 | 85.5709 | 48.3975 | 26.758 | 60.3929 | 25.0301 | 30.3622 | 34.6239 | 23.2603
2018-07-13 18:00 | 83.2697 | 46.1613 | 26.8924 | 60.9782 | 24.9496 | 30.8663 | 34.5152 | 23.2148
2018-07-13 19:00 | 79.5046 | 43.3723 | 25.9834 | 61.6499 | 24.2688 | 30.4528 | 33.9968 | 22.8913
2018-07-13 20:00 | 74.6151 | 40.6812 | 24.3494 | 62.3228 | 23.5331 | 29.3487 | 32.6969 | 22.2889
2018-07-13 21:00 | 69.4518 | 37.6039 | 22.0038 | 61.7756 | 22.0391 | 27.2819 | 30.4915 | 21.0164
2018-07-13 22:00 | 63.0514 | 33.9968 | 19.111 | 60.1896 | 20.0214 | 24.3042 | 27.6817 | 18.8694
2018-07-13 23:00 | 58.2834 | 31.464 | 17.1222 | 60.1675 | 20.6947 | 22.2294 | 24.9373 | 15.9199
2018-07-14 | 55.0491 | 29.505 | 15.4707 | 61.9896 | 19.6475 | 20.2978 | 21.4707 | 11.8966
2018-07-14 01:00 | 52.792 | 28.1225 | 14.1137 | 64.4438 | 18.6464 | 18.6858 | 17.7311 | 8.7454
2018-07-14 02:00 | 51.8123 | 27.5358 | 13.2303 | 66.2425 | 17.6899 | 17.7362 | 13.626 | 6.8512
2018-07-14 03:00 | 48.3702 | 25.7684 | 11.6951 | 65.8133 | 16.8413 | 16.9361 | 8.9531 | 4.9135
2018-07-14 04:00 | 48.1525 | 25.4095 | 11.2481 | 66.2604 | 16.0994 | 16.1779 | 8.4436 | 4.5535
2018-07-14 05:00 | 48.0632 | 25.2301 | 11.0001 | 65.8893 | 15.5463 | 15.6734 | 8.6863 | 4.739
2018-07-14 06:00 | 48.3271 | 25.1728 | 10.777 | 64.699 | 15.194 | 15.2094 | 9.3083 | 5.3735
2018-07-14 07:00 | 48.3904 | 24.9681 | 10.4565 | 63.8112 | 14.9665 | 14.7186 | 10.3026 | 6.2493
2018-07-14 08:00 | 46.9431 | 23.4295 | 9.9776 | 62.2059 | 13.4318 | 13.4653 | 11.2203 | 7.1679
2018-07-14 09:00 | 46.7581 | 23.7521 | 9.2854 | 60.0302 | 11.2611 | 13.2996 | 13.1102 | 7.8521
2018-07-14 10:00 | 48.722 | 25.2952 | 10.6161 | 62.0796 | 12.786 | 14.9808 | 15.8958 | 9.8574
2018-07-14 11:00 | 51.3361 | 27.1554 | 12.1958 | 63.4917 | 14.8758 | 17.1159 | 19.3323 | 12.1997
2018-07-14 12:00 | 53.8583 | 29.2829 | 13.9476 | 64.5363 | 17.5754 | 19.4192 | 23.9252 | 14.7138
2018-07-14 13:00 | 55.8801 | 31.4076 | 15.7038 | 64.9975 | 20.387 | 21.8619 | 27.8201 | 17.3421
2018-07-14 14:00 | 57.2444 | 33.0722 | 17.0844 | 64.2934 | 22.6503 | 23.8288 | 31.118 | 19.8075
2018-07-14 15:00 | 58.5756 | 34.6218 | 18.4476 | 63.2521 | 24.2843 | 25.7691 | 33.6096 | 21.5987
2018-07-14 16:00 | 59.6525 | 35.8109 | 19.6508 | 62.094 | 25.3819 | 27.4184 | 34.9021 | 22.6059
2018-07-14 17:00 | 60.8911 | 36.9732 | 20.8017 | 62.0052 | 26.3972 | 29.0355 | 35.1327 | 23.1531
2018-07-14 18:00 | 61.8938 | 37.4391 | 21.5799 | 62.3927 | 26.7815 | 30.3553 | 34.7889 | 23.2166
2018-07-14 19:00 | 62.5881 | 37.3012 | 21.8933 | 63.1413 | 26.4289 | 31.3011 | 34.1944 | 23.1067
2018-07-14 20:00 | 60.6152 | 35.859 | 20.7258 | 62.8112 | 25.3489 | 30.2167 | 32.7817 | 22.6949
2018-07-14 21:00 | 57.5594 | 33.5791 | 19.0363 | 62.3242 | 23.4122 | 28.5087 | 30.2835 | 21.5834
2018-07-14 22:00 | 53.4942 | 30.4754 | 16.6087 | 60.54 | 21.0279 | 25.5852 | 26.4756 | 19.6299
2018-07-14 23:00 | 51.3444 | 28.5922 | 14.8761 | 60.3588 | 21.265 | 22.6922 | 22.3167 | 17.0142
2018-07-15 | 50.2527 | 27.4012 | 13.6073 | 62.3798 | 20.01 | 20.3679 | 17.8937 | 13.3572
2018-07-15 01:00 | 48.7629 | 26.345 | 12.8423 | 64.9398 | 18.9761 | 19.085 | 14.0066 | 9.8474
2018-07-15 02:00 | 46.2943 | 24.8227 | 12.22 | 66.3242 | 17.9607 | 18.0816 | 10.3357 | 7.0525
2018-07-15 03:00 | 47.6439 | 25.1929 | 11.5552 | 65.7076 | 16.9781 | 16.9777 | 8.7431 | 4.8702
2018-07-15 04:00 | 47.6338 | 24.9358 | 11.0987 | 66.1489 | 16.1866 | 16.1017 | 8.3316 | 4.518
2018-07-15 05:00 | 47.5202 | 24.763 | 10.8642 | 65.8846 | 15.5848 | 15.5836 | 8.5525 | 4.6901
2018-07-15 06:00 | 47.5597 | 24.6985 | 10.6613 | 64.5 | 15.2297 | 15.2018 | 9.1915 | 5.3303
2018-07-15 07:00 | 47.4056 | 24.5372 | 10.3979 | 63.8327 | 15.0043 | 14.79 | 10.2272 | 6.2224
2018-07-15 08:00 | 47.0991 | 24.2166 | 10.0248 | 62.1473 | 14.1374 | 14.2228 | 11.6133 | 7.1465
2018-07-15 09:00 | 45.6758 | 23.2913 | 9.1587 | 59.6041 | 11.2627 | 13.2462 | 13.002 | 7.8276
2018-07-15 10:00 | 46.4211 | 23.2148 | 10.1493 | 61.1345 | 11.6291 | 13.6063 | 15.1257 | 9.7632
2018-07-15 11:00 | 50.4213 | 26.3377 | 11.7742 | 63.215 | 14.8228 | 16.9879 | 19.3314 | 12.123
2018-07-15 12:00 | 52.9223 | 28.4586 | 13.4997 | 64.2987 | 17.4539 | 19.1588 | 23.9801 | 14.6023
2018-07-15 13:00 | 54.8364 | 30.3479 | 15.1292 | 64.3218 | 20.0589 | 21.4526 | 27.7561 | 17.201
2018-07-15 14:00 | 55.7614 | 31.6484 | 16.3669 | 63.2146 | 22.2366 | 23.417 | 30.934 | 19.6133
2018-07-15 15:00 | 56.0787 | 32.4927 | 17.3304 | 61.2272 | 23.6073 | 24.9708 | 33.1814 | 21.2874
2018-07-15 16:00 | 57.1382 | 33.5961 | 18.5861 | 60.333 | 24.7283 | 26.8421 | 34.3816 | 22.3054
2018-07-15 17:00 | 58.6438 | 34.7153 | 19.9699 | 60.3495 | 25.4968 | 28.7628 | 34.6324 | 22.8648
2018-07-15 18:00 | 59.8975 | 35.3797 | 20.7388 | 61.0965 | 25.6823 | 29.8294 | 34.3231 | 22.9376
2018-07-15 19:00 | 60.2073 | 35.1403 | 20.5572 | 61.3306 | 25.3055 | 30.0364 | 33.6628 | 22.8109
2018-07-15 20:00 | 59.2377 | 33.9641 | 19.8787 | 61.8194 | 24.3012 | 29.5387 | 32.3018 | 22.4096
2018-07-15 21:00 | 56.3378 | 31.738 | 18.1503 | 61.0948 | 22.3701 | 27.5811 | 29.6869 | 21.2399
2018-07-15 22:00 | 52.3601 | 28.8423 | 15.6645 | 59.3018 | 20.1522 | 24.5652 | 25.7763 | 19.2672
2018-07-15 23:00 | 50.8207 | 27.4912 | 14.266 | 59.2916 | 20.6267 | 22.1337 | 21.7252 | 16.697
2018-07-16 | 49.707 | 26.5767 | 13.0513 | 61.183 | 19.4925 | 19.7512 | 17.3458 | 13.0809
2018-07-16 01:00 | 48.4933 | 25.7021 | 12.2947 | 63.6145 | 18.5055 | 18.3388 | 13.4877 | 9.5916
2018-07-16 02:00 | 46.6749 | 24.5157 | 11.8517 | 65.248 | 17.5687 | 17.4784 | 10.1081 | 6.8543
2018-07-16 03:00 | 50.9052 | 26.4684 | 12.2883 | 65.7976 | 16.6773 | 16.6478 | 11.6568 | 8.1983
2018-07-16 04:00 | 50.4492 | 26.0384 | 11.8465 | 66.7724 | 15.946 | 16.0201 | 10.8144 | 9.3042
2018-07-16 05:00 | 50.7123 | 25.8081 | 11.5399 | 66.2804 | 15.3529 | 15.5255 | 11.5184 | 10.0313
2018-07-16 06:00 | 51.3286 | 25.6776 | 11.3358 | 64.7028 | 14.9558 | 15.1088 | 12.8102 | 10.9859
2018-07-16 07:00 | 53.0463 | 26.0177 | 11.2693 | 63.8363 | 14.7377 | 14.7347 | 14.4287 | 12.404
2018-07-16 08:00 | 54.4109 | 25.4011 | 11.0894 | 61.8838 | 13.295 | 13.3622 | 15.7697 | 13.7555
2018-07-16 09:00 | 58.4639 | 27.5135 | 10.8307 | 59.1841 | 10.954 | 13.335 | 17.6691 | 14.69
2018-07-16 10:00 | 64.982 | 31.2683 | 12.6564 | 60.7361 | 12.3333 | 15.0142 | 20.5979 | 16.5199
2018-07-16 11:00 | 71.9097 | 35.74 | 15.1898 | 62.3573 | 14.2802 | 17.5796 | 24.3 | 18.3797
2018-07-16 12:00 | 77.5142 | 39.9777 | 18.0801 | 63.3942 | 16.7528 | 20.6152 | 28.4727 | 19.9862
2018-07-16 13:00 | 81.4202 | 43.6321 | 20.8592 | 63.811 | 19.5328 | 23.8287 | 31.4087 | 21.4047
2018-07-16 14:00 | 83.1683 | 45.9116 | 22.8054 | 62.8601 | 21.8458 | 26.195 | 33.0705 | 22.2837
2018-07-16 15:00 | 84.3359 | 47.7475 | 24.5453 | 61.6139 | 23.5084 | 28.3784 | 34.0867 | 22.7937
2018-07-16 16:00 | 85.5842 | 49.1928 | 26.3933 | 61.2058 | 24.8644 | 30.5898 | 34.8885 | 23.2351
2018-07-16 17:00 | 86.1891 | 48.9228 | 27.5563 | 60.9778 | 25.5942 | 31.915 | 35.1193 | 23.4643
2018-07-16 18:00 | 83.3581 | 46.5719 | 27.3146 | 60.9934 | 25.7729 | 32.1733 | 34.8558 | 23.4378
2018-07-16 19:00 | 79.1726 | 43.7474 | 26.4197 | 61.7124 | 25.6191 | 32.1206 | 34.3505 | 23.1922
2018-07-16 20:00 | 74.4881 | 40.8909 | 25.0227 | 62.3228 | 24.7462 | 31.4292 | 32.9504 | 22.5326
2018-07-16 21:00 | 68.5559 | 37.4466 | 22.3192 | 61.5291 | 22.9328 | 28.7648 | 30.5304 | 21.1677
2018-07-16 22:00 | 61.6741 | 33.4022 | 19.0714 | 59.6715 | 20.5902 | 25.2584 | 27.4001 | 18.8802
2018-07-16 23:00 | 57.0779 | 30.6923 | 17.0419 | 59.6154 | 20.8481 | 22.7868 | 24.5961 | 15.8294
2018-07-17 | 54.019 | 28.7394 | 15.3462 | 61.7348 | 19.6251 | 20.5054 | 21.2334 | 11.8042
2018-07-17 01:00 | 51.8646 | 27.5167 | 14.1262 | 64.5388 | 18.6417 | 18.9573 | 17.7307 | 8.7274
2018-07-17 02:00 | 50.8301 | 26.8943 | 13.2316 | 66.23 | 17.6849 | 17.9061 | 13.6795 | 6.8315
2018-07-17 03:00 | 49.9138 | 26.2338 | 12.3172 | 66.0781 | 16.6978 | 16.5809 | 11.8828 | 8.2347
2018-07-17 04:00 | 49.5264 | 25.8712 | 11.8186 | 66.638 | 15.949 | 15.8768 | 10.9494 | 9.3233
2018-07-17 05:00 | 49.6922 | 25.7578 | 11.7073 | 66.4422 | 15.4383 | 15.7042 | 11.7476 | 10.1032
2018-07-17 06:00 | 50.8362 | 25.8807 | 11.4973 | 65.1381 | 15.0922 | 15.3114 | 13.0724 | 11.0718
2018-07-17 07:00 | 53.0819 | 26.3156 | 11.4068 | 64.2487 | 14.8663 | 14.8639 | 14.6699 | 12.4875
2018-07-17 08:00 | 55.094 | 25.8234 | 11.3603 | 62.4807 | 13.4234 | 13.5751 | 15.9597 | 13.9026
2018-07-17 09:00 | 58.8164 | 27.8711 | 11.1254 | 59.9812 | 11.0891 | 13.6167 | 18.0059 | 14.8336
2018-07-17 10:00 | 65.1135 | 31.406 | 12.8954 | 61.2574 | 12.3362 | 15.2112 | 20.8075 | 16.5932
2018-07-17 11:00 | 72.5343 | 35.9793 | 15.3238 | 62.5609 | 14.1226 | 17.7114 | 24.4063 | 18.4636
2018-07-17 12:00 | 78.2552 | 40.1637 | 17.9611 | 63.3671 | 16.4464 | 20.587 | 28.521 | 20.0496
2018-07-17 13:00 | 82.1601 | 43.7512 | 20.6207 | 63.7144 | 19.2525 | 23.7181 | 31.2627 | 21.4266
2018-07-17 14:00 | 84.5906 | 46.6825 | 22.8933 | 63.5683 | 21.9282 | 26.5517 | 33.2487 | 22.4113
2018-07-17 15:00 | 85.7828 | 48.6238 | 24.5905 | 62.7701 | 23.8189 | 28.737 | 34.4204 | 22.9443
2018-07-17 16:00 | 86.8537 | 49.9964 | 26.6207 | 62.6821 | 25.427 | 31.3436 | 35.2524 | 23.4175
2018-07-17 17:00 | 87.1514 | 49.9937 | 27.8615 | 62.8325 | 26.5512 | 32.8972 | 35.6694 | 23.773
2018-07-17 18:00 | 84.8149 | 47.8284 | 28.2126 | 62.7741 | 26.9387 | 33.6934 | 35.4668 | 23.7709
2018-07-17 19:00 | 81.3947 | 45.0099 | 27.4835 | 62.651 | 26.4107 | 33.7044 | 34.8204 | 23.433
2018-07-17 20:00 | 76.7125 | 41.979 | 25.9618 | 63.2215 | 25.2793 | 32.8302 | 33.4072 | 22.7544
2018-07-17 21:00 | 70.4766 | 38.2153 | 23.3 | 62.6158 | 23.2324 | 30.2626 | 30.9039 | 21.3473
2018-07-17 22:00 | 63.7291 | 34.2443 | 19.8583 | 60.6902 | 20.8317 | 26.1833 | 27.8864 | 19.0998
2018-07-17 23:00 | 58.726 | 31.3798 | 17.5749 | 61.0651 | 21.2578 | 23.4319 | 25.0328 | 16.076
2018-07-18 | 55.0828 | 29.2303 | 15.6453 | 62.8364 | 19.9236 | 20.9384 | 21.5116 | 12.0216
2018-07-18 01:00 | 52.6904 | 27.9718 | 14.347 | 65.401 | 18.9092 | 19.411 | 17.9726 | 8.9096
2018-07-18 02:00 | 51.6241 | 27.4309 | 13.4668 | 66.8907 | 17.907 | 18.3644 | 13.8469 | 7.0061
2018-07-18 03:00 | 48.3499 | 25.9196 | 11.8567 | 66.6779 | 16.9546 | 17.2697 | 12.0226 | 8.3623
2018-07-18 04:00 | 47.9102 | 25.5324 | 11.3788 | 67.0029 | 16.1895 | 16.461 | 11.039 | 9.4335
2018-07-18 05:00 | 47.7704 | 25.1459 | 11.0455 | 66.445 | 15.5784 | 15.927 | 11.7157 | 10.1509
2018-07-18 06:00 | 47.9022 | 24.95 | 10.8027 | 65.0597 | 15.2228 | 15.5183 | 13.0116 | 11.1148
2018-07-18 07:00 | 48.2071 | 25.0125 | 10.6177 | 64.1881 | 15.0967 | 15.2333 | 14.6175 | 12.5552
2018-07-18 08:00 | 47.0482 | 23.6002 | 10.1926 | 62.1295 | 13.6734 | 13.955 | 15.9189 | 14.0241
2018-07-18 09:00 | 46.8541 | 23.8259 | 9.2072 | 58.6654 | 10.9399 | 13.4809 | 17.6883 | 14.7889
2018-07-18 10:00 | 49.2531 | 25.4284 | 10.269 | 59.2471 | 11.9037 | 14.5567 | 20.5425 | 16.4991
2018-07-18 11:00 | 51.7892 | 27.4291 | 12.0219 | 60.6973 | 13.5906 | 16.8613 | 24.2145 | 18.3791
2018-07-18 12:00 | 54.0933 | 29.6491 | 13.9388 | 61.7812 | 15.8524 | 19.7105 | 28.4139 | 19.9897
2018-07-18 13:00 | 56.735 | 31.7477 | 15.6098 | 61.6366 | 18.292 | 22.6013 | 31.2056 | 21.3327
2018-07-18 14:00 | 57.891 | 32.9923 | 16.8903 | 60.1944 | 20.2917 | 25.1866 | 32.4391 | 22.0639
2018-07-18 15:00 | 59.7202 | 34.9953 | 18.5802 | 59.6943 | 22.392 | 27.85 | 33.6285 | 22.6719
2018-07-18 16:00 | 62.3746 | 37.184 | 20.5293 | 60.231 | 24.0849 | 30.1723 | 34.5017 | 23.1653
2018-07-18 17:00 | 64.6397 | 38.3475 | 21.7613 | 60.2354 | 25.1108 | 31.3183 | 34.7599 | 23.4247
2018-07-18 18:00 | 65.8228 | 38.4726 | 22.3956 | 60.9566 | 25.361 | 31.843 | 34.8821 | 23.4763
2018-07-18 19:00 | 64.9313 | 37.5104 | 22.1583 | 61.5599 | 24.9748 | 31.9293 | 34.502 | 23.1993
2018-07-18 20:00 | 62.4603 | 35.8957 | 21.0393 | 62.0207 | 24.0592 | 30.9109 | 33.0717 | 22.538
2018-07-18 21:00 | 59.707 | 33.7315 | 19.0226 | 61.6746 | 22.2484 | 28.4257 | 30.7971 | 21.2099
2018-07-18 22:00 | 55.9527 | 30.999 | 16.5906 | 60.3706 | 20.1752 | 25.3255 | 27.9077 | 19.0279
2018-07-18 23:00 | 53.7913 | 29.5693 | 15.2382 | 60.668 | 20.9582 | 22.9953 | 25.2594 | 16.1301
2018-07-19 | 52.641 | 28.5744 | 13.9916 | 62.5485 | 19.8369 | 20.8549 | 21.9211 | 12.1587
2018-07-19 01:00 | 51.245 | 27.5198 | 13.1515 | 65.1896 | 18.8074 | 19.3646 | 18.3253 | 9.025
2018-07-19 02:00 | 48.7864 | 25.9494 | 12.3209 | 66.4265 | 17.7179 | 18.0713 | 13.8173 | 7.0143
2018-07-19 03:00 | 52.4217 | 27.2532 | 12.5592 | 66.3791 | 16.7928 | 17.1019 | 12.0053 | 8.3647
2018-07-19 04:00 | 51.9699 | 26.8852 | 12.1163 | 67.0539 | 16.0887 | 16.4791 | 11.0558 | 9.4457
2018-07-19 05:00 | 51.9432 | 26.5965 | 11.7475 | 66.5431 | 15.5057 | 15.9552 | 11.7358 | 10.167
2018-07-19 06:00 | 52.7222 | 26.4981 | 11.4744 | 64.878 | 15.1226 | 15.4966 | 12.9966 | 11.1279
2018-07-19 07:00 | 54.6801 | 26.7311 | 11.3869 | 63.9196 | 14.9061 | 15.1142 | 14.5605 | 12.555
2018-07-19 08:00 | 56.2758 | 25.5822 | 11.2165 | 61.6399 | 13.4297 | 13.1302 | 15.4294 | 13.9753
2018-07-19 09:00 | 60.7548 | 28.4607 | 11.1112 | 59.6362 | 11.1104 | 13.7313 | 17.924 | 15.0252
2018-07-19 10:00 | 67.0963 | 32.4406 | 13.0296 | 61.8702 | 12.7 | 15.6726 | 21.0719 | 16.9129
2018-07-19 11:00 | 73.773 | 37.064 | 15.7237 | 63.5729 | 15.0018 | 18.422 | 24.859 | 18.8248
2018-07-19 12:00 | 79.4836 | 41.6017 | 18.857 | 64.9863 | 17.897 | 21.9048 | 29.4588 | 20.5397
2018-07-19 13:00 | 83.7699 | 45.3397 | 21.5608 | 65.2938 | 20.7352 | 24.9924 | 32.4253 | 21.9099
2018-07-19 14:00 | 86.1197 | 47.7993 | 23.6551 | 64.8134 | 22.9617 | 27.5071 | 34.1578 | 22.7654
2018-07-19 15:00 | 88.3763 | 49.9802 | 25.6546 | 64.0342 | 24.7075 | 29.9612 | 35.1674 | 23.2952
2018-07-19 16:00 | 90.3486 | 51.3381 | 27.4886 | 63.6636 | 25.8118 | 32.1248 | 35.674 | 23.6407
2018-07-19 17:00 | 90.6964 | 50.7947 | 28.4 | 63.3173 | 26.2127 | 33.0489 | 35.7579 | 23.7966
2018-07-19 18:00 | 88.582 | 48.5421 | 28.5827 | 63.786 | 26.0424 | 33.4861 | 35.4565 | 23.6805
2018-07-19 19:00 | 83.8148 | 45.4181 | 27.6469 | 63.983 | 25.5106 | 33.253 | 34.8175 | 23.345
2018-07-19 20:00 | 76.529 | 41.4749 | 25.2539 | 63.0162 | 24.4131 | 31.2034 | 33.1354 | 22.5785
2018-07-19 21:00 | 69.7857 | 37.6618 | 22.3352 | 61.6671 | 22.474 | 28.1962 | 30.6924 | 21.1775
2018-07-19 22:00 | 62.8189 | 33.6014 | 19.2102 | 59.5083 | 20.2318 | 24.7946 | 27.6935 | 18.9284
2018-07-19 23:00 | 58.1718 | 31.0236 | 17.1908 | 59.5204 | 20.8754 | 22.487 | 24.9234 | 15.9335
2018-07-20 | 55.1279 | 29.0543 | 15.2418 | 61.3554 | 19.6403 | 20.0161 | 21.4038 | 11.8488
2018-07-20 01:00 | 53.0351 | 27.8219 | 13.9835 | 63.9428 | 18.6226 | 18.5377 | 17.723 | 8.7204
2018-07-20 02:00 | 52.1011 | 27.3091 | 13.1218 | 65.5285 | 17.6468 | 17.5741 | 13.6051 | 6.8001
2018-07-20 03:00 | 51.4704 | 26.8733 | 12.4061 | 65.5005 | 16.7437 | 16.621 | 11.8792 | 8.2848
2018-07-20 04:00 | 51.103 | 26.5989 | 11.9277 | 66.384 | 16.0522 | 15.9988 | 11.0095 | 9.3832
2018-07-20 05:00 | 51.0182 | 26.1682 | 11.6074 | 65.9907 | 15.4686 | 15.5476 | 11.6979 | 10.1282
2018-07-20 06:00 | 51.7534 | 25.9402 | 11.3419 | 64.388 | 15.0777 | 15.1498 | 12.9122 | 11.083
2018-07-20 07:00 | 53.9846 | 26.4071 | 11.3338 | 63.563 | 14.9059 | 14.8846 | 14.5432 | 12.5189
2018-07-20 08:00 | 56.3063 | 26.0242 | 11.3108 | 61.7415 | 13.5299 | 13.666 | 15.9438 | 14.0015
2018-07-20 09:00 | 60.2037 | 28.1892 | 11.03 | 59.4318 | 11.0728 | 13.5086 | 17.8921 | 14.9206
2018-07-20 10:00 | 66.5358 | 32.0545 | 12.7978 | 61.3404 | 12.4962 | 14.9939 | 20.8343 | 16.6928
2018-07-20 11:00 | 74.3692 | 37.0684 | 15.5471 | 64.1171 | 14.7733 | 17.668 | 24.6801 | 18.6297
2018-07-20 12:00 | 81.0872 | 41.997 | 18.6807 | 66.2511 | 17.6127 | 20.9858 | 29.4366 | 20.3987
2018-07-20 13:00 | 84.9677 | 45.5597 | 21.4894 | 66.2178 | 20.2655 | 24.182 | 32.1554 | 21.7345
2018-07-20 14:00 | 86.9081 | 47.8236 | 23.3934 | 64.7047 | 22.115 | 26.3582 | 33.4745 | 22.4784
2018-07-20 15:00 | 88.2242 | 49.4256 | 25.0273 | 63.0453 | 23.3787 | 28.3215 | 34.1834 | 22.8551
2018-07-20 16:00 | 89.3896 | 50.2741 | 26.5755 | 62.0301 | 24.1242 | 30.1443 | 34.6996 | 23.1635
2018-07-20 17:00 | 89.9304 | 49.8028 | 27.7503 | 62.4055 | 24.5865 | 31.7258 | 34.8553 | 23.3609
2018-07-20 18:00 | 87.2658 | 47.4214 | 27.6328 | 62.9144 | 24.572 | 31.9697 | 34.5647 | 23.2653
2018-07-20 19:00 | 82.2953 | 44.392 | 26.5694 | 63.0563 | 24.1276 | 31.5809 | 33.9625 | 22.9305
2018-07-20 20:00 | 75.6158 | 40.7435 | 24.459 | 62.2861 | 23.0579 | 29.8755 | 32.4191 | 22.1584
2018-07-20 21:00 | 69.0218 | 36.8746 | 21.4835 | 60.9121 | 21.3311 | 26.8367 | 30.0189 | 20.7694
2018-07-20 22:00 | 62.0384 | 32.9584 | 18.4017 | 58.8171 | 19.3864 | 23.4288 | 27.0761 | 18.562
2018-07-20 23:00 | 57.8699 | 30.8429 | 16.7562 | 58.9638 | 20.3212 | 21.595 | 24.601 | 15.7081
2018-07-21 | 55.1337 | 29.1693 | 15.1689 | 61.2509 | 19.2996 | 19.626 | 21.2872 | 11.704
2018-07-21 01:00 | 53.0563 | 28.0084 | 13.8992 | 63.737 | 18.3791 | 18.0618 | 17.71 | 8.592
2018-07-21 02:00 | 51.9773 | 27.3393 | 12.8531 | 65.1933 | 17.4028 | 16.925 | 13.5596 | 6.6527
2018-07-21 03:00 | 48.6405 | 25.59 | 11.1875 | 64.7062 | 16.5081 | 15.903 | 8.7785 | 4.8064
2018-07-21 04:00 | 48.6042 | 25.3519 | 10.8176 | 65.2686 | 15.8093 | 15.3201 | 8.3151 | 4.4582
2018-07-21 05:00 | 48.3416 | 25.0568 | 10.5333 | 64.9221 | 15.2751 | 14.8666 | 8.468 | 4.6261
2018-07-21 06:00 | 48.4344 | 24.8623 | 10.2958 | 63.4893 | 14.9331 | 14.5203 | 8.9887 | 5.2419
2018-07-21 07:00 | 48.7637 | 24.8935 | 10.1612 | 62.8974 | 14.7437 | 14.2729 | 10.0688 | 6.1484
2018-07-21 08:00 | 47.6056 | 23.0403 | 9.7681 | 61.1558 | 13.2882 | 12.3581 | 10.6066 | 7.0084
2018-07-21 09:00 | 47.0622 | 23.6447 | 8.9575 | 58.7498 | 10.8955 | 12.6804 | 12.8897 | 7.6575
2018-07-21 10:00 | 49.0278 | 25.2298 | 10.1525 | 60.9859 | 12.2443 | 14.1665 | 15.7242 | 9.6165
2018-07-21 11:00 | 52.1619 | 27.3078 | 11.8434 | 63.9967 | 14.2529 | 16.2064 | 19.2143 | 12.0044
2018-07-21 12:00 | 55.3466 | 29.6354 | 13.703 | 65.9704 | 16.8221 | 18.4626 | 23.7698 | 14.5019
2018-07-21 13:00 | 57.387 | 31.5011 | 15.2772 | 65.766 | 19.2843 | 20.4271 | 27.3071 | 17.0228
2018-07-21 14:00 | 58.4744 | 33.0482 | 16.7263 | 64.5763 | 21.3167 | 22.4183 | 30.541 | 19.426
2018-07-21 15:00 | 59.0974 | 34.2403 | 17.7725 | 62.5062 | 22.7332 | 23.9891 | 32.7935 | 21.1222
2018-07-21 16:00 | 60.2859 | 35.3968 | 19.0189 | 61.4802 | 23.7877 | 25.8012 | 34.0168 | 22.1409
2018-07-21 17:00 | 61.3432 | 36.1309 | 19.931 | 60.6809 | 24.2097 | 26.8948 | 34.1441 | 22.5902
2018-07-21 18:00 | 62.0148 | 36.3526 | 20.6733 | 60.6797 | 24.3029 | 28.0519 | 33.7645 | 22.5865
2018-07-21 19:00 | 61.611 | 35.7854 | 20.3871 | 61.0835 | 23.8341 | 28.1173 | 33.0623 | 22.4214
2018-07-21 20:00 | 59.8337 | 34.4471 | 19.2269 | 60.972 | 22.9469 | 27.2271 | 31.7514 | 22.0519
2018-07-21 21:00 | 56.6464 | 32.195 | 17.4947 | 60.3925 | 21.2989 | 25.4624 | 29.2943 | 20.9698
2018-07-21 22:00 | 52.6913 | 29.4349 | 15.2121 | 58.6754 | 19.4033 | 22.5139 | 25.6442 | 19.1035
2018-07-21 23:00 | 50.8962 | 27.9701 | 13.8354 | 58.3772 | 20.1252 | 20.3607 | 21.5683 | 16.5332
2018-07-22 | 50.1249 | 27.0495 | 12.8764 | 60.5777 | 19.1044 | 18.6959 | 17.2375 | 12.9378
2018-07-22 01:00 | 49.005 | 26.1766 | 12.1358 | 63.1035 | 18.2329 | 17.576 | 13.3653 | 9.4675
2018-07-22 02:00 | 46.6939 | 24.7396 | 11.532 | 64.4133 | 17.2786 | 16.6834 | 10.0046 | 6.6918
2018-07-22 03:00 | 48.2023 | 25.1892 | 11.086 | 64.5121 | 16.4122 | 15.8975 | 8.526 | 4.7299
2018-07-22 04:00 | 48.1246 | 24.9879 | 10.7419 | 65.3013 | 15.7032 | 15.2739 | 8.1424 | 4.3987
2018-07-22 05:00 | 47.899 | 24.7556 | 10.4275 | 64.6949 | 15.1488 | 14.7747 | 8.2987 | 4.564
2018-07-22 06:00 | 47.7371 | 24.5125 | 10.1535 | 63.2098 | 14.7776 | 14.3441 | 8.8172 | 5.1786
2018-07-22 07:00 | 47.537 | 24.2999 | 9.9542 | 62.294 | 14.5783 | 14.0503 | 9.8219 | 6.0552
2018-07-22 08:00 | 47.0367 | 23.927 | 9.6283 | 60.6745 | 13.9632 | 13.5585 | 11.1959 | 6.8169
2018-07-22 09:00 | 45.5083 | 22.8704 | 8.632 | 58.1925 | 10.7451 | 12.403 | 12.5023 | 7.4441
2018-07-22 10:00 | 46.5008 | 23.0136 | 9.6207 | 60.0844 | 11.2229 | 12.7785 | 14.7833 | 9.4422
2018-07-22 11:00 | 50.468 | 26.2439 | 11.2606 | 62.4581 | 14.4887 | 16.0035 | 18.9964 | 11.8513
2018-07-22 12:00 | 53.3703 | 28.5462 | 13.0633 | 64.1306 | 17.1439 | 18.2736 | 23.6843 | 14.4031
2018-07-22 13:00 | 55.0165 | 30.3416 | 14.6755 | 64.6387 | 19.8508 | 20.5919 | 27.4768 | 17.0241
2018-07-22 14:00 | 55.7311 | 31.7634 | 16.014 | 63.8942 | 22.119 | 22.4809 | 30.7437 | 19.4826
2018-07-22 15:00 | 56.8894 | 33.277 | 17.2483 | 62.8828 | 23.8309 | 24.3548 | 33.304 | 21.3288
2018-07-22 16:00 | 57.6869 | 34.4415 | 18.4786 | 61.8216 | 25.1336 | 26.157 | 34.5752 | 22.3909
2018-07-22 17:00 | 58.966 | 35.482 | 19.6545 | 61.7989 | 26.0177 | 27.6664 | 34.8273 | 22.9649
2018-07-22 18:00 | 60.2343 | 36.1211 | 20.412 | 62.562 | 26.1875 | 28.8064 | 34.5252 | 23.0216
2018-07-22 19:00 | 60.2584 | 35.7622 | 20.484 | 62.9688 | 25.6175 | 29.407 | 33.9606 | 22.8994
2018-07-22 20:00 | 59.4415 | 34.7919 | 19.9743 | 63.3962 | 24.6034 | 29.2119 | 32.8347 | 22.5863
2018-07-22 21:00 | 56.6972 | 32.6519 | 18.3251 | 62.613 | 22.8098 | 27.4439 | 30.1813 | 21.4449
2018-07-22 22:00 | 52.1782 | 29.567 | 15.7185 | 59.924 | 20.5679 | 24.0169 | 26.1975 | 19.4716
2018-07-22 23:00 | 50.4447 | 28.1979 | 14.4953 | 59.353 | 21.0894 | 22.1852 | 22.182 | 16.9471
2018-07-23 | 50.3516 | 27.5142 | 13.5503 | 61.6469 | 19.9426 | 20.4819 | 17.9315 | 13.3692
2018-07-23 01:00 | 49.7521 | 26.7948 | 12.8617 | 64.4123 | 18.9396 | 19.0278 | 14.1306 | 9.8938
2018-07-23 02:00 | 47.9366 | 25.5837 | 12.3739 | 66.0648 | 17.9959 | 18.1888 | 10.4844 | 7.1323
2018-07-23 03:00 | 52.0886 | 27.3366 | 12.7464 | 66.5227 | 17.0784 | 17.3598 | 11.8826 | 8.3211
2018-07-23 04:00 | 51.5114 | 26.6722 | 12.215 | 66.7787 | 16.2922 | 16.6343 | 10.9541 | 9.4014
2018-07-23 05:00 | 51.4697 | 26.3187 | 11.8322 | 66.2097 | 15.6756 | 16.0161 | 11.6622 | 10.1225
2018-07-23 06:00 | 52.4262 | 26.2092 | 11.5579 | 64.6554 | 15.2769 | 15.5229 | 12.9008 | 11.0802
2018-07-23 07:00 | 54.1692 | 26.3676 | 11.3848 | 63.8316 | 14.994 | 14.9447 | 14.4099 | 12.4695
2018-07-23 08:00 | 55.6647 | 25.7265 | 11.3055 | 61.9287 | 13.6902 | 13.569 | 15.8355 | 13.855
2018-07-23 09:00 | 59.6035 | 27.8368 | 11.0199 | 59.5015 | 11.1669 | 13.561 | 17.6233 | 14.7943
2018-07-23 10:00 | 66.1011 | 31.7917 | 12.8875 | 61.8034 | 12.7871 | 15.313 | 20.6247 | 16.6404
2018-07-23 11:00 | 73.5513 | 36.9474 | 15.7043 | 64.3139 | 15.2306 | 18.1609 | 24.6865 | 18.6598
2018-07-23 12:00 | 79.5133 | 41.7925 | 18.855 | 65.9357 | 18.1656 | 21.512 | 29.592 | 20.4339
2018-07-23 13:00 | 83.5175 | 45.6468 | 21.7246 | 66.3326 | 21.1496 | 24.6663 | 32.6387 | 21.8809
2018-07-23 14:00 | 85.5306 | 48.2125 | 23.9703 | 65.9833 | 23.6365 | 27.4726 | 34.4295 | 22.8312
2018-07-23 15:00 | 86.2525 | 49.964 | 25.7226 | 64.9393 | 25.4551 | 29.7908 | 35.3601 | 23.3414
2018-07-23 16:00 | 86.7008 | 51.0667 | 27.1719 | 63.9096 | 26.9111 | 31.6732 | 35.9088 | 23.7282
2018-07-23 17:00 | 87.1489 | 51.1034 | 28.1442 | 64.3941 | 28.1099 | 33.0045 | 36.2317 | 24.029
2018-07-23 18:00 | 86.191 | 50.0502 | 28.719 | 66.6796 | 28.9337 | 34.2792 | 36.5172 | 24.2044
2018-07-23 19:00 | 84.2105 | 48.1654 | 29.0063 | 69.54 | 28.776 | 35.6313 | 36.5045 | 24.0625
2018-07-23 20:00 | 78.6278 | 44.4895 | 27.4164 | 68.518 | 27.2064 | 34.8079 | 34.9588 | 23.2986
2018-07-23 21:00 | 71.7989 | 40.147 | 24.4332 | 65.729 | 24.69 | 31.8242 | 32.2384 | 21.8173
2018-07-23 22:00 | 63.8783 | 35.1554 | 20.5084 | 62.0931 | 22.0193 | 27.331 | 28.8782 | 19.474
2018-07-23 23:00 | 58.5208 | 31.9338 | 18.1475 | 61.843 | 22.0669 | 24.1619 | 25.8698 | 16.3965
2018-07-24 | 55.421 | 29.8881 | 16.4103 | 63.5298 | 20.693 | 22.1409 | 22.32 | 12.3455
2018-07-24 01:00 | 53.4451 | 28.5898 | 15.1297 | 66.1856 | 19.6241 | 20.6839 | 18.6417 | 9.2218
2018-07-24 02:00 | 52.3984 | 27.873 | 14.0452 | 67.7004 | 18.5235 | 19.2556 | 14.1334 | 7.2497
2018-07-24 03:00 | 51.6546 | 27.3261 | 13.2365 | 67.6504 | 17.5268 | 18.1713 | 12.2996 | 8.4903
2018-07-24 04:00 | 51.2398 | 26.8657 | 12.6549 | 67.8713 | 16.7126 | 17.4054 | 11.2832 | 9.5571
2018-07-24 05:00 | 51.276 | 26.5213 | 12.2538 | 67.2235 | 16.0672 | 16.7747 | 11.9378 | 10.2672
2018-07-24 06:00 | 52.3105 | 26.5146 | 12.0201 | 65.7329 | 15.6327 | 16.2327 | 13.2502 | 11.2314
2018-07-24 07:00 | 54.6418 | 26.9838 | 11.9231 | 65.0789 | 15.3988 | 15.7906 | 14.8784 | 12.6867
2018-07-24 08:00 | 56.9736 | 26.6367 | 11.8949 | 63.5194 | 14.2464 | 14.3607 | 16.2878 | 14.2818
2018-07-24 09:00 | 60.7247 | 28.5566 | 11.4904 | 61.2536 | 11.523 | 14.2828 | 18.086 | 15.1197
2018-07-24 10:00 | 67.7195 | 32.7432 | 13.5416 | 63.6254 | 13.1877 | 16.2545 | 21.2288 | 16.9963
2018-07-24 11:00 | 75.0888 | 37.8183 | 16.3678 | 65.9181 | 15.6384 | 19.2016 | 25.1911 | 18.9763
2018-07-24 12:00 | 81.2905 | 42.9125 | 19.6242 | 67.5935 | 18.7272 | 22.8134 | 30.3148 | 20.7844
2018-07-24 13:00 | 85.308 | 46.9832 | 22.6215 | 68.3775 | 21.9874 | 26.1515 | 33.5242 | 22.2883
2018-07-24 14:00 | 87.4281 | 49.6759 | 24.8808 | 67.7919 | 24.7119 | 28.9517 | 35.1449 | 23.1998
2018-07-24 15:00 | 88.5224 | 51.6122 | 26.6583 | 66.6371 | 26.693 | 31.3646 | 36.027 | 23.6957
2018-07-24 16:00 | 89.4976 | 53.0008 | 28.3449 | 66.5856 | 28.4165 | 33.7311 | 36.7281 | 24.1207
2018-07-24 17:00 | 90.6903 | 53.384 | 30.0432 | 68.0596 | 29.6861 | 35.6847 | 37.3221 | 24.4565
2018-07-24 18:00 | 90.3148 | 52.3216 | 31.0647 | 70.5271 | 30.5044 | 37.3397 | 37.6356 | 24.6165
2018-07-24 19:00 | 86.255 | 49.255 | 30.2414 | 70.6127 | 30.0572 | 37.3476 | 37.0103 | 24.3018
2018-07-24 20:00 | 79.9919 | 45.1906 | 28.1732 | 69.0007 | 28.184 | 35.7173 | 35.2467 | 23.4649
2018-07-24 21:00 | 73.7862 | 41.0973 | 25.6144 | 67.1402 | 25.5349 | 33.633 | 32.6427 | 22.0324
2018-07-24 22:00 | 65.7305 | 36.1716 | 22.039 | 64.0419 | 22.7336 | 29.7843 | 29.3592 | 19.7165
2018-07-24 23:00 | 59.7906 | 32.7605 | 19.2033 | 63.2399 | 22.7232 | 26.1754 | 26.269 | 16.6152
2018-07-25 | 56.5342 | 30.7088 | 17.2004 | 64.9224 | 21.2148 | 23.4777 | 22.801 | 12.5736
2018-07-25 01:00 | 54.0387 | 29.2164 | 15.6333 | 67.1899 | 19.9637 | 21.2746 | 19.0465 | 9.3881
2018-07-25 02:00 | 52.4798 | 28.2086 | 14.3185 | 68.0473 | 18.7724 | 19.6819 | 14.3509 | 7.3734
2018-07-25 03:00 | 49.0055 | 26.5016 | 12.7551 | 68.0547 | 17.7833 | 18.8884 | 12.4819 | 8.58
2018-07-25 04:00 | 49.0023 | 26.3013 | 12.2232 | 68.8347 | 17.0349 | 18.0321 | 11.4968 | 9.6548
2018-07-25 05:00 | 48.9056 | 26.0742 | 11.7766 | 68.4049 | 16.3754 | 17.081 | 12.2738 | 10.363
2018-07-25 06:00 | 49.1929 | 25.8948 | 11.4577 | 67.0545 | 15.9461 | 16.4557 | 13.5586 | 11.3266
2018-07-25 07:00 | 49.3927 | 25.5276 | 11.142 | 66.1573 | 15.6102 | 15.8831 | 15.0468 | 12.7294
2018-07-25 08:00 | 47.9213 | 24.0231 | 10.8297 | 64.2349 | 14.5268 | 14.412 | 16.2993 | 14.292
2018-07-25 09:00 | 48.1729 | 24.5982 | 9.9961 | 61.4108 | 11.6967 | 14.504 | 18.2453 | 15.1527
2018-07-25 10:00 | 51.0529 | 26.4951 | 11.2988 | 62.8751 | 13.0951 | 16.158 | 21.1996 | 16.9305
2018-07-25 11:00 | 54.4899 | 28.9372 | 13.2771 | 64.6937 | 15.3196 | 19.1547 | 24.9833 | 18.8876
2018-07-25 12:00 | 57.7851 | 31.8681 | 15.5924 | 66.775 | 18.2989 | 22.7167 | 29.7803 | 20.6558
2018-07-25 13:00 | 60.5854 | 34.4679 | 17.6934 | 67.3414 | 21.4925 | 26.0183 | 32.7702 | 22.1207
2018-07-25 14:00 | 62.4271 | 36.5558 | 19.3422 | 67.179 | 24.336 | 28.8057 | 34.7333 | 23.1059
2018-07-25 15:00 | 64.2621 | 38.7761 | 21.1501 | 67.3126 | 26.7317 | 31.6058 | 35.9848 | 23.7118
2018-07-25 16:00 | 66.0876 | 40.7929 | 23.0052 | 67.3943 | 28.5284 | 33.9261 | 36.7147 | 24.1416
2018-07-25 17:00 | 69.343 | 42.7898 | 25.0753 | 68.9195 | 29.7757 | 36.1497 | 37.2466 | 24.474
2018-07-25 18:00 | 69.9681 | 42.5812 | 25.4546 | 69.2527 | 29.7788 | 36.56 | 37.0576 | 24.4164
2018-07-25 19:00 | 69.2163 | 41.5387 | 25.3883 | 69.5006 | 28.9809 | 37.0594 | 36.4831 | 24.0774
2018-07-25 20:00 | 67.2624 | 39.7275 | 24.1677 | 68.9958 | 27.558 | 35.8589 | 34.9445 | 23.3644
2018-07-25 21:00 | 62.664 | 36.6176 | 21.8756 | 66.2469 | 25.278 | 33.3856 | 32.2163 | 21.9207
2018-07-25 22:00 | 56.5049 | 32.3276 | 18.5567 | 62.9549 | 22.3489 | 29.1281 | 28.7444 | 19.5276
2018-07-25 23:00 | 53.2217 | 29.9921 | 16.5031 | 62.6504 | 22.2693 | 25.6861 | 25.7529 | 16.4191
2018-07-26 | 51.491 | 28.4929 | 14.7601 | 63.8689 | 20.769 | 22.4575 | 22.1982 | 12.3237
2018-07-26 01:00 | 49.7205 | 27.1874 | 13.5373 | 66.1864 | 19.587 | 20.2647 | 18.425 | 9.1534
2018-07-26 02:00 | 47.5267 | 25.8894 | 12.8641 | 67.7834 | 18.4416 | 18.9587 | 13.9836 | 7.2289
2018-07-26 03:00 | 51.1128 | 27.1793 | 12.9927 | 67.5184 | 17.3825 | 17.7184 | 12.2494 | 8.3987
2018-07-26 04:00 | 50.5042 | 26.7496 | 12.3466 | 67.8139 | 16.5386 | 16.7189 | 11.251 | 9.4654
2018-07-26 05:00 | 50.3497 | 26.2927 | 11.8541 | 67.0713 | 15.8828 | 16.0197 | 11.8215 | 10.1643
2018-07-26 06:00 | 51.2053 | 26.1148 | 11.5667 | 65.3758 | 15.4397 | 15.4533 | 13.0377 | 11.1033
2018-07-26 07:00 | 53.0299 | 26.2956 | 11.4096 | 64.3871 | 15.1407 | 14.8647 | 14.5907 | 12.494
2018-07-26 08:00 | 54.2312 | 25.1204 | 11.336 | 62.135 | 14.0542 | 12.7754 | 15.3004 | 13.8547
2018-07-26 09:00 | 57.8035 | 27.3753 | 10.8162 | 59.3582 | 11.0858 | 13.0417 | 17.6828 | 14.6548
2018-07-26 10:00 | 63.9825 | 31.059 | 12.5712 | 60.8511 | 12.4575 | 14.8254 | 20.4772 | 16.4242
2018-07-26 11:00 | 71.806 | 35.8648 | 15.3159 | 62.7127 | 14.6478 | 17.8671 | 24.1708 | 18.4286
2018-07-26 12:00 | 78.9615 | 41.0856 | 18.7939 | 65.4871 | 17.6398 | 22.0817 | 28.9805 | 20.3626
2018-07-26 13:00 | 84.1029 | 45.6683 | 22.0797 | 66.9273 | 20.996 | 26.287 | 32.3587 | 21.9823
2018-07-26 14:00 | 87.2581 | 49.2024 | 24.8797 | 68.1307 | 24.0246 | 29.8805 | 34.6222 | 23.0651
2018-07-26 15:00 | 88.2902 | 51.076 | 26.7618 | 66.817 | 26.0446 | 32.2905 | 35.5737 | 23.5424
2018-07-26 16:00 | 88.6953 | 51.8053 | 28.2258 | 65.4809 | 27.2872 | 34.1732 | 35.8985 | 23.8196
2018-07-26 17:00 | 89.8054 | 51.8908 | 29.78 | 66.2207 | 28.2058 | 36.1597 | 36.2861 | 24.0963
2018-07-26 18:00 | 87.3295 | 49.3566 | 29.5739 | 66.1797 | 28.3458 | 36.3755 | 36.1236 | 24.0506
2018-07-26 19:00 | 82.5547 | 45.9402 | 28.4308 | 65.5872 | 27.6437 | 35.9585 | 35.4319 | 23.6838
2018-07-26 20:00 | 76.2927 | 42.3326 | 26.4824 | 64.5533 | 26.1229 | 34.5523 | 33.8924 | 22.9474
2018-07-26 21:00 | 69.5097 | 38.1283 | 23.4257 | 62.6005 | 23.6398 | 31.3323 | 31.3116 | 21.4847
2018-07-26 22:00 | 62.2875 | 33.6461 | 19.8112 | 59.8962 | 21.0631 | 27.0462 | 28.1109 | 19.1454
2018-07-26 23:00 | 57.4056 | 30.8818 | 17.5742 | 60.1833 | 21.3889 | 24.1204 | 25.2585 | 16.1044
2018-07-27 | 54.9117 | 29.3137 | 15.9751 | 63.07 | 20.1585 | 21.9922 | 21.968 | 12.1573
2018-07-27 01:00 | 52.9908 | 28.171 | 14.7703 | 66.0258 | 19.1067 | 20.0636 | 18.4349 | 9.0697
2018-07-27 02:00 | 51.754 | 27.3834 | 13.6533 | 67.5285 | 18.0034 | 18.5677 | 13.9048 | 7.0925
2018-07-27 03:00 | 50.9985 | 26.9224 | 13.0106 | 67.698 | 17.1359 | 17.8608 | 12.1703 | 8.3665
2018-07-27 04:00 | 50.6028 | 26.5855 | 12.529 | 68.0748 | 16.3775 | 17.0925 | 11.2809 | 9.4879
2018-07-27 05:00 | 50.604 | 26.2876 | 12.105 | 67.3466 | 15.7094 | 16.3086 | 11.9343 | 10.1873
2018-07-27 06:00 | 51.2114 | 26.0231 | 11.6528 | 65.5547 | 15.2382 | 15.5389 | 13.0836 | 11.1028
2018-07-27 07:00 | 53.2494 | 26.2504 | 11.565 | 64.5256 | 14.9787 | 15.1438 | 14.6161 | 12.5161
2018-07-27 08:00 | 55.148 | 25.9445 | 11.6178 | 63.0423 | 14.1562 | 13.9504 | 16.0714 | 13.9903
2018-07-27 09:00 | 58.0114 | 27.3189 | 10.8984 | 59.4129 | 10.8698 | 13.3408 | 17.6425 | 14.6491
2018-07-27 10:00 | 64.1588 | 30.8832 | 12.6502 | 61.0153 | 12.1191 | 14.9123 | 20.5131 | 16.4573
2018-07-27 11:00 | 72.4785 | 35.9241 | 15.4959 | 63.7634 | 14.357 | 18.0808 | 24.3753 | 18.497
2018-07-27 12:00 | 79.4978 | 40.9331 | 18.7155 | 65.9919 | 17.2835 | 21.8165 | 29.0336 | 20.2958
2018-07-27 13:00 | 84.1281 | 45.1819 | 21.6363 | 66.7771 | 20.4246 | 25.2785 | 32.3226 | 21.8112
2018-07-27 14:00 | 86.1841 | 48.0316 | 23.8721 | 66.278 | 23.0861 | 28.2122 | 34.3421 | 22.7776
2018-07-27 15:00 | 87.8262 | 50.2958 | 26.2506 | 65.8665 | 25.1704 | 31.4392 | 35.5055 | 23.3335
2018-07-27 16:00 | 89.235 | 51.7364 | 28.2459 | 65.8311 | 26.7116 | 34.0236 | 36.2187 | 23.7709
2018-07-27 17:00 | 89.7262 | 51.6186 | 29.3253 | 65.8788 | 27.9208 | 35.3623 | 36.5367 | 24.0693
2018-07-27 18:00 | 87.7409 | 49.5879 | 29.3882 | 66.2648 | 28.5516 | 35.6942 | 36.3956 | 24.0894
2018-07-27 19:00 | 83.3698 | 46.5453 | 28.6248 | 66.5063 | 28.26 | 36.0191 | 35.7936 | 23.7886
2018-07-27 20:00 | 77.1827 | 42.9883 | 26.7363 | 65.7124 | 26.8365 | 34.8236 | 34.2139 | 23.0793
2018-07-27 21:00 | 70.9408 | 38.7308 | 23.943 | 64.1413 | 24.191 | 32.0955 | 31.5971 | 21.6054
2018-07-27 22:00 | 63.4438 | 34.095 | 20.4567 | 61.5244 | 21.2022 | 27.9042 | 28.3049 | 19.2035
2018-07-27 23:00 | 58.0205 | 31.3211 | 18.1686 | 61.9111 | 21.4488 | 24.8624 | 25.434 | 16.1704
2018-07-28 | 54.3349 | 29.2274 | 16.0445 | 63.6738 | 20.0682 | 21.8643 | 21.9476 | 12.102
2018-07-28 01:00 | 51.681 | 27.7199 | 14.2814 | 65.3636 | 18.9016 | 19.3294 | 18.1855 | 8.903
2018-07-28 02:00 | 50.5237 | 26.9906 | 13.2483 | 66.6732 | 17.8355 | 18.0562 | 13.7524 | 6.9692
2018-07-28 03:00 | 47.2098 | 25.2997 | 11.8047 | 66.5292 | 16.9352 | 17.2139 | 9.122 | 4.9127
2018-07-28 04:00 | 47.0571 | 25.0402 | 11.3587 | 66.8849 | 16.1846 | 16.3972 | 8.634 | 4.579
2018-07-28 05:00 | 46.5154 | 24.6547 | 10.9249 | 66.1203 | 15.5211 | 15.5811 | 8.7169 | 4.7099
2018-07-28 06:00 | 46.607 | 24.5405 | 10.7221 | 64.8004 | 15.1193 | 15.207 | 9.2617 | 5.3053
2018-07-28 07:00 | 46.6004 | 24.3677 | 10.4944 | 64.4798 | 14.8617 | 14.818 | 10.219 | 6.169
2018-07-28 08:00 | 44.9275 | 22.8968 | 10.211 | 62.8055 | 14.0085 | 13.5184 | 11.2609 | 7.1795
2018-07-28 09:00 | 44.0431 | 22.6764 | 8.9644 | 58.9128 | 10.778 | 12.9696 | 12.8001 | 7.6192
2018-07-28 10:00 | 45.8056 | 23.7443 | 9.7822 | 59.5342 | 11.8315 | 13.8576 | 15.3226 | 9.4166
2018-07-28 11:00 | 49.2966 | 25.7986 | 11.3983 | 61.6513 | 13.8389 | 16.0416 | 18.8052 | 11.8398
2018-07-28 12:00 | 52.6341 | 28.1773 | 13.257 | 63.4799 | 16.5218 | 18.6052 | 23.3726 | 14.4186
2018-07-28 13:00 | 55.3059 | 30.5502 | 15.0773 | 64.236 | 19.566 | 21.3061 | 27.3098 | 17.0897
2018-07-28 14:00 | 57.7861 | 33.0597 | 17.1728 | 64.5383 | 22.2717 | 24.4811 | 30.9533 | 19.67
2018-07-28 15:00 | 59.4893 | 34.7808 | 18.874 | 63.6721 | 23.9891 | 26.9967 | 33.4013 | 21.4658
2018-07-28 16:00 | 61.0174 | 36.1022 | 20.5318 | 63.1551 | 25.3426 | 29.3925 | 34.6985 | 22.511
2018-07-28 17:00 | 62.5489 | 37.4241 | 21.7264 | 63.2084 | 26.3341 | 31.0302 | 35.1457 | 23.1145
2018-07-28 18:00 | 63.8562 | 38.1299 | 22.3944 | 63.5458 | 26.8704 | 32.182 | 34.8929 | 23.2251
2018-07-28 19:00 | 63.4377 | 37.4829 | 22.0134 | 63.4493 | 26.3349 | 32.3366 | 34.1175 | 23.0731
2018-07-28 20:00 | 61.2406 | 35.619 | 20.9759 | 62.6032 | 24.9656 | 31.7849 | 32.5451 | 22.6311
2018-07-28 21:00 | 56.4346 | 32.4564 | 18.7526 | 60.7182 | 22.5692 | 29.2276 | 29.7864 | 21.3872
2018-07-28 22:00 | 51.5366 | 29.0562 | 15.7115 | 58.3975 | 20.0813 | 24.9468 | 25.8822 | 19.3623
2018-07-28 23:00 | 49.6509 | 27.5183 | 14.1887 | 58.8183 | 20.5682 | 21.9237 | 21.7653 | 16.7416
2018-07-29 | 48.7855 | 26.526 | 13.2169 | 61.2999 | 19.4015 | 20.1526 | 17.4247 | 13.1501
2018-07-29 01:00 | 47.5518 | 25.4732 | 12.4191 | 63.9603 | 18.4241 | 18.6864 | 13.453 | 9.6426
2018-07-29 02:00 | 45.0246 | 24.0035 | 11.7941 | 65.3886 | 17.3855 | 17.5075 | 9.9524 | 6.8495
2018-07-29 03:00 | 46.3109 | 24.419 | 11.2465 | 64.942 | 16.4414 | 16.465 | 8.4848 | 4.7588
2018-07-29 04:00 | 46.1393 | 24.0622 | 10.7525 | 65.0969 | 15.6736 | 15.5876 | 8.0497 | 4.4106
2018-07-29 05:00 | 45.5174 | 23.4901 | 10.2848 | 64.1567 | 15.0058 | 14.7364 | 8.0995 | 4.5335
2018-07-29 06:00 | 45.3604 | 23.3624 | 10.0974 | 62.8422 | 14.6692 | 14.4092 | 8.6693 | 5.1499
2018-07-29 07:00 | 45.1597 | 23.35 | 10.0213 | 62.3177 | 14.5111 | 14.2623 | 9.7384 | 6.0414
2018-07-29 08:00 | 44.5323 | 22.8454 | 9.7283 | 60.8366 | 14.2552 | 13.6935 | 11.0854 | 6.8089
2018-07-29 09:00 | 42.5969 | 21.4879 | 8.4458 | 57.0582 | 10.4164 | 12.1148 | 12.2154 | 7.3417
2018-07-29 10:00 | 43.2716 | 21.63 | 9.43 | 58.7332 | 10.7156 | 12.0892 | 14.4344 | 9.3909
2018-07-29 11:00 | 48.7324 | 25.4993 | 11.3343 | 61.9723 | 13.9494 | 16.2903 | 18.9448 | 11.9172
2018-07-29 12:00 | 52.5624 | 28.2639 | 13.7124 | 64.6966 | 16.9204 | 19.2455 | 23.9823 | 14.5993
2018-07-29 13:00 | 54.9428 | 30.6238 | 15.6868 | 65.3155 | 19.9784 | 22.0758 | 27.9825 | 17.3065
2018-07-29 14:00 | 56.0748 | 32.2272 | 17.2441 | 64.4004 | 22.5631 | 24.5825 | 31.3369 | 19.7816
2018-07-29 15:00 | 57.1777 | 33.5606 | 18.6195 | 63.0707 | 24.3262 | 26.7135 | 33.7078 | 21.5418
2018-07-29 16:00 | 58.7331 | 35.0351 | 20.2644 | 62.7779 | 25.8815 | 29.1863 | 35.1574 | 22.6442
2018-07-29 17:00 | 59.1586 | 35.4604 | 20.8523 | 61.6171 | 26.5527 | 30.2039 | 35.2214 | 23.097
2018-07-29 18:00 | 59.4754 | 35.4277 | 20.8325 | 60.9771 | 26.1026 | 30.087 | 34.6732 | 23.0125
2018-07-29 19:00 | 59.3732 | 34.8686 | 20.3786 | 60.7927 | 25.1435 | 29.6252 | 33.8747 | 22.7975
2018-07-29 20:00 | 57.6146 | 33.3847 | 19.3041 | 60.564 | 23.9796 | 28.8144 | 32.5328 | 22.4117
2018-07-29 21:00 | 54.6764 | 31.0692 | 17.3211 | 59.4716 | 21.8458 | 26.4526 | 29.8948 | 21.2579
2018-07-29 22:00 | 50.8829 | 28.3861 | 14.7297 | 57.7512 | 19.7185 | 22.8977 | 26.0101 | 19.2934
2018-07-29 23:00 | 49.9024 | 27.5883 | 13.9555 | 59.0771 | 20.6756 | 21.4877 | 22.0776 | 16.8028
2018-07-30 | 49.1579 | 26.8087 | 13.1702 | 61.5589 | 19.5846 | 20.0999 | 17.7619 | 13.2277
2018-07-30 01:00 | 48.3795 | 26.1089 | 12.5698 | 64.6667 | 18.6869 | 18.836 | 14.0338 | 9.7954
2018-07-30 02:00 | 46.537 | 24.8362 | 12.0172 | 66.3344 | 17.7035 | 17.7519 | 10.3701 | 7.0369
2018-07-30 03:00 | 50.5428 | 26.7073 | 12.4061 | 66.7324 | 16.8201 | 16.9029 | 11.8469 | 8.2096
2018-07-30 04:00 | 50.23 | 26.4224 | 12.1132 | 67.5064 | 16.172 | 16.5108 | 11.0535 | 9.3623
2018-07-30 05:00 | 50.2883 | 26.1393 | 11.7987 | 66.9855 | 15.6216 | 16.082 | 11.7267 | 10.1016
2018-07-30 06:00 | 51.0295 | 26.1579 | 11.5568 | 65.6533 | 15.2724 | 15.637 | 12.9614 | 11.0649
2018-07-30 07:00 | 52.7943 | 26.3235 | 11.5229 | 64.9951 | 15.0291 | 15.3233 | 14.4917 | 12.4876
2018-07-30 08:00 | 54.0085 | 25.6344 | 11.6028 | 63.379 | 14.1362 | 13.8966 | 15.9518 | 14.0129
2018-07-30 09:00 | 57.801 | 27.5178 | 10.995 | 59.4949 | 11.0049 | 13.7692 | 17.6524 | 14.803
2018-07-30 10:00 | 63.113 | 30.7381 | 12.4145 | 60.0862 | 12.0175 | 14.7067 | 20.4941 | 16.4319
2018-07-30 11:00 | 70.3208 | 35.3198 | 14.7901 | 62.1074 | 13.9908 | 16.7294 | 24.2882 | 18.2936
2018-07-30 12:00 | 76.8544 | 40.1492 | 17.7858 | 64.3657 | 16.7633 | 19.7642 | 28.9858 | 20.031
2018-07-30 13:00 | 81.0725 | 43.9128 | 20.5417 | 64.4246 | 19.6016 | 22.7579 | 31.8111 | 21.4103
2018-07-30 14:00 | 83.4624 | 46.5992 | 22.8313 | 64.0255 | 22.1899 | 25.7109 | 33.5203 | 22.3516
2018-07-30 15:00 | 84.5121 | 48.2686 | 24.8334 | 63.1047 | 23.8873 | 28.5331 | 34.5099 | 22.8658
2018-07-30 16:00 | 84.3661 | 48.6048 | 26.0487 | 61.0929 | 24.9544 | 30.2713 | 34.9048 | 23.1694
2018-07-30 17:00 | 83.671 | 47.9414 | 26.7109 | 59.8885 | 25.7573 | 31.0846 | 35.0604 | 23.3878
2018-07-30 18:00 | 81.7721 | 46.2439 | 26.9433 | 60.5569 | 26.2324 | 31.6649 | 35.1021 | 23.4665
2018-07-30 19:00 | 78.4377 | 43.8469 | 26.4755 | 62.2757 | 26.0001 | 32.0803 | 34.8702 | 23.2899
2018-07-30 20:00 | 73.2662 | 40.7496 | 24.7117 | 62.4971 | 24.8174 | 30.9043 | 33.5545 | 22.6636
2018-07-30 21:00 | 67.4161 | 36.8443 | 21.9153 | 61.0985 | 22.5478 | 28.1006 | 31.0038 | 21.2158
2018-07-30 22:00 | 60.6521 | 32.7737 | 18.6848 | 59.0838 | 20.3071 | 24.6152 | 27.9575 | 18.9593
2018-07-30 23:00 | 56.5629 | 30.6911 | 17.1603 | 60.6724 | 21.1348 | 22.926 | 25.1985 | 16.0265
2018-07-31 | 53.5925 | 28.9368 | 15.5883 | 62.7166 | 19.9172 | 20.9495 | 21.78 | 12.031
2018-07-31 01:00 | 51.7406 | 27.794 | 14.2474 | 65.273 | 18.9298 | 19.1227 | 18.1386 | 8.9084
2018-07-31 02:00 | 50.8187 | 27.1068 | 13.2568 | 66.8083 | 17.8938 | 17.9801 | 13.7275 | 6.9544
2018-07-31 03:00 | 49.9474 | 26.5779 | 12.5586 | 67.3256 | 16.9578 | 17.0385 | 11.9672 | 8.2743
2018-07-31 04:00 | 49.4651 | 26.1578 | 12.1317 | 67.8897 | 16.2337 | 16.496 | 10.9773 | 9.3815
2018-07-31 05:00 | 49.3202 | 25.7473 | 11.8318 | 66.8459 | 15.6319 | 16.006 | 11.6547 | 10.1221
2018-07-31 06:00 | 50.1845 | 25.7309 | 11.627 | 65.2224 | 15.2585 | 15.5829 | 12.9975 | 11.1024
2018-07-31 07:00 | 52.2082 | 26.116 | 11.5726 | 64.7469 | 15.0697 | 15.2834 | 14.577 | 12.5444
2018-07-31 08:00 | 54.3462 | 25.8386 | 11.7748 | 63.5838 | 14.2887 | 14.2359 | 16.1165 | 14.2001
2018-07-31 09:00 | 57.6597 | 27.6076 | 11.2352 | 60.3701 | 11.2691 | 14.2101 | 17.6953 | 14.9624
2018-07-31 10:00 | 63.3656 | 30.9666 | 12.7294 | 60.4041 | 12.3395 | 15.4085 | 20.5622 | 16.6434
2018-07-31 11:00 | 71.61 | 36.0988 | 15.5872 | 63.3696 | 14.6399 | 18.136 | 24.6222 | 18.6842
2018-07-31 12:00 | 78.0394 | 40.8373 | 18.658 | 65.3104 | 17.3532 | 21.3647 | 29.4383 | 20.3947
2018-07-31 13:00 | 81.9671 | 44.4109 | 21.3187 | 65.0693 | 20.204 | 24.388 | 32.186 | 21.7217
2018-07-31 14:00 | 83.7016 | 46.7094 | 23.4428 | 63.3782 | 22.6718 | 27.0199 | 33.6877 | 22.5476
2018-07-31 15:00 | 85.4308 | 49.0149 | 25.615 | 62.8194 | 24.7476 | 29.9059 | 34.9487 | 23.1645
2018-07-31 16:00 | 86.7819 | 50.4595 | 27.3531 | 63.0988 | 26.0509 | 32.1238 | 35.8166 | 23.5869
2018-07-31 17:00 | 86.3555 | 49.7633 | 28.1834 | 62.3285 | 26.4368 | 33.005 | 35.8776 | 23.7251
2018-07-31 18:00 | 83.8301 | 47.469 | 28.3563 | 62.5094 | 26.6351 | 33.7069 | 35.6764 | 23.7294
2018-07-31 19:00 | 78.7173 | 43.733 | 27.0313 | 62.0726 | 25.7412 | 32.8658 | 34.8379 | 23.2786
2018-07-31 20:00 | 72.4797 | 40.2058 | 24.5908 | 60.9503 | 24.0838 | 30.4852 | 33.1813 | 22.472
2018-07-31 21:00 | 66.9122 | 36.6878 | 21.9629 | 60.0386 | 22.0438 | 27.7829 | 30.7512 | 21.0751
2018-07-31 22:00 | 60.234 | 32.6742 | 18.7861 | 58.6859 | 19.9778 | 24.2762 | 27.8252 | 18.8596
2018-07-31 23:00 | 56.1538 | 30.4729 | 16.9914 | 59.8885 | 20.9353 | 22.2499 | 25.078 | 15.9479
2018-08-01 | 53.0747 | 28.4878 | 15.3115 | 62.2557 | 19.653 | 20.2704 | 21.5834 | 11.9076
2018-08-01 01:00 | 51.1199 | 27.3102 | 14.0739 | 65.1065 | 18.6712 | 18.7236 | 17.9964 | 8.7926
2018-08-01 02:00 | 50.2612 | 26.8882 | 13.2385 | 66.5689 | 17.7093 | 17.768 | 13.7572 | 6.9284
2018-08-01 03:00 | 47.0958 | 25.3816 | 11.7377 | 66.605 | 16.8172 | 16.9274 | 11.9755 | 8.2459
2018-08-01 04:00 | 46.5624 | 24.9641 | 11.2594 | 66.7041 | 16.0673 | 16.1875 | 10.9429 | 9.329
2018-08-01 05:00 | 46.2233 | 24.5876 | 10.9906 | 66.1882 | 15.4873 | 15.7133 | 11.6475 | 10.0749
2018-08-01 06:00 | 46.5586 | 24.4892 | 10.8806 | 65.1488 | 15.1843 | 15.5286 | 13.0476 | 11.0867
2018-08-01 07:00 | 46.8106 | 24.3612 | 10.7281 | 64.522 | 15.0109 | 15.2953 | 14.5929 | 12.5302
2018-08-01 08:00 | 45.555 | 23.007 | 10.524 | 62.8724 | 14.1866 | 13.9902 | 16.0068 | 14.0556
2018-08-01 09:00 | 46.0638 | 23.5037 | 9.5064 | 59.4786 | 11.1481 | 13.7946 | 17.6926 | 14.8013
2018-08-01 10:00 | 48.4721 | 25.2838 | 10.6215 | 60.7783 | 12.3177 | 15.18 | 20.7401 | 16.6097
2018-08-01 11:00 | 52.1225 | 27.7345 | 12.5449 | 63.4686 | 14.531 | 17.6862 | 24.6809 | 18.537
2018-08-01 12:00 | 55.3841 | 30.3847 | 14.6676 | 65.0899 | 17.3012 | 20.7523 | 29.3917 | 20.2038
2018-08-01 13:00 | 58.0586 | 32.715 | 16.7047 | 64.9263 | 20.3149 | 24.2316 | 32.2426 | 21.6614
2018-08-01 14:00 | 59.4187 | 34.2836 | 18.3735 | 63.7085 | 22.8382 | 27.2127 | 33.8351 | 22.5653
2018-08-01 15:00 | 60.2926 | 35.8804 | 19.9556 | 62.6719 | 24.6935 | 29.6607 | 34.8396 | 23.0668
2018-08-01 16:00 | 61.8284 | 37.4019 | 21.7187 | 62.0557 | 25.9915 | 32.0524 | 35.3305 | 23.4235
2018-08-01 17:00 | 63.8206 | 38.1902 | 23.0884 | 61.544 | 26.7031 | 33.5488 | 35.3985 | 23.6263
2018-08-01 18:00 | 64.6486 | 38.1375 | 23.5091 | 61.7705 | 26.693 | 33.6111 | 35.3001 | 23.5851
2018-08-01 19:00 | 63.2752 | 37.1156 | 22.849 | 61.731 | 26.11 | 32.7884 | 34.8351 | 23.301
2018-08-01 20:00 | 60.6277 | 35.3805 | 21.5497 | 61.7272 | 24.8453 | 31.5579 | 33.4075 | 22.6091
2018-08-01 21:00 | 56.5689 | 32.6506 | 19.1493 | 60.6465 | 22.8055 | 29.0744 | 30.9461 | 21.2228
2018-08-01 22:00 | 52.009 | 29.5359 | 16.1567 | 58.7205 | 20.5484 | 25.2578 | 27.8843 | 18.9358
2018-08-01 23:00 | 50.6888 | 28.6066 | 15.0279 | 60.4463 | 21.401 | 23.0914 | 25.2349 | 16.0166
2018-08-02 | 49.4655 | 27.3983 | 13.8238 | 62.8012 | 20.0944 | 20.8398 | 21.8421 | 12.0193
2018-08-02 01:00 | 48.0644 | 26.2971 | 12.9777 | 65.3349 | 19.0114 | 19.1889 | 18.2221 | 8.8809
2018-08-02 02:00 | 45.8986 | 24.9184 | 12.3215 | 66.7623 | 17.9499 | 18.1864 | 13.8296 | 6.9506
2018-08-02 03:00 | 49.6185 | 26.3548 | 12.5962 | 66.787 | 17.0608 | 17.3107 | 12.1034 | 8.2977
2018-08-02 04:00 | 49.253 | 26.1076 | 12.1622 | 67.7933 | 16.3672 | 16.6493 | 11.1647 | 9.4045
2018-08-02 05:00 | 49.0938 | 25.6543 | 11.8163 | 67.3993 | 15.7439 | 16.1329 | 11.7454 | 10.1245
2018-08-02 06:00 | 49.8558 | 25.5005 | 11.6069 | 66.2468 | 15.316 | 15.7109 | 12.9809 | 11.0822
2018-08-02 07:00 | 51.5412 | 25.6529 | 11.4703 | 64.9906 | 15.0364 | 15.2375 | 14.4696 | 12.4641
2018-08-02 08:00 | 52.8933 | 25.0854 | 11.495 | 62.9521 | 14.424 | 13.9204 | 15.8839 | 13.9001
2018-08-02 09:00 | 56.5779 | 26.9746 | 10.9283 | 59.2379 | 11.1711 | 13.6187 | 17.5802 | 14.673
2018-08-02 10:00 | 63.0305 | 30.6415 | 12.6165 | 60.6475 | 12.2099 | 14.935 | 20.6467 | 16.4488
2018-08-02 11:00 | 71.1024 | 35.542 | 15.322 | 63.3362 | 14.4077 | 17.6082 | 24.5259 | 18.4107
2018-08-02 12:00 | 77.4552 | 40.0629 | 18.2289 | 64.3499 | 17.074 | 20.7047 | 28.9917 | 20.0682
2018-08-02 13:00 | 81.835 | 44.0142 | 21.062 | 64.5299 | 19.982 | 23.9907 | 31.9592 | 21.4995
2018-08-02 14:00 | 82.9882 | 46.044 | 22.8174 | 62.6788 | 22.1966 | 26.2171 | 33.3469 | 22.2898
2018-08-02 15:00 | 83.4911 | 47.485 | 24.5461 | 60.9096 | 23.7718 | 28.5337 | 34.0642 | 22.7106
2018-08-02 16:00 | 84.4098 | 48.346 | 26.3925 | 59.9222 | 24.6593 | 30.6598 | 34.4697 | 22.9975
2018-08-02 17:00 | 84.8914 | 47.8488 | 27.4089 | 59.9432 | 25.0152 | 31.554 | 34.6779 | 23.1731
2018-08-02 18:00 | 82.8498 | 45.9012 | 27.4065 | 60.8826 | 25.251 | 31.5611 | 34.7062 | 23.2092
2018-08-02 19:00 | 78.6532 | 43.133 | 26.4672 | 61.4568 | 25.1538 | 31.5854 | 34.3431 | 23.012
2018-08-02 20:00 | 72.9393 | 39.9297 | 24.6763 | 61.2206 | 24.1824 | 30.9385 | 32.8285 | 22.3169
2018-08-02 21:00 | 66.9994 | 36.2933 | 21.9885 | 60.0941 | 22.0939 | 28.4819 | 30.3289 | 20.876
2018-08-02 22:00 | 59.8324 | 32.0233 | 18.3946 | 57.6821 | 19.7814 | 24.095 | 27.2269 | 18.554
2018-08-02 23:00 | 55.6977 | 29.8925 | 16.4908 | 58.6202 | 20.5512 | 21.6188 | 24.5091 | 15.607
2018-08-03 | 52.8281 | 28.1826 | 14.9105 | 60.9424 | 19.3601 | 19.7352 | 21.205 | 11.6563
2018-08-03 01:00 | 50.5818 | 26.8503 | 13.5415 | 63.4984 | 18.3877 | 18.0465 | 17.4275 | 8.5181
2018-08-03 02:00 | 49.5152 | 26.1576 | 12.7209 | 64.9225 | 17.4207 | 17.1554 | 13.2663 | 6.6131
2018-08-03 03:00 | 48.6416 | 25.4727 | 12.0228 | 64.9983 | 16.4843 | 16.2093 | 11.5354 | 8.0693
2018-08-03 04:00 | 48.2724 | 25.1807 | 11.5478 | 65.4982 | 15.7769 | 15.5906 | 10.6422 | 9.203
2018-08-03 05:00 | 48.3169 | 24.9427 | 11.2489 | 65.2219 | 15.1983 | 15.1279 | 11.3826 | 9.9412
2018-08-03 06:00 | 49.0137 | 24.7341 | 11.0264 | 63.7118 | 14.7938 | 14.6959 | 12.6388 | 10.887
2018-08-03 07:00 | 50.6572 | 24.9885 | 11.0201 | 63.1222 | 14.6021 | 14.4517 | 14.2249 | 12.2987
2018-08-03 08:00 | 52.3731 | 24.6953 | 11.1527 | 61.7771 | 13.8563 | 13.2106 | 15.7364 | 13.6493
2018-08-03 09:00 | 56.2967 | 26.516 | 10.696 | 58.6079 | 10.9099 | 13.1535 | 17.3663 | 14.4698
2018-08-03 10:00 | 63.3172 | 30.4082 | 12.3788 | 60.2078 | 12.0421 | 14.571 | 20.2845 | 16.2567
2018-08-03 11:00 | 71.8476 | 35.7855 | 15.2086 | 62.8273 | 14.3656 | 17.3106 | 24.3078 | 18.2959
2018-08-03 12:00 | 78.7547 | 40.8741 | 18.3165 | 65.0415 | 17.2778 | 20.6876 | 29.0065 | 20.093
2018-08-03 13:00 | 83.047 | 44.828 | 21.183 | 65.5863 | 20.2406 | 23.8695 | 31.9346 | 21.5234
2018-08-03 14:00 | 85.254 | 47.5532 | 23.5127 | 65.5593 | 22.6995 | 26.7172 | 33.7586 | 22.4573
2018-08-03 15:00 | 86.9458 | 49.61 | 25.6487 | 65.104 | 24.4997 | 29.5805 | 34.8241 | 22.989
2018-08-03 16:00 | 87.1104 | 50.4483 | 27.0342 | 63.4826 | 25.8007 | 31.4778 | 35.3168 | 23.3614
2018-08-03 17:00 | 87.4451 | 50.2953 | 28.3264 | 63.8183 | 26.7438 | 32.9873 | 35.6575 | 23.6279
2018-08-03 18:00 | 86.6274 | 48.9107 | 29.0176 | 65.6984 | 27.2561 | 34.5191 | 35.8226 | 23.7167
2018-08-03 19:00 | 82.6294 | 46.044 | 28.266 | 65.9569 | 26.8636 | 34.8696 | 35.3016 | 23.4529
2018-08-03 20:00 | 76.3371 | 42.3043 | 26.2428 | 64.7521 | 25.5308 | 33.3136 | 33.6345 | 22.707
2018-08-03 21:00 | 70.1993 | 38.5 | 23.5794 | 63.2511 | 23.3112 | 30.5971 | 31.0948 | 21.3137
2018-08-03 22:00 | 62.3899 | 34.0389 | 19.9345 | 60.1529 | 20.9055 | 26.4596 | 27.9046 | 19.0016
2018-08-03 23:00 | 57.3777 | 31.3613 | 17.5228 | 59.8754 | 21.3242 | 23.3275 | 24.925 | 15.9311
2018-08-04 | 53.7887 | 29.1538 | 15.3909 | 61.389 | 19.8509 | 20.1793 | 21.2824 | 11.8163
2018-08-04 01:00 | 51.3658 | 27.634 | 14.1006 | 63.7312 | 18.7569 | 18.5067 | 17.471 | 8.657
2018-08-04 02:00 | 50.0159 | 26.7255 | 13.046 | 64.9371 | 17.6618 | 17.3534 | 13.2493 | 6.6747
2018-08-04 03:00 | 46.5488 | 24.8638 | 11.4055 | 64.4667 | 16.7096 | 16.311 | 8.643 | 4.7656
2018-08-04 04:00 | 46.4467 | 24.5149 | 10.953 | 65.0979 | 15.9425 | 15.6234 | 8.179 | 4.4396
2018-08-04 05:00 | 45.765 | 24.0178 | 10.5564 | 64.6718 | 15.3271 | 15.0838 | 8.3421 | 4.6053
2018-08-04 06:00 | 45.7444 | 23.8359 | 10.2665 | 63.498 | 14.9448 | 14.5811 | 8.9377 | 5.2183
2018-08-04 07:00 | 45.8012 | 23.6452 | 9.9934 | 62.7099 | 14.7065 | 14.0741 | 9.9354 | 6.0834
2018-08-04 08:00 | 44.3778 | 22.0175 | 9.7819 | 61.1773 | 13.7937 | 12.191 | 10.6346 | 6.9846
2018-08-04 09:00 | 44.6032 | 22.6581 | 8.7655 | 58.3643 | 10.9259 | 12.4712 | 12.6694 | 7.4786
2018-08-04 10:00 | 47.0964 | 24.3663 | 9.8256 | 60.0637 | 11.9392 | 13.7609 | 15.3941 | 9.3764
2018-08-04 11:00 | 50.6377 | 26.7982 | 11.8861 | 63.1062 | 14.1358 | 16.1756 | 18.9456 | 11.8616
2018-08-04 12:00 | 53.9382 | 29.4753 | 14.2809 | 65.3493 | 17.0473 | 19.3261 | 23.6865 | 14.5233
2018-08-04 13:00 | 56.466 | 32.0174 | 16.3292 | 66.0611 | 20.1515 | 22.3385 | 27.8225 | 17.2745
2018-08-04 14:00 | 58.2249 | 34.0263 | 18.2516 | 65.6527 | 22.757 | 25.3522 | 31.3089 | 19.8165
2018-08-04 15:00 | 59.9855 | 35.6059 | 20.1729 | 65.0344 | 24.5138 | 28.1203 | 33.803 | 21.594
2018-08-04 16:00 | 62.1465 | 37.3636 | 22.0503 | 65.2927 | 26.1046 | 30.9376 | 35.3582 | 22.7279
2018-08-04 17:00 | 64.713 | 39.0098 | 23.4635 | 66.0024 | 27.0552 | 32.9193 | 35.6379 | 23.2928
2018-08-04 18:00 | 65.4 | 39.3167 | 23.788 | 65.6691 | 27.2426 | 33.4206 | 35.0955 | 23.2698
2018-08-04 19:00 | 64.2075 | 38.4171 | 23.3637 | 65.1612 | 26.6502 | 33.3657 | 34.288 | 23.0559
2018-08-04 20:00 | 61.161 | 36.1843 | 21.7879 | 63.9176 | 25.1068 | 31.945 | 32.6239 | 22.5256
2018-08-04 21:00 | 56.2112 | 32.8101 | 18.8236 | 61.3493 | 22.5964 | 28.4024 | 29.6344 | 21.2041
2018-08-04 22:00 | 50.9411 | 29.0211 | 15.325 | 57.9097 | 20.2542 | 23.6782 | 25.5325 | 19.1052
2018-08-04 23:00 | 49.5735 | 27.439 | 13.8456 | 57.9368 | 20.5456 | 20.8259 | 21.3056 | 16.415
2018-08-05 | 48.4173 | 26.248 | 12.7642 | 60.166 | 19.2365 | 19.0671 | 16.8287 | 12.7825
2018-08-05 01:00 | 47.2119 | 25.2142 | 12.0971 | 62.5725 | 18.265 | 17.9194 | 12.921 | 9.3116
2018-08-05 02:00 | 44.835 | 23.679 | 11.4866 | 64.2866 | 17.2697 | 16.9834 | 9.6582 | 6.5749
2018-08-05 03:00 | 46.1097 | 24.0591 | 11.0108 | 64.5349 | 16.3809 | 16.1485 | 8.2725 | 4.6557
2018-08-05 04:00 | 46.0083 | 23.9136 | 10.6641 | 65.108 | 15.7032 | 15.5447 | 7.9401 | 4.3546
2018-08-05 05:00 | 45.711 | 23.6414 | 10.439 | 64.9837 | 15.1519 | 15.0042 | 8.1963 | 4.5603
2018-08-05 06:00 | 45.4872 | 23.4153 | 10.154 | 63.3767 | 14.7745 | 14.3816 | 8.7583 | 5.1455
2018-08-05 07:00 | 45.1088 | 23.1842 | 9.8758 | 62.5562 | 14.5281 | 13.8366 | 9.7504 | 5.9796
2018-08-05 08:00 | 45.0063 | 23.0428 | 9.6575 | 61.0557 | 14.3594 | 13.4151 | 11.2436 | 6.7954
2018-08-05 09:00 | 43.5563 | 21.87 | 8.569 | 57.7817 | 10.7569 | 12.1067 | 12.3945 | 7.3508
2018-08-05 10:00 | 44.2844 | 21.7526 | 9.304 | 58.8371 | 10.7186 | 12.1636 | 14.5312 | 9.1723
2018-08-05 11:00 | 48.8894 | 24.8565 | 10.9805 | 61.4982 | 13.7612 | 15.5886 | 18.2559 | 11.509
2018-08-05 12:00 | 52.3375 | 27.7659 | 13.035 | 63.9232 | 16.7686 | 18.3204 | 23.0751 | 14.2093
2018-08-05 13:00 | 54.5562 | 30.0898 | 15.2755 | 65.0032 | 19.684 | 21.4645 | 27.2614 | 16.932
2018-08-05 14:00 | 55.9217 | 31.7561 | 16.9528 | 64.7743 | 21.9914 | 24.0195 | 30.7339 | 19.4162
2018-08-05 15:00 | 57.2457 | 33.2544 | 18.568 | 63.4874 | 23.6718 | 26.4411 | 33.2884 | 21.2001
2018-08-05 16:00 | 58.5033 | 34.4902 | 19.9503 | 62.6165 | 24.8313 | 28.5023 | 34.4706 | 22.2026
2018-08-05 17:00 | 59.6443 | 35.3195 | 20.8996 | 61.9282 | 25.6321 | 29.7591 | 34.5373 | 22.6907
2018-08-05 18:00 | 60.1663 | 35.6214 | 21.3422 | 61.9738 | 25.9982 | 30.6779 | 34.1219 | 22.7683
2018-08-05 19:00 | 60.6119 | 35.7513 | 21.441 | 62.9484 | 25.881 | 31.4499 | 33.6572 | 22.7183
2018-08-05 20:00 | 58.735 | 34.2236 | 20.1106 | 62.3584 | 24.7884 | 29.9816 | 32.0762 | 22.2516
2018-08-05 21:00 | 55.0924 | 31.5333 | 17.9726 | 60.4878 | 22.5071 | 27.3619 | 29.221 | 21.0008
2018-08-05 22:00 | 50.3591 | 28.34 | 15.0131 | 57.6533 | 20.2589 | 23.198 | 25.3485 | 18.9754
2018-08-05 23:00 | 48.9902 | 27.237 | 13.6831 | 57.9311 | 20.5986 | 20.5497 | 21.2943 | 16.3647
2018-08-06 | 48.0415 | 26.189 | 12.5376 | 60.1374 | 19.2347 | 18.4965 | 16.9346 | 12.7454
2018-08-06 01:00 | 47.1043 | 25.1186 | 11.747 | 62.5744 | 18.2086 | 17.1198 | 12.8864 | 9.2085
2018-08-06 02:00 | 45.1267 | 23.7825 | 11.2722 | 64.1583 | 17.179 | 16.1277 | 9.6218 | 6.451
2018-08-06 03:00 | 49.0754 | 25.6034 | 11.7056 | 64.93 | 16.2823 | 15.3634 | 11.1619 | 7.9201
2018-08-06 04:00 | 48.362 | 24.8345 | 11.2002 | 65.4862 | 15.4898 | 14.6991 | 10.2917 | 9.0218
2018-08-06 05:00 | 47.8558 | 24.2616 | 10.7435 | 64.7454 | 14.8255 | 13.9917 | 10.9557 | 9.73
2018-08-06 06:00 | 48.6996 | 24.2449 | 10.5358 | 63.2368 | 14.4412 | 13.5791 | 12.2609 | 10.6856
2018-08-06 07:00 | 50.4425 | 24.5371 | 10.5468 | 62.6379 | 14.2421 | 13.304 | 13.8419 | 12.0551
2018-08-06 08:00 | 51.3882 | 23.515 | 10.5686 | 60.8359 | 13.3011 | 11.281 | 14.8963 | 13.1403
2018-08-06 09:00 | 55.696 | 25.7938 | 10.1417 | 58.1853 | 10.4583 | 11.7906 | 16.8259 | 13.9611
2018-08-06 10:00 | 62.1238 | 29.6142 | 11.7455 | 59.2081 | 11.463 | 13.3745 | 19.6185 | 15.7171
2018-08-06 11:00 | 70.2135 | 34.8523 | 14.436 | 61.4278 | 13.7421 | 16.0516 | 23.5663 | 17.7931
2018-08-06 12:00 | 76.7726 | 39.9016 | 17.4774 | 62.8502 | 16.651 | 19.2743 | 28.1646 | 19.648
2018-08-06 13:00 | 81.0357 | 44.0585 | 20.4116 | 63.7213 | 19.7176 | 22.5102 | 31.3959 | 21.1793
2018-08-06 14:00 | 83.1345 | 46.8856 | 22.8277 | 63.9888 | 22.4106 | 25.4426 | 33.3859 | 22.2036
2018-08-06 15:00 | 84.1928 | 48.8954 | 24.6173 | 63.181 | 24.4847 | 27.6788 | 34.363 | 22.7594
2018-08-06 16:00 | 85.5121 | 50.5241 | 26.4158 | 63.5969 | 26.2967 | 29.9866 | 35.1981 | 23.2605
2018-08-06 17:00 | 85.9807 | 50.5254 | 27.7486 | 64.3462 | 27.6411 | 31.8562 | 35.7248 | 23.6354
2018-08-06 18:00 | 84.3697 | 48.7089 | 28.4906 | 65.2865 | 28.1719 | 33.3502 | 35.8371 | 23.7301
2018-08-06 19:00 | 80.1561 | 45.3389 | 27.7338 | 64.8997 | 27.3242 | 33.4666 | 35.175 | 23.3762
2018-08-06 20:00 | 73.567 | 41.3151 | 25.45 | 63.2305 | 25.6023 | 31.5657 | 33.4319 | 22.5609
2018-08-06 21:00 | 66.9316 | 37.1649 | 22.3312 | 61.4089 | 23.1325 | 28.2425 | 30.752 | 21.0816
2018-08-06 22:00 | 59.2225 | 32.4872 | 18.4081 | 57.7 | 20.8447 | 23.4549 | 27.4334 | 18.6606
2018-08-06 23:00 | 55.221 | 30.3483 | 16.5865 | 58.8699 | 21.2349 | 21.3856 | 24.6225 | 15.6524
2018-08-07 | 52.3897 | 28.5948 | 15.0019 | 61.3735 | 19.9394 | 19.5761 | 21.2407 | 11.6794
2018-08-07 01:00 | 50.5424 | 27.1907 | 13.7312 | 64.078 | 18.7898 | 17.9489 | 17.3981 | 8.5194
2018-08-07 02:00 | 49.6005 | 26.4266 | 12.7641 | 65.616 | 17.6881 | 16.7979 | 13.2115 | 6.5625
2018-08-07 03:00 | 48.6897 | 25.754 | 11.9733 | 65.6638 | 16.6754 | 15.7791 | 11.5086 | 8.0514
2018-08-07 04:00 | 48.1197 | 25.3067 | 11.5011 | 66.1447 | 15.8959 | 15.1735 | 10.5844 | 9.1501
2018-08-07 05:00 | 48.341 | 25.0699 | 11.2383 | 65.8467 | 15.3035 | 14.7808 | 11.2961 | 9.8945
2018-08-07 06:00 | 48.9466 | 24.6691 | 10.9414 | 64.3096 | 14.8351 | 14.289 | 12.4628 | 10.7742
2018-08-07 07:00 | 50.3714 | 24.5916 | 10.7781 | 63.1588 | 14.508 | 13.7845 | 13.9231 | 12.1212
2018-08-07 08:00 | 51.6041 | 23.5459 | 10.64 | 60.5827 | 13.5225 | 11.8373 | 14.8764 | 13.1973
2018-08-07 09:00 | 55.4185 | 25.6345 | 10.1415 | 57.021 | 10.6204 | 11.906 | 16.6719 | 13.9822
2018-08-07 10:00 | 61.1269 | 29.2098 | 11.6001 | 58.2368 | 11.4884 | 13.1305 | 19.5052 | 15.6853
2018-08-07 11:00 | 68.7057 | 34.2438 | 14.1786 | 60.6729 | 13.6942 | 15.5254 | 23.4496 | 17.6807
2018-08-07 12:00 | 75.5176 | 39.2517 | 17.2723 | 62.7592 | 16.6876 | 18.9017 | 27.9522 | 19.5469
2018-08-07 13:00 | 80.1222 | 43.2697 | 20.2579 | 63.3742 | 19.7958 | 22.5339 | 31.1365 | 21.1015
2018-08-07 14:00 | 82.1434 | 45.7265 | 22.4215 | 62.5655 | 22.192 | 25.3309 | 33.0228 | 22.0385
2018-08-07 15:00 | 83.5992 | 47.7554 | 24.2593 | 61.9708 | 24.2042 | 27.9052 | 34.3599 | 22.667
2018-08-07 16:00 | 84.5323 | 49.1187 | 25.8371 | 61.7544 | 25.7476 | 30.0489 | 35.2438 | 23.1551
2018-08-07 17:00 | 84.9868 | 49.3233 | 26.9952 | 62.1965 | 27.0613 | 31.7251 | 35.74 | 23.5599
2018-08-07 18:00 | 83.9634 | 48.1422 | 27.9539 | 64.5423 | 27.9047 | 33.4836 | 36.1138 | 23.7661
2018-08-07 19:00 | 80.3684 | 45.496 | 27.2498 | 65.3947 | 27.5589 | 33.5933 | 35.8502 | 23.5399
2018-08-07 20:00 | 75.1138 | 42.1472 | 25.3156 | 65.1405 | 26.1375 | 32.1599 | 34.3409 | 22.8333
2018-08-07 21:00 | 68.6633 | 37.8287 | 22.3631 | 63.027 | 23.5079 | 29.2356 | 31.6423 | 21.3688
2018-08-07 22:00 | 60.8194 | 33.0511 | 18.8288 | 59.5796 | 21.18 | 25.1799 | 28.1929 | 18.994
2018-08-07 23:00 | 56.9777 | 30.8263 | 17.2208 | 60.9132 | 21.4569 | 23.117 | 25.2769 | 15.9598
2018-08-08 | 53.6332 | 28.769 | 15.282 | 62.3744 | 19.9823 | 20.5975 | 21.6069 | 11.8816
2018-08-08 01:00 | 51.0915 | 27.1677 | 13.6728 | 64.2858 | 18.7928 | 18.387 | 17.4926 | 8.5981
2018-08-08 02:00 | 49.6677 | 26.2676 | 12.5861 | 65.3854 | 17.6485 | 17.01 | 13.2304 | 6.5955
2018-08-08 03:00 | 46.2451 | 24.6989 | 11.0883 | 65.3781 | 16.6626 | 15.9679 | 11.5207 | 8.0723
2018-08-08 04:00 | 45.8886 | 24.3549 | 10.7251 | 65.937 | 15.8729 | 15.3263 | 10.6069 | 9.1769
2018-08-08 05:00 | 45.68 | 24.081 | 10.4922 | 65.762 | 15.2714 | 14.9139 | 11.3687 | 9.9277
2018-08-08 06:00 | 45.9211 | 23.8449 | 10.3092 | 64.6156 | 14.8854 | 14.5794 | 12.6005 | 10.8521
2018-08-08 07:00 | 46.2173 | 23.5424 | 10.1088 | 63.2714 | 14.6345 | 14.2153 | 14.1406 | 12.2491
2018-08-08 08:00 | 45.2747 | 22.3716 | 9.9413 | 61.3326 | 13.8255 | 12.9825 | 15.7033 | 13.5928
2018-08-08 09:00 | 45.5869 | 22.7854 | 9.1204 | 58.3822 | 10.9252 | 12.9774 | 17.3361 | 14.4153
2018-08-08 10:00 | 47.4185 | 24.2523 | 10.1283 | 59.495 | 11.811 | 14.225 | 20.079 | 16.0914
2018-08-08 11:00 | 50.8391 | 26.5983 | 11.9827 | 61.6135 | 13.9638 | 16.7647 | 23.9736 | 18.0588
2018-08-08 12:00 | 53.7156 | 28.9663 | 13.8545 | 62.5706 | 16.6711 | 19.6011 | 28.0939 | 19.7003
2018-08-08 13:00 | 56.4174 | 31.5889 | 15.7429 | 62.8969 | 19.7128 | 22.5165 | 31.3273 | 21.1651
2018-08-08 14:00 | 59.1397 | 34.2795 | 18.1454 | 64.0422 | 22.4727 | 26.1142 | 33.8227 | 22.3162
2018-08-08 15:00 | 60.7671 | 36.1891 | 19.9721 | 63.4598 | 24.1712 | 28.9486 | 34.8608 | 22.8769
2018-08-08 16:00 | 62.1814 | 37.7825 | 21.3675 | 62.8097 | 25.5244 | 30.7718 | 35.3347 | 23.2743
2018-08-08 17:00 | 63.9307 | 38.7652 | 22.4743 | 62.012 | 26.3945 | 31.9316 | 35.5054 | 23.5334
2018-08-08 18:00 | 64.9213 | 38.9123 | 23.0644 | 62.5262 | 26.671 | 32.4237 | 35.4368 | 23.5576
2018-08-08 19:00 | 63.8662 | 37.966 | 22.7181 | 63.0759 | 26.3696 | 32.255 | 34.9694 | 23.2998
2018-08-08 20:00 | 60.9737 | 36.1151 | 21.1734 | 62.6594 | 25.1946 | 30.6525 | 33.5247 | 22.6295
2018-08-08 21:00 | 56.5807 | 32.976 | 18.4675 | 60.5863 | 22.8173 | 27.4273 | 30.8774 | 21.1223
2018-08-08 22:00 | 51.7781 | 29.6856 | 15.596 | 58.5027 | 20.7802 | 23.6516 | 27.8626 | 18.8224
2018-08-08 23:00 | 50.7911 | 28.7511 | 14.6241 | 60.4526 | 21.2287 | 21.7911 | 25.036 | 15.8656
2018-08-09 | 49.4578 | 27.4364 | 13.3431 | 62.1409 | 19.8099 | 19.6444 | 21.4806 | 11.8244
2018-08-09 01:00 | 47.7646 | 26.1227 | 12.4246 | 64.6139 | 18.7098 | 18.03 | 17.6678 | 8.6442
2018-08-09 02:00 | 45.5405 | 24.7247 | 11.7727 | 65.9917 | 17.642 | 16.964 | 13.4123 | 6.6989
2018-08-09 03:00 | 49.1043 | 26.028 | 12.0322 | 65.7453 | 16.6775 | 16.015 | 11.6712 | 8.0939
2018-08-09 04:00 | 48.6539 | 25.6602 | 11.6372 | 66.5511 | 15.919 | 15.3982 | 10.7824 | 9.2202
2018-08-09 05:00 | 48.1099 | 25.017 | 11.1522 | 65.7736 | 15.2856 | 14.7409 | 11.2999 | 9.9072
2018-08-09 06:00 | 49.0762 | 24.8193 | 10.929 | 64.0285 | 14.8515 | 14.3385 | 12.5194 | 10.8508
2018-08-09 07:00 | 51.5075 | 25.2658 | 10.9803 | 63.3741 | 14.6428 | 14.1936 | 14.1539 | 12.2721
2018-08-09 08:00 | 52.8745 | 24.219 | 10.9307 | 61.0476 | 13.6998 | 12.2497 | 15.0821 | 13.4785
2018-08-09 09:00 | 56.2864 | 26.2672 | 10.3053 | 57.2348 | 10.7858 | 12.2685 | 16.9572 | 14.1905
2018-08-09 10:00 | 61.8255 | 29.8752 | 11.8119 | 58.3589 | 11.5904 | 13.5846 | 19.8454 | 15.9208
2018-08-09 11:00 | 69.6616 | 34.9513 | 14.4927 | 60.9284 | 13.8287 | 16.0188 | 23.726 | 17.9787
2018-08-09 12:00 | 77.2487 | 40.5462 | 17.8971 | 63.8178 | 17.0985 | 19.6212 | 28.6214 | 19.986
2018-08-09 13:00 | 82.8715 | 45.6806 | 21.3321 | 66.1061 | 20.7956 | 23.7252 | 32.3169 | 21.7342
2018-08-09 14:00 | 86.021 | 49.1842 | 24.0807 | 66.991 | 23.8478 | 27.2415 | 34.4891 | 22.843
2018-08-09 15:00 | 88.2322 | 51.8506 | 26.3407 | 67.1965 | 26.1733 | 30.2309 | 35.8251 | 23.4928
2018-08-09 16:00 | 90.152 | 53.6707 | 28.4266 | 67.8644 | 27.7751 | 33.0213 | 36.7039 | 24.0134
2018-08-09 17:00 | 89.7358 | 53.0003 | 29.0142 | 67.1067 | 28.1948 | 33.6743 | 36.7788 | 24.2086
2018-08-09 18:00 | 86.9179 | 50.4009 | 29.1134 | 66.8291 | 27.8031 | 33.8927 | 36.4448 | 24.0766
2018-08-09 19:00 | 82.3779 | 47.0797 | 28.5342 | 66.6756 | 26.8118 | 33.7915 | 35.9638 | 23.7529
2018-08-09 20:00 | 74.8249 | 42.8558 | 26.1532 | 64.7381 | 25.0778 | 31.693 | 34.2143 | 22.9359
2018-08-09 21:00 | 67.8414 | 38.4183 | 22.7693 | 61.9217 | 22.4894 | 28.0391 | 31.551 | 21.42
2018-08-09 22:00 | 61.7005 | 34.238 | 19.4683 | 59.731 | 20.9061 | 24.3908 | 28.6272 | 19.221
2018-08-09 23:00 | 57.4809 | 31.7862 | 17.4459 | 61.3561 | 21.3795 | 22.235 | 25.6868 | 16.1744
2018-08-10 | 53.9408 | 29.5746 | 15.5692 | 63.1839 | 20.0514 | 20.239 | 22.0928 | 12.1018
2018-08-10 01:00 | 51.9613 | 28.3724 | 14.4146 | 65.865 | 19.097 | 18.8607 | 18.5226 | 9.0098
2018-08-10 02:00 | 50.8769 | 27.6072 | 13.5573 | 67.4992 | 18.0939 | 17.9747 | 13.9751 | 7.0949
2018-08-10 03:00 | 49.9061 | 27.046 | 12.8275 | 67.0706 | 17.1864 | 17.0644 | 12.2564 | 8.3363
2018-08-10 04:00 | 49.3569 | 26.5643 | 12.2528 | 67.3236 | 16.4184 | 16.2793 | 11.2399 | 9.427
2018-08-10 05:00 | 48.8272 | 25.9652 | 11.7758 | 66.5664 | 15.7634 | 15.611 | 11.829 | 10.1317
2018-08-10 06:00 | 49.4135 | 25.6457 | 11.4868 | 64.9429 | 15.3436 | 15.1671 | 13.0308 | 11.0709
2018-08-10 07:00 | 51.3308 | 25.9189 | 11.3834 | 63.9613 | 15.1026 | 14.7996 | 14.6122 | 12.4822
2018-08-10 08:00 | 53.2395 | 25.5054 | 11.5514 | 62.4966 | 14.4692 | 13.8278 | 15.9772 | 14.0002
2018-08-10 09:00 | 56.9988 | 27.5064 | 11.1006 | 59.2479 | 11.4323 | 13.4803 | 17.8817 | 14.7889
2018-08-10 10:00 | 63.0667 | 31.0362 | 12.5474 | 60.071 | 12.0653 | 14.4072 | 20.6276 | 16.4576
2018-08-10 11:00 | 71.1148 | 36.1219 | 15.2263 | 62.4485 | 14.1562 | 16.6276 | 24.4116 | 18.3044
2018-08-10 12:00 | 77.7784 | 41.2105 | 18.5721 | 64.501 | 17.0297 | 19.8905 | 29.1709 | 20.0969
2018-08-10 13:00 | 81.1331 | 44.6894 | 21.274 | 63.72 | 19.8889 | 22.7938 | 31.63 | 21.4385
2018-08-10 14:00 | 83.3032 | 47.265 | 23.5866 | 63.0608 | 22.2844 | 25.5575 | 33.2815 | 22.3518
2018-08-10 15:00 | 85.4149 | 49.5718 | 25.8084 | 63.085 | 24.2717 | 28.4803 | 34.4646 | 22.9513
2018-08-10 16:00 | 86.2632 | 50.7029 | 27.5015 | 62.2918 | 25.4717 | 30.7103 | 35.0312 | 23.3104
2018-08-10 17:00 | 86.2447 | 49.9821 | 28.2939 | 61.8597 | 25.8693 | 31.6821 | 35.0481 | 23.4656
2018-08-10 18:00 | 82.8392 | 47.2149 | 27.9651 | 61.2419 | 25.9176 | 31.8666 | 34.593 | 23.3887
2018-08-10 19:00 | 77.8305 | 43.8487 | 27.0796 | 60.7303 | 25.3785 | 31.723 | 33.8502 | 23.0263
2018-08-10 20:00 | 71.6241 | 40.2842 | 24.9381 | 59.8781 | 23.9735 | 29.8839 | 32.32 | 22.2485
2018-08-10 21:00 | 65.024 | 36.3998 | 21.4403 | 58.3202 | 21.6082 | 26.0391 | 29.9077 | 20.7722
2018-08-10 22:00 | 59.3623 | 32.7896 | 18.2918 | 56.6986 | 20.0755 | 22.5576 | 27.2061 | 18.5985
2018-08-10 23:00 | 56.2629 | 30.8925 | 16.6112 | 58.3556 | 20.6825 | 20.6345 | 24.5852 | 15.6378
2018-08-11 | 53.3799 | 29.1192 | 15.0081 | 60.6728 | 19.5201 | 18.8931 | 21.2852 | 11.6615
2018-08-11 01:00 | 51.4474 | 27.9329 | 13.764 | 63.212 | 18.5824 | 17.4281 | 17.6844 | 8.5513
2018-08-11 02:00 | 50.442 | 27.2712 | 12.8621 | 64.8428 | 17.608 | 16.5415 | 13.5328 | 6.6435
2018-08-11 03:00 | 46.8335 | 25.2966 | 11.2645 | 64.3573 | 16.6945 | 15.7148 | 8.8369 | 4.7785
2018-08-11 04:00 | 46.7381 | 25.006 | 10.8719 | 64.9523 | 15.9545 | 15.0879 | 8.3989 | 4.464
2018-08-11 05:00 | 46.4451 | 24.7713 | 10.6043 | 64.814 | 15.3991 | 14.6776 | 8.5776 | 4.6502
2018-08-11 06:00 | 46.335 | 24.4445 | 10.2956 | 63.2635 | 15.0225 | 14.2762 | 9.0483 | 5.2498
2018-08-11 07:00 | 46.571 | 24.2399 | 10.0437 | 62.4736 | 14.7842 | 13.9016 | 9.969 | 6.1182
2018-08-11 08:00 | 45.4043 | 22.5952 | 9.8128 | 60.7625 | 14.0521 | 12.4256 | 10.6674 | 6.9787
2018-08-11 09:00 | 44.8406 | 22.8241 | 8.7832 | 57.8076 | 11.0544 | 12.1687 | 12.772 | 7.493
2018-08-11 10:00 | 46.5201 | 24.1724 | 9.6408 | 59.3347 | 11.7568 | 13.1502 | 15.4676 | 9.3567
2018-08-11 11:00 | 49.4162 | 26.459 | 11.4058 | 62.317 | 13.9099 | 15.0567 | 19.0144 | 11.7804
2018-08-11 12:00 | 52.8567 | 29.1098 | 13.5006 | 64.6539 | 16.7424 | 17.5528 | 23.6927 | 14.4009
2018-08-11 13:00 | 55.8168 | 31.6775 | 15.4111 | 65.6761 | 19.7234 | 20.0466 | 27.5346 | 17.0814
2018-08-11 14:00 | 57.8906 | 33.8841 | 17.1742 | 65.6541 | 22.2939 | 22.472 | 30.9777 | 19.6389
2018-08-11 15:00 | 59.2101 | 35.6345 | 18.7633 | 64.6031 | 24.2364 | 24.6592 | 33.4883 | 21.442
2018-08-11 16:00 | 60.847 | 37.2216 | 20.2875 | 64.4825 | 25.6245 | 26.6657 | 34.9848 | 22.5405
2018-08-11 17:00 | 61.6126 | 37.9764 | 21.2551 | 63.7938 | 26.2717 | 28.0491 | 35.2058 | 23.042
2018-08-11 18:00 | 62.3833 | 38.1705 | 21.8315 | 63.5246 | 26.4978 | 29.3791 | 34.8404 | 23.095
2018-08-11 19:00 | 62.1692 | 37.4991 | 21.391 | 63.4294 | 25.8108 | 29.3497 | 34.1913 | 22.9258
2018-08-11 20:00 | 59.4717 | 35.5283 | 19.7889 | 62.4357 | 24.3615 | 27.9033 | 32.6402 | 22.4441
2018-08-11 21:00 | 55.0592 | 32.4034 | 17.4824 | 60.2064 | 21.9203 | 25.5748 | 29.7525 | 21.1653
2018-08-11 22:00 | 51.2624 | 29.522 | 15.1897 | 58.1448 | 20.3217 | 22.6316 | 26.1131 | 19.2712
2018-08-11 23:00 | 50.7085 | 28.5008 | 14.1099 | 59.3027 | 20.9023 | 20.6775 | 22.0687 | 16.6755
2018-08-12 | 49.7823 | 27.4474 | 12.9135 | 61.3877 | 19.6553 | 18.832 | 17.7021 | 13.0572
2018-08-12 01:00 | 48.7199 | 26.5861 | 12.2033 | 64.0128 | 18.7277 | 17.5915 | 13.9126 | 9.594
2018-08-12 02:00 | 46.6154 | 25.2562 | 11.6784 | 65.7373 | 17.7684 | 16.7046 | 10.3505 | 6.8333
2018-08-12 03:00 | 48.1531 | 25.6032 | 11.1271 | 65.5754 | 16.8577 | 15.7963 | 8.8057 | 4.776
2018-08-12 04:00 | 48.2548 | 25.3859 | 10.7079 | 66.1195 | 16.1033 | 15.1327 | 8.3517 | 4.4192
2018-08-12 05:00 | 48.1217 | 25.1543 | 10.3981 | 65.6256 | 15.4969 | 14.6371 | 8.4954 | 4.5853
2018-08-12 06:00 | 47.9647 | 25.0193 | 10.2108 | 64.215 | 15.1319 | 14.3113 | 9.0903 | 5.2237
2018-08-12 07:00 | 47.6463 | 24.8483 | 10.0643 | 63.6365 | 14.9543 | 14.07 | 10.1621 | 6.1277
2018-08-12 08:00 | 47.2714 | 24.6289 | 9.8852 | 62.1361 | 14.8497 | 13.7734 | 11.7095 | 7.0661
2018-08-12 09:00 | 45.4836 | 23.3991 | 8.7688 | 58.7295 | 11.3936 | 12.3381 | 12.8924 | 7.5823
2018-08-12 10:00 | 45.5703 | 22.5909 | 9.3401 | 59.8271 | 10.7851 | 11.5163 | 14.3194 | 9.3555
2018-08-12 11:00 | 49.3295 | 26.1091 | 11.0704 | 62.9818 | 13.8825 | 15.0375 | 19.1332 | 11.7068
2018-08-12 12:00 | 52.5721 | 28.5968 | 13.0554 | 65.1542 | 16.7908 | 17.5609 | 23.7749 | 14.3106
2018-08-12 13:00 | 54.7712 | 30.6123 | 14.7625 | 65.5094 | 19.6879 | 19.8907 | 27.4972 | 16.9715
2018-08-12 14:00 | 55.8831 | 32.0253 | 16.3255 | 64.3869 | 21.9171 | 21.9952 | 30.6444 | 19.3794
2018-08-12 15:00 | 56.6434 | 33.1899 | 17.6843 | 62.6626 | 23.5034 | 24.0012 | 32.9133 | 21.1172
2018-08-12 16:00 | 57.4942 | 34.0588 | 18.7857 | 61.1654 | 24.2683 | 25.5721 | 34.0671 | 22.077
2018-08-12 17:00 | 58.2567 | 34.647 | 19.5657 | 60.2646 | 24.5902 | 26.6378 | 34.1553 | 22.5394
2018-08-12 18:00 | 59.0027 | 34.9203 | 20.1292 | 60.615 | 24.6003 | 27.6113 | 33.68 | 22.5541
2018-08-12 19:00 | 58.1632 | 34.1646 | 19.7057 | 60.1318 | 23.976 | 27.5189 | 32.7881 | 22.337
2018-08-12 20:00 | 55.6436 | 32.5374 | 18.2597 | 58.8075 | 22.8176 | 26.2908 | 31.3836 | 21.9277
2018-08-12 21:00 | 52.6849 | 30.2341 | 16.2184 | 57.5218 | 20.8471 | 23.9374 | 28.8567 | 20.7577
2018-08-12 22:00 | 49.5417 | 27.5769 | 13.965 | 55.8202 | 19.4132 | 20.9932 | 25.189 | 18.8727
2018-08-12 23:00 | 49.1347 | 26.8105 | 13.1432 | 57.3151 | 19.9838 | 19.5446 | 21.2101 | 16.2903
2018-08-13 | 48.2746 | 25.9893 | 12.1686 | 59.5666 | 18.8425 | 17.9325 | 16.9336 | 12.6932
2018-08-13 01:00 | 47.2901 | 25.1147 | 11.4526 | 62.2127 | 17.9213 | 16.624 | 13.0433 | 9.1855
2018-08-13 02:00 | 45.3452 | 23.7197 | 10.9448 | 63.6344 | 16.9653 | 15.7875 | 9.7202 | 6.3945
2018-08-13 03:00 | 49.5852 | 25.6794 | 11.4141 | 64.0322 | 16.1198 | 15.141 | 11.2174 | 7.9357
2018-08-13 04:00 | 49.3464 | 25.3659 | 11.0315 | 64.8825 | 15.4513 | 14.5488 | 10.4304 | 9.0763
2018-08-13 05:00 | 49.4952 | 25.1181 | 10.7589 | 64.6545 | 14.8923 | 14.0593 | 11.1705 | 9.8123
2018-08-13 06:00 | 50.4311 | 25.0786 | 10.6013 | 63.4773 | 14.529 | 13.7269 | 12.4738 | 10.7796
2018-08-13 07:00 | 52.2239 | 25.4038 | 10.6486 | 62.5679 | 14.3517 | 13.5555 | 14.0925 | 12.1941
2018-08-13 08:00 | 53.7196 | 24.5061 | 10.749 | 60.651 | 13.5218 | 11.9935 | 15.09 | 13.4151
2018-08-13 09:00 | 57.6402 | 26.946 | 10.4243 | 57.745 | 11.0004 | 12.2043 | 17.3009 | 14.2436
2018-08-13 10:00 | 62.556 | 30.1397 | 11.773 | 58.7474 | 11.4867 | 13.2291 | 19.9754 | 15.8413
2018-08-13 11:00 | 69.4859 | 34.6742 | 14.3451 | 60.6951 | 13.3877 | 15.5256 | 23.6196 | 17.7104
2018-08-13 12:00 | 75.9433 | 39.1984 | 17.3694 | 61.8695 | 15.8713 | 18.7007 | 27.6651 | 19.4206
2018-08-13 13:00 | 79.8176 | 42.6835 | 20.0517 | 61.7959 | 18.4184 | 21.769 | 30.4299 | 20.8124
2018-08-13 14:00 | 81.3224 | 44.8617 | 22.0296 | 60.2883 | 20.5774 | 24.3035 | 32.0623 | 21.6973
2018-08-13 15:00 | 81.8209 | 46.1599 | 23.5513 | 58.8106 | 21.9438 | 26.2146 | 32.9043 | 22.1431
2018-08-13 16:00 | 82.0359 | 46.6471 | 24.7532 | 57.4803 | 22.7866 | 27.7283 | 33.3082 | 22.4326
2018-08-13 17:00 | 81.7007 | 45.8998 | 25.6232 | 56.6605 | 23.4361 | 28.8004 | 33.4215 | 22.6455
2018-08-13 18:00 | 79.3722 | 43.447 | 25.5423 | 56.9162 | 23.4965 | 29.0602 | 33.2242 | 22.6038
2018-08-13 19:00 | 74.5998 | 40.2512 | 24.2525 | 57.0303 | 23.0075 | 28.4934 | 32.6521 | 22.2892
2018-08-13 20:00 | 68.4073 | 36.9815 | 22.0092 | 56.3376 | 21.8938 | 26.6263 | 31.1234 | 21.5277
2018-08-13 21:00 | 62.9331 | 33.4916 | 19.3603 | 55.5224 | 19.9714 | 24.2161 | 28.7477 | 20.1003
2018-08-13 22:00 | 57.2062 | 29.9865 | 16.5953 | 54.3374 | 18.6017 | 21.3474 | 26.0265 | 17.9255
2018-08-13 23:00 | 54.2793 | 28.3811 | 15.0433 | 56.5424 | 19.3006 | 19.2524 | 23.3095 | 14.9395
2018-08-14 | 51.6507 | 26.8743 | 13.6401 | 58.833 | 18.2556 | 17.5252 | 20.0714 | 11.0141
2018-08-14 01:00 | 50.054 | 26.0174 | 12.6804 | 61.895 | 17.4775 | 16.4197 | 16.6438 | 7.9776
2018-08-14 02:00 | 49.2181 | 25.4179 | 11.8682 | 63.558 | 16.5813 | 15.571 | 12.8716 | 6.0971
2018-08-14 03:00 | 48.7634 | 24.9695 | 11.2602 | 63.8004 | 15.7301 | 14.7359 | 11.1925 | 7.8508
2018-08-14 04:00 | 48.4973 | 24.7089 | 10.8953 | 64.7119 | 15.0637 | 14.2115 | 10.3242 | 8.9855
2018-08-14 05:00 | 48.511 | 24.5229 | 10.6175 | 64.1932 | 14.5426 | 13.8123 | 11.0498 | 9.7297
2018-08-14 06:00 | 49.6444 | 24.644 | 10.4774 | 62.836 | 14.2368 | 13.5289 | 12.3738 | 10.676
2018-08-14 07:00 | 51.5858 | 24.8898 | 10.3684 | 61.8054 | 14.027 | 13.1015 | 13.839 | 12.0141
2018-08-14 08:00 | 53.572 | 24.2085 | 10.4612 | 60.1091 | 13.2321 | 11.4707 | 14.8691 | 13.1089
2018-08-14 09:00 | 57.7028 | 26.5807 | 10.2284 | 57.3699 | 10.6992 | 11.8814 | 17.1146 | 14.0504
2018-08-14 10:00 | 62.8902 | 29.8192 | 11.5649 | 58.3281 | 11.1644 | 13.0088 | 19.8189 | 15.6806
2018-08-14 11:00 | 69.9329 | 34.3429 | 14.0293 | 60.176 | 13.0191 | 15.246 | 23.5287 | 17.5624
2018-08-14 12:00 | 75.8505 | 38.5801 | 16.7222 | 60.9904 | 15.3574 | 18.1207 | 27.5109 | 19.2277
2018-08-14 13:00 | 79.4374 | 41.9027 | 19.1937 | 60.6836 | 17.859 | 20.9543 | 30.2147 | 20.5751
2018-08-14 14:00 | 81.0391 | 44.1151 | 21.1459 | 59.5568 | 19.9315 | 23.2613 | 31.8475 | 21.4452
2018-08-14 15:00 | 81.4036 | 45.3121 | 22.5342 | 57.6427 | 21.298 | 24.943 | 32.607 | 21.8653
2018-08-14 16:00 | 81.8838 | 46.2321 | 23.8293 | 56.6547 | 22.3925 | 26.5967 | 33.1908 | 22.2613
2018-08-14 17:00 | 82.3634 | 45.8757 | 24.9456 | 56.6718 | 23.109 | 27.9573 | 33.4926 | 22.535
2018-08-14 18:00 | 80.2262 | 43.7952 | 25.1172 | 57.3511 | 23.3198 | 28.5424 | 33.472 | 22.5884
2018-08-14 19:00 | 75.6468 | 40.7205 | 24.1083 | 57.7966 | 22.9439 | 28.2519 | 32.9383 | 22.2971
2018-08-14 20:00 | 69.9693 | 37.5818 | 22.0722 | 57.3714 | 21.9008 | 26.6046 | 31.5219 | 21.6045
2018-08-14 21:00 | 63.9678 | 34.0367 | 19.4071 | 56.109 | 19.9892 | 24.0435 | 29.0497 | 20.1569
2018-08-14 22:00 | 58.1568 | 30.6427 | 16.6915 | 54.6217 | 18.8176 | 21.1174 | 26.267 | 18.0208
2018-08-14 23:00 | 55.1949 | 29.01 | 15.2179 | 56.7828 | 19.471 | 19.4208 | 23.6447 | 15.0636
2018-08-15 | 52.5061 | 27.3164 | 13.7112 | 59.1111 | 18.3718 | 17.7606 | 20.2672 | 11.0789
2018-08-15 01:00 | 50.7022 | 26.344 | 12.6316 | 61.8056 | 17.551 | 16.4849 | 16.672 | 8.0026
2018-08-15 02:00 | 49.8357 | 25.9084 | 11.87 | 63.5866 | 16.6752 | 15.6348 | 13.0011 | 6.1444
2018-08-15 03:00 | 46.9943 | 24.7421 | 10.5884 | 63.9251 | 15.9227 | 14.9843 | 11.4935 | 7.9495
2018-08-15 04:00 | 47.141 | 24.7339 | 10.3487 | 65.0788 | 15.3138 | 14.5135 | 10.6763 | 9.0751
2018-08-15 05:00 | 46.9729 | 24.4192 | 10.0766 | 64.5964 | 14.7749 | 14.0302 | 11.382 | 9.8164
2018-08-15 06:00 | 46.8402 | 24.0183 | 9.7792 | 62.8993 | 14.4171 | 13.539 | 12.549 | 10.7276
2018-08-15 07:00 | 47.1786 | 23.8208 | 9.5666 | 62.0774 | 14.2107 | 13.1125 | 13.999 | 12.0689
2018-08-15 08:00 | 46.2636 | 22.4449 | 9.4411 | 60.4704 | 13.4539 | 11.888 | 14.9573 | 13.2738
2018-08-15 09:00 | 46.7804 | 23.3219 | 8.7049 | 57.7882 | 11.0156 | 12.1377 | 17.2945 | 14.1643
2018-08-15 10:00 | 48.2359 | 24.5402 | 9.4058 | 58.3623 | 11.3585 | 12.9497 | 19.9201 | 15.7137
2018-08-15 11:00 | 50.8011 | 26.3637 | 10.9724 | 59.9654 | 13.1492 | 15.1242 | 23.5463 | 17.5449
2018-08-15 12:00 | 53.7965 | 28.6518 | 12.879 | 60.9634 | 15.559 | 17.981 | 27.5437 | 19.2439
2018-08-15 13:00 | 56.2769 | 30.6441 | 14.6291 | 61.1321 | 17.9824 | 20.8285 | 30.4067 | 20.674
2018-08-15 14:00 | 57.8411 | 32.2555 | 16.1342 | 60.951 | 20.3628 | 23.3987 | 32.3409 | 21.6546
2018-08-15 15:00 | 58.6618 | 33.6845 | 17.3967 | 59.9926 | 22.1097 | 25.4524 | 33.412 | 22.187
2018-08-15 16:00 | 59.8925 | 35.0684 | 18.8751 | 59.3477 | 23.2324 | 27.4542 | 33.9893 | 22.5805
2018-08-15 17:00 | 62.054 | 35.9955 | 20.1811 | 58.8594 | 23.5867 | 28.5529 | 34.1178 | 22.7556
2018-08-15 18:00 | 63.4577 | 36.1452 | 20.9857 | 59.4634 | 23.2711 | 28.9051 | 34.017 | 22.6692
2018-08-15 19:00 | 61.368 | 34.6726 | 19.7924 | 59.1194 | 22.4548 | 27.2461 | 33.2913 | 22.2771
2018-08-15 20:00 | 58.8809 | 33.0302 | 18.3784 | 59.1692 | 21.6503 | 26.0635 | 31.9144 | 21.6558
2018-08-15 21:00 | 55.5728 | 30.7479 | 16.2626 | 58.4054 | 19.9156 | 23.7348 | 29.6082 | 20.2816
2018-08-15 22:00 | 51.4583 | 28.2089 | 14.095 | 56.274 | 18.862 | 20.9264 | 26.7888 | 18.1487
2018-08-15 23:00 | 50.2327 | 27.354 | 13.1228 | 57.5464 | 19.4817 | 19.1771 | 24.0156 | 15.1497
2018-08-16 | 49.4804 | 26.5597 | 12.1169 | 59.7946 | 18.4364 | 17.4788 | 20.7015 | 11.1869
2018-08-16 01:00 | 48.3411 | 25.8229 | 11.5539 | 62.7515 | 17.6958 | 16.5229 | 17.2502 | 8.1802
2018-08-16 02:00 | 46.4062 | 24.7827 | 11.176 | 64.7167 | 16.9191 | 16.0084 | 13.4116 | 6.3913
2018-08-16 03:00 | 50.3913 | 26.3161 | 11.5888 | 64.9687 | 16.1371 | 15.3407 | 11.7604 | 8.0613
2018-08-16 04:00 | 49.8968 | 25.9109 | 11.1737 | 65.5461 | 15.4537 | 14.7827 | 10.8043 | 9.1595
2018-08-16 05:00 | 50.0145 | 25.7418 | 10.9322 | 65.3076 | 14.9416 | 14.3992 | 11.5217 | 9.8919
2018-08-16 06:00 | 51.1533 | 25.8988 | 10.8274 | 63.8689 | 14.6648 | 14.177 | 12.8468 | 10.882
2018-08-16 07:00 | 52.8549 | 26.0763 | 10.7272 | 62.7829 | 14.4722 | 13.7772 | 14.3346 | 12.2543
2018-08-16 08:00 | 54.4544 | 25.0869 | 10.7577 | 61.0403 | 13.6315 | 12.1724 | 15.075 | 13.5045
2018-08-16 09:00 | 58.4151 | 27.4661 | 10.4879 | 58.3254 | 11.3416 | 12.4533 | 17.4993 | 14.3636
2018-08-16 10:00 | 63.6767 | 30.744 | 11.782 | 59.0844 | 11.4972 | 13.4757 | 20.2647 | 16.0072
2018-08-16 11:00 | 70.5443 | 35.1552 | 14.1365 | 60.469 | 13.3164 | 15.5834 | 23.8764 | 17.8556
2018-08-16 12:00 | 76.6077 | 39.5251 | 17.0329 | 62.4526 | 16.0036 | 18.5419 | 28.0687 | 19.5411
2018-08-16 13:00 | 80.9577 | 43.3784 | 19.895 | 63.4025 | 18.9872 | 21.8709 | 31.1396 | 21.0657
2018-08-16 14:00 | 82.9983 | 45.961 | 22.1397 | 62.9032 | 21.4284 | 24.6986 | 33.0082 | 22.046
2018-08-16 15:00 | 83.9594 | 47.5389 | 23.8443 | 61.4361 | 23.0033 | 26.7269 | 33.9491 | 22.4909
2018-08-16 16:00 | 84.1735 | 48.0835 | 24.8928 | 60.0227 | 23.8265 | 27.7334 | 34.3963 | 22.752
2018-08-16 17:00 | 84.6456 | 47.6415 | 25.7372 | 60.0813 | 23.9789 | 28.0519 | 34.5888 | 22.8605
2018-08-16 18:00 | 82.5798 | 45.5602 | 25.9768 | 60.6512 | 24.0026 | 28.595 | 34.5229 | 22.9151
2018-08-16 19:00 | 79.3682 | 42.7633 | 25.4144 | 61.4307 | 23.5562 | 28.9916 | 34.0396 | 22.6347
2018-08-16 20:00 | 73.9026 | 39.4632 | 23.3286 | 61.209 | 22.3452 | 27.3856 | 32.5274 | 21.9139
2018-08-16 21:00 | 66.868 | 35.6799 | 20.2517 | 59.6001 | 20.3978 | 24.2768 | 30.0337 | 20.504
2018-08-16 22:00 | 60.909 | 32.3203 | 17.4883 | 57.6486 | 19.3206 | 21.4419 | 27.3373 | 18.4222
2018-08-16 23:00 | 57.4929 | 30.492 | 15.9158 | 58.971 | 19.8862 | 19.7393 | 24.6067 | 15.4576
2018-08-17 | 54.4766 | 28.8131 | 14.4699 | 61.4564 | 18.8374 | 18.2233 | 21.3208 | 11.5214
2018-08-17 01:00 | 52.2764 | 27.7278 | 13.4228 | 64.0958 | 18.0704 | 17.1779 | 17.8082 | 8.4966
2018-08-17 02:00 | 51.0415 | 26.9377 | 12.535 | 65.635 | 17.1462 | 16.3324 | 13.5608 | 6.5588
2018-08-17 03:00 | 50.459 | 26.4472 | 11.9246 | 65.6048 | 16.3298 | 15.6177 | 11.8558 | 8.1231
2018-08-17 04:00 | 50.1105 | 26.2299 | 11.58 | 66.4495 | 15.7158 | 15.1999 | 10.9925 | 9.2569
2018-08-17 05:00 | 49.9911 | 25.9197 | 11.2544 | 66.0409 | 15.1768 | 14.82 | 11.6029 | 9.9863
2018-08-17 06:00 | 50.7267 | 25.8539 | 11.07 | 64.5054 | 14.8362 | 14.5104 | 12.8683 | 10.9575
2018-08-17 07:00 | 52.4781 | 26.0873 | 10.9886 | 63.4415 | 14.6484 | 14.1634 | 14.4318 | 12.3493
2018-08-17 08:00 | 54.6514 | 25.3214 | 11.1055 | 61.8357 | 13.8049 | 12.3442 | 15.2984 | 13.7716
2018-08-17 09:00 | 58.7185 | 27.9918 | 10.838 | 59.158 | 11.6092 | 12.8928 | 17.862 | 14.6148
2018-08-17 10:00 | 63.9327 | 31.0369 | 12.0824 | 59.6122 | 11.7498 | 13.8186 | 20.4808 | 16.1858
2018-08-17 11:00 | 71.0291 | 35.4566 | 14.5266 | 60.8944 | 13.6087 | 16.0796 | 24.0797 | 18.0395
2018-08-17 12:00 | 77.3098 | 40.0487 | 17.4908 | 62.7321 | 16.3119 | 19.1309 | 28.3894 | 19.7463
2018-08-17 13:00 | 81.7735 | 43.9334 | 20.2976 | 63.5729 | 19.2749 | 22.2146 | 31.4484 | 21.2106
2018-08-17 14:00 | 83.8849 | 46.4882 | 22.483 | 63.2563 | 21.7067 | 24.8146 | 33.1936 | 22.1409
2018-08-17 15:00 | 85.4442 | 48.4821 | 24.3152 | 62.6251 | 23.5296 | 27.1307 | 34.1981 | 22.6948
2018-08-17 16:00 | 86.0994 | 49.5679 | 25.8628 | 61.7229 | 24.8182 | 28.964 | 34.8037 | 23.0978
2018-08-17 17:00 | 86.3449 | 49.4865 | 27.0857 | 62.0936 | 25.6871 | 30.2402 | 35.2751 | 23.417
2018-08-17 18:00 | 84.8339 | 47.6668 | 27.4168 | 62.2284 | 26.035 | 30.9591 | 35.3174 | 23.4846
2018-08-17 19:00 | 80.5066 | 44.6841 | 26.6759 | 62.5004 | 25.6384 | 30.9996 | 34.8142 | 23.2097
2018-08-17 20:00 | 74.4396 | 41.4463 | 24.8503 | 62.5672 | 24.5028 | 29.7872 | 33.4023 | 22.5371
2018-08-17 21:00 | 67.6176 | 37.4299 | 21.9346 | 61.0839 | 22.346 | 27.1802 | 30.8751 | 21.1274
2018-08-17 22:00 | 60.9704 | 33.3544 | 18.6628 | 58.4344 | 20.7319 | 23.8211 | 27.8698 | 18.9254
2018-08-17 23:00 | 57.1193 | 31.086 | 16.9303 | 59.7577 | 20.921 | 21.7805 | 25.0921 | 15.8967
2018-08-18 | 53.956 | 29.1841 | 15.3306 | 61.986 | 19.6361 | 19.7916 | 21.7897 | 11.8939
2018-08-18 01:00 | 51.5615 | 27.9154 | 14.0331 | 64.688 | 18.6788 | 18.2164 | 18.2237 | 8.7802
2018-08-18 02:00 | 50.4478 | 27.3754 | 13.0854 | 66.3478 | 17.7535 | 17.2622 | 13.8996 | 6.886
2018-08-18 03:00 | 46.8453 | 25.6083 | 11.5291 | 65.9498 | 16.9028 | 16.4474 | 9.1927 | 4.8962
2018-08-18 04:00 | 46.7318 | 25.3019 | 11.112 | 66.5209 | 16.1576 | 15.751 | 8.7054 | 4.554
2018-08-18 05:00 | 46.3747 | 24.9985 | 10.8437 | 66.3333 | 15.5712 | 15.306 | 8.8532 | 4.7117
2018-08-18 06:00 | 46.31 | 24.8682 | 10.6606 | 65.4472 | 15.2411 | 14.9749 | 9.4251 | 5.3425
2018-08-18 07:00 | 46.3308 | 24.6505 | 10.5351 | 64.7653 | 15.0135 | 14.7261 | 10.4873 | 6.2454
2018-08-18 08:00 | 44.8589 | 23.1858 | 10.3217 | 63.0142 | 14.2018 | 13.6181 | 11.4105 | 7.3373
2018-08-18 09:00 | 45.2193 | 23.7454 | 9.5725 | 60.6367 | 12.0429 | 13.4393 | 13.4285 | 7.949
2018-08-18 10:00 | 47.0232 | 24.772 | 10.261 | 61.1151 | 12.1054 | 14.1903 | 15.9589 | 9.6997
2018-08-18 11:00 | 50.791 | 26.8729 | 11.845 | 62.8242 | 13.909 | 16.1715 | 19.3848 | 12.0476
2018-08-18 12:00 | 53.9221 | 29.1892 | 13.4546 | 63.945 | 16.3197 | 18.3823 | 23.8923 | 14.5387
2018-08-18 13:00 | 56.0533 | 31.2627 | 15.0814 | 64.4442 | 19.0772 | 20.6341 | 27.4576 | 17.1122
2018-08-18 14:00 | 57.6879 | 33.2983 | 16.7779 | 64.5245 | 21.8144 | 22.8243 | 30.905 | 19.6444
2018-08-18 15:00 | 59.5297 | 35.3114 | 18.7974 | 64.2357 | 24.0552 | 25.6211 | 33.7241 | 21.5665
2018-08-18 16:00 | 61.0291 | 36.7364 | 20.574 | 63.4665 | 25.3849 | 28.1073 | 35.107 | 22.6416
2018-08-18 17:00 | 62.8646 | 38.0663 | 21.9721 | 63.6546 | 26.2283 | 29.919 | 35.3756 | 23.1844
2018-08-18 18:00 | 64.7476 | 38.6966 | 22.9154 | 64.6076 | 26.5288 | 31.6076 | 34.9684 | 23.2182
2018-08-18 19:00 | 64.2529 | 37.9009 | 22.5505 | 64.2727 | 25.8434 | 31.7463 | 34.1075 | 23.0091
2018-08-18 20:00 | 62.0025 | 36.1943 | 21.3137 | 63.5621 | 24.6703 | 30.8712 | 32.6824 | 22.6019
2018-08-18 21:00 | 57.1475 | 32.8374 | 18.7994 | 61.1804 | 22.2617 | 27.891 | 29.8119 | 21.3176
2018-08-18 22:00 | 52.0908 | 29.3955 | 15.963 | 58.4574 | 20.6309 | 24.2375 | 26.0605 | 19.3729
2018-08-18 23:00 | 50.2795 | 27.8462 | 14.2063 | 59.5096 | 20.4896 | 21.2105 | 21.8641 | 16.658
2018-08-19 | 49.0379 | 26.7283 | 12.9223 | 61.479 | 19.2618 | 19.0863 | 17.4388 | 13.027
2018-08-19 01:00 | 47.5613 | 25.67 | 12.165 | 64.211 | 18.3519 | 17.8251 | 13.5035 | 9.5249
2018-08-19 02:00 | 45.1014 | 24.1814 | 11.6998 | 65.4349 | 17.3991 | 17.0345 | 10.0491 | 6.7756
2018-08-19 03:00 | 46.4368 | 24.6341 | 11.2464 | 65.2644 | 16.5395 | 16.2825 | 8.6322 | 4.7619
2018-08-19 04:00 | 46.4591 | 24.4772 | 10.9509 | 66.2248 | 15.8435 | 15.7556 | 8.2982 | 4.4585
2018-08-19 05:00 | 46.3478 | 24.3528 | 10.6977 | 66.0368 | 15.3082 | 15.2462 | 8.4532 | 4.6144
2018-08-19 06:00 | 46.1142 | 24.0893 | 10.4185 | 64.541 | 14.908 | 14.7407 | 8.986 | 5.2124
2018-08-19 07:00 | 45.8462 | 23.916 | 10.2357 | 63.6788 | 14.6697 | 14.4058 | 10.0373 | 6.1013
2018-08-19 08:00 | 45.7606 | 23.818 | 10.0519 | 62.1773 | 14.5624 | 14.0913 | 11.5651 | 7.0278
2018-08-19 09:00 | 44.511 | 23.1382 | 9.1713 | 59.3467 | 11.7983 | 12.9494 | 12.9095 | 7.6471
2018-08-19 10:00 | 44.4449 | 22.6187 | 9.7193 | 60.1424 | 10.9765 | 12.8183 | 14.8321 | 9.4593
2018-08-19 11:00 | 49.7209 | 26.2799 | 11.6348 | 62.8691 | 14.1271 | 16.297 | 19.1319 | 11.945
2018-08-19 12:00 | 52.7564 | 28.518 | 13.4811 | 64.2281 | 16.858 | 18.8772 | 23.9191 | 14.5265
2018-08-19 13:00 | 54.8598 | 30.4346 | 15.1332 | 64.6246 | 19.6478 | 21.4928 | 27.6945 | 17.1604
2018-08-19 14:00 | 56.3606 | 32.3008 | 16.6844 | 64.5021 | 22.2627 | 23.9443 | 31.1168 | 19.6603
2018-08-19 15:00 | 57.8205 | 33.99 | 18.2096 | 64.0343 | 24.2975 | 26.1366 | 33.663 | 21.4928
2018-08-19 16:00 | 58.7341 | 34.9602 | 19.1035 | 62.561 | 25.7493 | 27.6061 | 34.829 | 22.5162
2018-08-19 17:00 | 59.9554 | 35.8461 | 20.6107 | 62.2529 | 26.6582 | 29.9053 | 35.1035 | 23.068
2018-08-19 18:00 | 61.3176 | 36.5342 | 21.7322 | 63.0812 | 26.735 | 31.4832 | 34.8454 | 23.1535
2018-08-19 19:00 | 60.5615 | 35.7094 | 21.108 | 62.4063 | 26.0464 | 31.0211 | 34.0556 | 22.974
2018-08-19 20:00 | 58.4635 | 33.934 | 19.7853 | 61.202 | 24.6771 | 29.746 | 32.5031 | 22.5087
2018-08-19 21:00 | 54.9064 | 31.1671 | 17.801 | 59.974 | 22.2159 | 27.4762 | 29.6556 | 21.2312
2018-08-19 22:00 | 50.3604 | 28.1443 | 15.3548 | 57.6995 | 20.811 | 24.1911 | 25.8603 | 19.2912
2018-08-19 23:00 | 49.0851 | 27.0089 | 13.8087 | 58.9552 | 20.4937 | 21.2513 | 21.6758 | 16.5966
2018-08-20 | 48.4059 | 26.2101 | 12.7075 | 60.9439 | 19.26 | 19.1434 | 17.3971 | 13.0047
2018-08-20 01:00 | 47.4445 | 25.2526 | 11.9996 | 63.4254 | 18.3173 | 17.9032 | 13.4413 | 9.4894
2018-08-20 02:00 | 45.2312 | 23.8822 | 11.4024 | 64.5724 | 17.3229 | 16.8322 | 9.9306 | 6.6746
2018-08-20 03:00 | 49.4247 | 25.8766 | 11.8405 | 65.0604 | 16.4435 | 16.0601 | 11.4519 | 8.0529
2018-08-20 04:00 | 48.926 | 25.5257 | 11.4566 | 65.6142 | 15.7434 | 15.5228 | 10.6205 | 9.1928
2018-08-20 05:00 | 49.0542 | 25.369 | 11.0904 | 65.1639 | 15.1648 | 14.8427 | 11.3082 | 9.9155
2018-08-20 06:00 | 50.3346 | 25.459 | 10.8722 | 63.9652 | 14.8291 | 14.4059 | 12.6416 | 10.873
2018-08-20 07:00 | 52.3534 | 25.8369 | 10.8571 | 63.2499 | 14.6341 | 14.0582 | 14.2844 | 12.2733
2018-08-20 08:00 | 54.1462 | 25.09 | 11.0425 | 61.8495 | 13.8187 | 12.4005 | 15.1992 | 13.6773
2018-08-20 09:00 | 58.6765 | 27.895 | 10.9723 | 59.7306 | 11.7839 | 13.1355 | 17.8611 | 14.6331
2018-08-20 10:00 | 63.6248 | 30.6621 | 12.0736 | 59.8345 | 11.6547 | 14.0252 | 20.408 | 16.1363
2018-08-20 11:00 | 70.7672 | 34.9862 | 14.4888 | 60.7908 | 13.2369 | 16.2734 | 24.0372 | 17.9715
2018-08-20 12:00 | 76.7513 | 39.1485 | 17.5371 | 61.9204 | 15.4565 | 19.5605 | 28.1477 | 19.6399
2018-08-20 13:00 | 80.663 | 42.6699 | 20.4264 | 62.481 | 18.1688 | 22.8784 | 31.0258 | 21.0432
2018-08-20 14:00 | 82.672 | 45.1553 | 22.5423 | 61.7164 | 20.6001 | 25.5929 | 32.6915 | 21.9415
2018-08-20 15:00 | 84.0364 | 46.9702 | 24.3593 | 60.6523 | 22.3956 | 28.0201 | 33.4822 | 22.422
2018-08-20 16:00 | 84.4148 | 47.7044 | 25.6989 | 59.4227 | 23.4681 | 29.7616 | 33.9394 | 22.7336
2018-08-20 17:00 | 84.1957 | 47.1659 | 26.589 | 58.5422 | 24.0873 | 31.1123 | 34.1208 | 22.954
2018-08-20 18:00 | 81.376 | 44.7117 | 26.3993 | 58.5151 | 24.1079 | 31.5054 | 33.8569 | 22.8907
2018-08-20 19:00 | 76.1163 | 41.213 | 24.7067 | 58.1241 | 23.2895 | 30.2146 | 33.2467 | 22.5075
2018-08-20 20:00 | 70.4806 | 37.8159 | 22.4403 | 57.699 | 21.8225 | 28.0697 | 31.7523 | 21.7282
2018-08-20 21:00 | 64.8598 | 34.1996 | 19.7094 | 56.681 | 19.6668 | 25.1377 | 29.2439 | 20.2366
2018-08-20 22:00 | 59.3848 | 30.7754 | 16.8874 | 55.2995 | 19.035 | 21.771 | 26.4664 | 18.0973
2018-08-20 23:00 | 56.1848 | 28.9804 | 15.2077 | 57.0805 | 19.2957 | 19.6483 | 23.6688 | 15.0746
2018-08-21 | 53.0083 | 27.3841 | 13.7791 | 59.6753 | 18.2552 | 17.8567 | 20.4394 | 11.1469
2018-08-21 01:00 | 50.8401 | 26.4564 | 12.8612 | 62.8202 | 17.515 | 16.8211 | 17.0655 | 8.1463
2018-08-21 02:00 | 49.4985 | 25.9713 | 12.1463 | 64.5154 | 16.7004 | 16.0625 | 13.2893 | 6.322
2018-08-21 03:00 | 49.0121 | 25.6798 | 11.5767 | 64.9417 | 15.9249 | 15.3317 | 11.627 | 7.9971
2018-08-21 04:00 | 49.2518 | 25.548 | 11.1886 | 65.964 | 15.3218 | 14.8316 | 10.7252 | 9.1068
2018-08-21 05:00 | 49.613 | 25.4718 | 10.9763 | 65.484 | 14.8825 | 14.5309 | 11.4734 | 9.8667
2018-08-21 06:00 | 50.4377 | 25.6138 | 10.9558 | 64.2072 | 14.628 | 14.4201 | 12.8609 | 10.8593
2018-08-21 07:00 | 52.4677 | 26.066 | 11.0113 | 63.5767 | 14.4742 | 14.1801 | 14.5484 | 12.2894
2018-08-21 08:00 | 54.5884 | 25.6162 | 11.1309 | 62.0613 | 13.7853 | 13.0543 | 15.7846 | 13.6708
2018-08-21 09:00 | 58.6621 | 27.7487 | 10.8994 | 59.142 | 11.612 | 13.0914 | 17.8818 | 14.5179
2018-08-21 10:00 | 63.3448 | 30.2846 | 11.867 | 58.8899 | 11.2414 | 13.5465 | 20.2508 | 15.9276
2018-08-21 11:00 | 69.7972 | 34.162 | 13.9194 | 59.4376 | 12.5395 | 15.4024 | 23.5747 | 17.5739
2018-08-21 12:00 | 75.0068 | 37.7975 | 16.296 | 59.3433 | 14.2857 | 17.7492 | 27.0406 | 19.0004
2018-08-21 13:00 | 78.7002 | 41.0136 | 18.721 | 59.2789 | 16.5128 | 20.3605 | 29.7051 | 20.2789
2018-08-21 14:00 | 80.4984 | 43.2984 | 20.6254 | 58.5114 | 18.7685 | 22.7342 | 31.5038 | 21.2014
2018-08-21 15:00 | 81.3312 | 44.7541 | 22.3093 | 57.1354 | 20.4307 | 24.8949 | 32.3271 | 21.6524
2018-08-21 16:00 | 81.9929 | 45.6216 | 23.8084 | 56.148 | 21.6214 | 27.0912 | 32.8227 | 22.0132
2018-08-21 17:00 | 81.3857 | 44.8248 | 24.5064 | 55.294 | 22.2861 | 28.1569 | 32.9055 | 22.1982
2018-08-21 18:00 | 78.3914 | 42.3188 | 24.1291 | 55.2253 | 22.5092 | 28.0418 | 32.7115 | 22.1624
2018-08-21 19:00 | 73.8361 | 39.2388 | 22.9013 | 55.6723 | 22.0536 | 27.2762 | 32.1575 | 21.8475
2018-08-21 20:00 | 68.2846 | 36.0665 | 20.8751 | 55.385 | 20.9545 | 25.7412 | 30.7457 | 21.1454
2018-08-21 21:00 | 62.5587 | 32.6511 | 18.2524 | 54.148 | 18.9657 | 23.0625 | 28.3895 | 19.7325
2018-08-21 22:00 | 57.6061 | 29.9913 | 15.8578 | 53.2768 | 18.5478 | 20.1006 | 25.8724 | 17.7133
2018-08-21 23:00 | 54.835 | 28.6033 | 14.5597 | 55.775 | 18.8117 | 18.3333 | 23.2504 | 14.7837
2018-08-22 | 52.359 | 27.2244 | 13.3072 | 58.5323 | 17.8716 | 16.8662 | 20.0659 | 10.8878
2018-08-22 01:00 | 50.8236 | 26.4564 | 12.4013 | 61.6033 | 17.1243 | 15.8416 | 16.6205 | 7.8597
2018-08-22 02:00 | 50.0611 | 26.1113 | 11.7043 | 63.4674 | 16.3347 | 15.1373 | 13.0213 | 6.0271
2018-08-22 03:00 | 46.8765 | 24.7636 | 10.3775 | 63.6994 | 15.5985 | 14.5369 | 11.4122 | 7.8725
2018-08-22 04:00 | 46.9208 | 24.5525 | 10.0596 | 64.4565 | 14.9978 | 14.0638 | 10.4491 | 8.9752
2018-08-22 05:00 | 46.6958 | 24.2446 | 9.8066 | 63.9667 | 14.5019 | 13.6277 | 11.1034 | 9.71
2018-08-22 06:00 | 46.8141 | 23.9863 | 9.6486 | 62.4905 | 14.1855 | 13.325 | 12.4146 | 10.6579
2018-08-22 07:00 | 47.2337 | 23.9462 | 9.4895 | 61.8552 | 14.0436 | 13.0369 | 14.0056 | 12.0375
2018-08-22 08:00 | 46.3812 | 22.5628 | 9.3682 | 60.4354 | 13.3132 | 11.5389 | 14.9959 | 13.2598
2018-08-22 09:00 | 46.9313 | 23.5503 | 8.7882 | 58.057 | 11.3616 | 12.0026 | 17.4655 | 14.1467
2018-08-22 10:00 | 48.1401 | 24.5014 | 9.334 | 58.3053 | 11.0759 | 12.7749 | 19.9821 | 15.6242
2018-08-22 11:00 | 50.7007 | 26.3364 | 10.88 | 59.854 | 12.7648 | 14.8804 | 23.4566 | 17.424
2018-08-22 12:00 | 53.3805 | 28.523 | 12.7609 | 60.7483 | 15.0185 | 17.5952 | 27.3167 | 19.0405
2018-08-22 13:00 | 55.762 | 30.4383 | 14.5206 | 60.7379 | 17.4045 | 20.3715 | 30.081 | 20.3978
2018-08-22 14:00 | 56.6511 | 31.5345 | 15.6128 | 59.2992 | 19.4449 | 22.3791 | 31.5337 | 21.2144
2018-08-22 15:00 | 57.2921 | 32.7684 | 16.8698 | 57.8518 | 20.9507 | 24.3755 | 32.3968 | 21.6919
2018-08-22 16:00 | 58.6254 | 34.1223 | 18.255 | 57.3809 | 21.9264 | 26.1963 | 33.0151 | 22.0743
2018-08-22 17:00 | 60.2629 | 34.7538 | 19.2653 | 56.7783 | 22.3554 | 27.0566 | 33.0396 | 22.2331
2018-08-22 18:00 | 60.9341 | 34.5656 | 19.652 | 56.9146 | 22.3931 | 27.3222 | 32.8025 | 22.182
2018-08-22 19:00 | 59.2841 | 33.4008 | 18.7215 | 56.7662 | 21.9828 | 26.3139 | 32.2241 | 21.8762
2018-08-22 20:00 | 56.7032 | 31.7821 | 17.3735 | 56.891 | 21.0481 | 25.1658 | 30.8589 | 21.231
2018-08-22 21:00 | 52.8606 | 29.1414 | 15.2246 | 55.3677 | 19.1234 | 22.7352 | 28.38 | 19.7953
2018-08-22 22:00 | 49.6239 | 27.0766 | 13.3879 | 53.8919 | 18.7817 | 20.1256 | 25.86 | 17.7743
2018-08-22 23:00 | 48.7596 | 26.3213 | 12.404 | 55.5751 | 18.8155 | 18.1716 | 23.0357 | 14.7267
2018-08-23 | 47.9372 | 25.431 | 11.4562 | 57.8931 | 17.8262 | 16.6653 | 19.683 | 10.7811
2018-08-23 01:00 | 46.7759 | 24.5933 | 10.8408 | 60.7726 | 17.0561 | 15.5252 | 16.1109 | 7.7293
2018-08-23 02:00 | 45.051 | 23.6704 | 10.4685 | 62.7445 | 16.261 | 14.8442 | 12.7313 | 5.925
2018-08-23 03:00 | 48.9504 | 25.2529 | 10.9136 | 63.0538 | 15.4882 | 14.2079 | 11.1612 | 7.7915
2018-08-23 04:00 | 48.6545 | 24.9841 | 10.5399 | 63.7888 | 14.8648 | 13.7067 | 10.2323 | 8.9142
2018-08-23 05:00 | 48.978 | 24.9794 | 10.3684 | 63.6697 | 14.4016 | 13.4469 | 11.0034 | 9.6679
2018-08-23 06:00 | 49.982 | 25.0195 | 10.2353 | 62.3605 | 14.1453 | 13.1326 | 12.3121 | 10.627
2018-08-23 07:00 | 51.9857 | 25.3726 | 10.2592 | 61.6489 | 14.0048 | 12.8824 | 13.9176 | 12.0056
2018-08-23 08:00 | 53.985 | 24.6546 | 10.4028 | 60.1616 | 13.2245 | 11.3016 | 14.9061 | 13.1226
2018-08-23 09:00 | 58.0107 | 26.9931 | 10.2026 | 57.477 | 11.2663 | 11.8408 | 17.1125 | 13.9946
2018-08-23 10:00 | 62.6636 | 29.8337 | 11.2597 | 57.9802 | 11.016 | 12.4669 | 19.707 | 15.4948
2018-08-23 11:00 | 69.3351 | 34.1727 | 13.5218 | 59.3653 | 12.74 | 14.4906 | 23.1914 | 17.2715
2018-08-23 12:00 | 75.1664 | 38.3665 | 16.3031 | 60.52 | 15.0516 | 17.3457 | 27.0436 | 18.947
2018-08-23 13:00 | 79.0104 | 41.833 | 19.0004 | 60.5901 | 17.4903 | 20.3807 | 29.9616 | 20.3902
2018-08-23 14:00 | 80.6537 | 44.08 | 21.1187 | 59.6809 | 19.526 | 22.906 | 31.5619 | 21.2694
2018-08-23 15:00 | 81.3857 | 45.3436 | 22.7155 | 58.4251 | 20.8054 | 24.8546 | 32.3654 | 21.6703
2018-08-23 16:00 | 81.5003 | 45.7032 | 23.6303 | 57.0517 | 21.6547 | 25.925 | 32.8072 | 21.9655
2018-08-23 17:00 | 81.0699 | 44.8962 | 24.1566 | 56.2269 | 22.1779 | 26.6358 | 32.9336 | 22.165
2018-08-23 18:00 | 77.8996 | 42.2631 | 23.6563 | 56.0472 | 22.3131 | 26.3615 | 32.6133 | 22.0971
2018-08-23 19:00 | 73.643 | 39.3438 | 22.9421 | 56.3513 | 22.0216 | 26.6941 | 32.0799 | 21.8319
2018-08-23 20:00 | 68.1258 | 36.1739 | 20.9796 | 56.1405 | 20.8947 | 25.0621 | 30.6267 | 21.1154
2018-08-23 21:00 | 62.0163 | 32.4743 | 18.0434 | 54.3507 | 18.8438 | 22.1361 | 28.1076 | 19.6209
2018-08-23 22:00 | 56.4427 | 29.3571 | 15.5349 | 52.7768 | 18.4635 | 19.5213 | 25.4006 | 17.519
2018-08-23 23:00 | 53.3791 | 27.7092 | 13.9895 | 54.621 | 18.4571 | 17.4628 | 22.5839 | 14.4611
2018-08-24 | 51.161 | 26.3392 | 12.7633 | 57.4087 | 17.5396 | 16.1254 | 19.4054 | 10.5911
2018-08-24 01:00 | 49.5401 | 25.4763 | 11.8647 | 60.5154 | 16.7834 | 15.1005 | 15.911 | 7.5652
2018-08-24 02:00 | 48.617 | 24.9631 | 11.1464 | 62.2438 | 15.9458 | 14.3411 | 12.5318 | 5.7063
2018-08-24 03:00 | 48.0293 | 24.5644 | 10.6219 | 62.3691 | 15.1678 | 13.7204 | 10.9072 | 7.6625
2018-08-24 04:00 | 47.9388 | 24.3677 | 10.3216 | 63.4532 | 14.5664 | 13.3482 | 10.053 | 8.8142
2018-08-24 05:00 | 47.8943 | 24.1219 | 10.061 | 63.1424 | 14.1178 | 12.9377 | 10.6799 | 9.5407
2018-08-24 06:00 | 48.9756 | 24.2178 | 9.99 | 61.7945 | 13.8879 | 12.7924 | 11.9762 | 10.4925
2018-08-24 07:00 | 50.9604 | 24.605 | 10.0323 | 60.9493 | 13.7182 | 12.5826 | 13.5942 | 11.8504
2018-08-24 08:00 | 53.2147 | 24.1408 | 10.2361 | 59.7104 | 13.0054 | 11.0908 | 14.7515 | 12.927
2018-08-24 09:00 | 57.6192 | 26.6982 | 10.1337 | 57.3085 | 11.0553 | 11.715 | 17.1245 | 13.9144
2018-08-24 10:00 | 62.1275 | 29.2879 | 10.9489 | 57.0705 | 10.4941 | 11.9684 | 19.5507 | 15.3083
2018-08-24 11:00 | 68.2495 | 33.1786 | 12.9713 | 57.6395 | 11.6788 | 13.7406 | 22.8605 | 16.9648
2018-08-24 12:00 | 73.7743 | 36.9018 | 15.4566 | 58.0979 | 13.6234 | 16.1236 | 26.1694 | 18.4795
2018-08-24 13:00 | 77.1752 | 39.8443 | 17.7033 | 57.5518 | 15.8012 | 18.4293 | 28.578 | 19.7054
2018-08-24 14:00 | 78.7678 | 41.9899 | 19.5287 | 56.7926 | 17.8199 | 20.5759 | 30.1926 | 20.5575
2018-08-24 15:00 | 80.1039 | 43.6433 | 21.3113 | 56.0455 | 19.4123 | 22.9048 | 31.2825 | 21.1157
2018-08-24 16:00 | 80.9851 | 44.4553 | 22.7922 | 55.2339 | 20.4861 | 24.9041 | 31.8078 | 21.5313
2018-08-24 17:00 | 80.3597 | 43.6227 | 23.1621 | 54.5026 | 21.012 | 25.2261 | 31.9106 | 21.7172
2018-08-24 18:00 | 77.838 | 41.4711 | 23.1514 | 54.9277 | 21.322 | 25.5987 | 31.9443 | 21.7851
2018-08-24 19:00 | 72.9476 | 38.3315 | 21.9337 | 54.5288 | 20.9463 | 25.1543 | 31.3837 | 21.4906
2018-08-24 20:00 | 66.544 | 34.9058 | 19.7738 | 53.5087 | 19.7815 | 23.6519 | 29.8684 | 20.7499
2018-08-24 21:00 | 60.6959 | 31.6151 | 17.2368 | 52.2778 | 17.9075 | 21.1664 | 27.5701 | 19.3698
2018-08-24 22:00 | 56.3398 | 29.2072 | 15.188 | 52.2583 | 17.9207 | 18.7288 | 25.2047 | 17.4118
2018-08-24 23:00 | 53.4275 | 27.6399 | 13.8236 | 54.725 | 18.0979 | 17.0093 | 22.5035 | 14.4056
2018-08-25 | 50.8357 | 26.013 | 12.5506 | 57.2685 | 17.1498 | 15.6518 | 19.1399 | 10.4727
2018-08-25 01:00 | 49.0746 | 25.0165 | 11.6381 | 60.1219 | 16.3924 | 14.6203 | 15.6171 | 7.4107
2018-08-25 02:00 | 48.1747 | 24.5812 | 10.9776 | 61.832 | 15.6268 | 13.9984 | 12.3841 | 5.6046
2018-08-25 03:00 | 44.6498 | 22.8481 | 9.5596 | 61.8217 | 14.9011 | 13.2852 | 7.7852 | 4.2558
2018-08-25 04:00 | 44.7042 | 22.7344 | 9.3289 | 62.6464 | 14.3231 | 12.9238 | 7.3821 | 3.9796
2018-08-25 05:00 | 44.5826 | 22.6102 | 9.1577 | 62.3124 | 13.8565 | 12.6373 | 7.5762 | 4.1746
2018-08-25 06:00 | 44.7413 | 22.5887 | 9.0743 | 61.2274 | 13.6234 | 12.5117 | 8.1446 | 4.793
2018-08-25 07:00 | 44.7674 | 22.5975 | 9.0195 | 60.3603 | 13.515 | 12.3534 | 9.1875 | 5.6452
2018-08-25 08:00 | 43.7369 | 21.3594 | 8.9434 | 59.4184 | 12.9431 | 11.0577 | 10.2383 | 6.3849
2018-08-25 09:00 | 44.0675 | 22.1017 | 8.3539 | 56.8597 | 10.9563 | 11.5523 | 12.3301 | 7.1945
2018-08-25 10:00 | 44.5302 | 22.4997 | 8.5617 | 56.6498 | 10.2941 | 11.6118 | 14.6974 | 8.7508
2018-08-25 11:00 | 46.6878 | 23.7541 | 9.5192 | 57.1436 | 11.3182 | 12.4829 | 17.7548 | 10.7514
2018-08-25 12:00 | 49.4147 | 25.6062 | 10.9649 | 58.0214 | 13.3344 | 13.9744 | 21.3106 | 13.0579
2018-08-25 13:00 | 51.8119 | 27.6405 | 12.6788 | 59.0384 | 15.9475 | 16.1944 | 25.0772 | 15.6421
2018-08-25 14:00 | 53.2263 | 29.1419 | 14.0114 | 58.3717 | 18.1966 | 18.2108 | 28.1941 | 18.0666
2018-08-25 15:00 | 54.1288 | 30.3351 | 15.0441 | 56.7088 | 19.8485 | 19.9369 | 30.5521 | 19.8487
2018-08-25 16:00 | 55.7336 | 31.764 | 16.3014 | 56.247 | 21.0016 | 21.7199 | 31.9763 | 20.9705
2018-08-25 17:00 | 56.6559 | 32.4828 | 17.2065 | 55.8142 | 21.598 | 23.0266 | 32.1684 | 21.5116
2018-08-25 18:00 | 56.9284 | 32.5957 | 17.5121 | 55.4175 | 21.8238 | 23.742 | 31.7512 | 21.5767
2018-08-25 19:00 | 56.2843 | 31.9275 | 17.146 | 55.4882 | 21.4242 | 23.8297 | 31.0212 | 21.4261
2018-08-25 20:00 | 54.1357 | 30.3431 | 15.9882 | 54.8279 | 20.2468 | 22.9243 | 29.6274 | 20.9721
2018-08-25 21:00 | 50.3144 | 27.8537 | 14.0268 | 53.1183 | 18.291 | 20.8169 | 26.9663 | 19.7545
2018-08-25 22:00 | 47.856 | 26.0683 | 12.4861 | 52.7706 | 18.2227 | 18.7315 | 23.6939 | 18.0407
2018-08-25 23:00 | 47.4454 | 25.394 | 11.6788 | 54.9534 | 18.2248 | 17.0937 | 19.8278 | 15.4756
2018-08-26 | 46.5435 | 24.5537 | 10.8795 | 57.3805 | 17.3074 | 15.6775 | 15.6175 | 11.9593
2018-08-26 01:00 | 45.3889 | 23.7631 | 10.3768 | 60.3957 | 16.5586 | 14.7548 | 11.9642 | 8.5251
2018-08-26 02:00 | 43.3619 | 22.5983 | 10.0304 | 62.2121 | 15.7613 | 14.1228 | 9.3036 | 5.8455
2018-08-26 03:00 | 45.0396 | 23.3001 | 9.7636 | 62.5187 | 15.0378 | 13.6198 | 7.988 | 4.3087
2018-08-26 04:00 | 45.1409 | 23.3762 | 9.6068 | 63.5757 | 14.5036 | 13.3368 | 7.6973 | 4.057
2018-08-26 05:00 | 45.0486 | 23.2414 | 9.3889 | 63.0801 | 14.0324 | 12.8851 | 7.8548 | 4.2492
2018-08-26 06:00 | 45.0616 | 23.1178 | 9.2647 | 61.8232 | 13.7709 | 12.6558 | 8.4437 | 4.8702
2018-08-26 07:00 | 44.876 | 23.0296 | 9.2353 | 61.2814 | 13.6923 | 12.5558 | 9.5086 | 5.7438
2018-08-26 08:00 | 44.6516 | 22.8776 | 9.2082 | 60.1188 | 13.6737 | 12.4927 | 11.0227 | 6.4544
2018-08-26 09:00 | 43.3736 | 21.9515 | 8.3586 | 57.0376 | 10.9994 | 11.3934 | 12.3051 | 7.1149
2018-08-26 10:00 | 41.8819 | 20.3406 | 8.2992 | 56.3328 | 9.4477 | 9.6429 | 13.5396 | 8.6414
2018-08-26 11:00 | 45.9283 | 23.2203 | 9.4863 | 57.332 | 11.3775 | 12.926 | 17.8216 | 10.7744
2018-08-26 12:00 | 48.2645 | 24.803 | 10.785 | 57.7455 | 13.2883 | 14.3111 | 21.2751 | 13.0572
2018-08-26 13:00 | 50.1563 | 26.384 | 12.1196 | 57.8725 | 15.6378 | 16.0167 | 24.7108 | 15.539
2018-08-26 14:00 | 51.5237 | 27.9391 | 13.5697 | 57.5794 | 17.9548 | 18.1719 | 28.0585 | 18.0095
2018-08-26 15:00 | 52.6385 | 29.1964 | 14.9114 | 56.4045 | 19.5895 | 20.2476 | 30.4961 | 19.8021
2018-08-26 16:00 | 54.0299 | 30.3034 | 16.0543 | 55.8535 | 20.6547 | 22.0145 | 31.8038 | 20.8978
2018-08-26 17:00 | 54.942 | 30.9252 | 16.7472 | 55.1431 | 21.3947 | 23.2391 | 31.9559 | 21.4517
2018-08-26 18:00 | 55.1816 | 31.1861 | 17.0478 | 54.9437 | 21.7639 | 24.1954 | 31.6216 | 21.5612
2018-08-26 19:00 | 54.7706 | 30.7999 | 16.8593 | 55.2177 | 21.3472 | 24.4005 | 30.9802 | 21.4207
2018-08-26 20:00 | 53.1965 | 29.4127 | 15.5622 | 54.9834 | 20.1209 | 22.9864 | 29.5013 | 20.9236
2018-08-26 21:00 | 49.7351 | 26.9855 | 13.5819 | 53.1034 | 18.1213 | 20.8378 | 26.7225 | 19.6249
2018-08-26 22:00 | 47.7757 | 25.427 | 12.0684 | 52.1202 | 18.0272 | 18.4557 | 23.4071 | 17.8729
2018-08-26 23:00 | 47.3566 | 24.8087 | 11.2859 | 54.307 | 17.9931 | 16.6275 | 19.4957 | 15.2788
2018-08-27 | 46.7211 | 24.1363 | 10.6148 | 56.8354 | 17.0974 | 15.4684 | 15.3061 | 11.7879
2018-08-27 01:00 | 45.7287 | 23.3767 | 10.151 | 59.6297 | 16.3629 | 14.6556 | 11.506 | 8.3459
2018-08-27 02:00 | 43.6759 | 22.1346 | 9.7467 | 61.3354 | 15.5309 | 13.7852 | 8.8705 | 5.6213
2018-08-27 03:00 | 48.0549 | 24.2426 | 10.326 | 61.9981 | 14.8048 | 13.3626 | 10.5059 | 7.5179
2018-08-27 04:00 | 47.7781 | 24.0583 | 10.1517 | 62.8551 | 14.2661 | 13.2201 | 9.7766 | 8.6894
2018-08-27 05:00 | 48.0321 | 24.0948 | 10.0848 | 62.9336 | 13.8748 | 13.0821 | 10.6787 | 9.4738
2018-08-27 06:00 | 49.0579 | 24.1792 | 10.0566 | 61.7179 | 13.6303 | 12.9544 | 12.0354 | 10.4421
2018-08-27 07:00 | 51.152 | 24.6193 | 10.1489 | 60.916 | 13.548 | 12.8749 | 13.6435 | 11.8396
2018-08-27 08:00 | 52.639 | 23.8537 | 10.2439 | 59.3478 | 12.996 | 11.6932 | 14.7019 | 12.9594
2018-08-27 09:00 | 57.3351 | 26.4242 | 10.1194 | 56.7394 | 10.9596 | 11.9699 | 16.9954 | 13.8932
2018-08-27 10:00 | 62.0619 | 29.0816 | 10.9551 | 56.8418 | 10.3777 | 12.2173 | 19.4466 | 15.3144
2018-08-27 11:00 | 68.0856 | 33.0064 | 13.0259 | 57.7577 | 11.5626 | 14.1303 | 22.7328 | 16.9668
2018-08-27 12:00 | 73.3871 | 36.824 | 15.5757 | 58.185 | 13.3003 | 16.7228 | 25.9017 | 18.4452
2018-08-27 13:00 | 76.8086 | 39.7862 | 17.9266 | 57.6455 | 15.4213 | 19.3341 | 28.416 | 19.7559
2018-08-27 14:00 | 78.4541 | 41.8278 | 19.8516 | 56.3173 | 17.4673 | 21.9905 | 30.0064 | 20.6362
2018-08-27 15:00 | 79.2651 | 43.2503 | 21.3191 | 55.0872 | 18.8409 | 24.0245 | 30.9155 | 21.1004
2018-08-27 16:00 | 79.3958 | 43.6791 | 22.2453 | 53.7333 | 19.7872 | 24.894 | 31.3877 | 21.4101
2018-08-27 17:00 | 78.7103 | 42.8883 | 22.7027 | 52.9575 | 20.495 | 25.606 | 31.5472 | 21.6265
2018-08-27 18:00 | 75.7145 | 40.5791 | 22.529 | 53.0548 | 20.6988 | 25.7264 | 31.4193 | 21.6099
2018-08-27 19:00 | 70.888 | 37.5597 | 21.2663 | 52.9925 | 20.3067 | 24.7672 | 30.8131 | 21.2822
2018-08-27 20:00 | 65.3396 | 34.3881 | 19.2781 | 52.8825 | 19.2639 | 23.0241 | 29.2544 | 20.5209
2018-08-27 21:00 | 59.9392 | 31.0694 | 16.6734 | 51.7704 | 17.406 | 20.2229 | 26.8469 | 19.0707
2018-08-27 22:00 | 56.1026 | 28.7168 | 14.6455 | 51.4831 | 17.5769 | 17.8754 | 24.5135 | 17.0999
2018-08-27 23:00 | 53.1638 | 27.1153 | 13.3158 | 53.5944 | 17.6399 | 16.2897 | 21.891 | 14.0985
2018-08-28 | 50.6395 | 25.5603 | 12.0403 | 56.3082 | 16.7603 | 14.7772 | 18.6183 | 10.2203
2018-08-28 01:00 | 48.8623 | 24.6242 | 11.1588 | 59.1861 | 16.0639 | 13.9045 | 15.1078 | 7.1737
2018-08-28 02:00 | 48.1676 | 24.2513 | 10.4915 | 60.8932 | 15.3142 | 13.3286 | 11.97 | 5.3421
2018-08-28 03:00 | 47.7222 | 23.9604 | 10.0757 | 61.2362 | 14.6008 | 12.8946 | 10.3917 | 7.4622
2018-08-28 04:00 | 47.3842 | 23.6825 | 9.8513 | 61.972 | 14.028 | 12.7022 | 9.5669 | 8.6008
2018-08-28 05:00 | 47.5352 | 23.5145 | 9.6931 | 61.8029 | 13.5646 | 12.4354 | 10.3336 | 9.3506
2018-08-28 06:00 | 48.7841 | 23.6666 | 9.6555 | 60.6919 | 13.2995 | 12.2416 | 11.7152 | 10.3031
2018-08-28 07:00 | 51.0352 | 24.25 | 9.7785 | 60.1482 | 13.2304 | 12.1815 | 13.3566 | 11.6789
2018-08-28 08:00 | 52.9779 | 23.7498 | 9.9629 | 58.6322 | 12.7028 | 11.0005 | 14.5989 | 12.6727
2018-08-28 09:00 | 57.1428 | 26.2056 | 9.8515 | 55.9212 | 10.6953 | 11.4651 | 16.6785 | 13.6481
2018-08-28 10:00 | 61.656 | 28.7949 | 10.5528 | 55.4386 | 10.0346 | 11.44 | 19.0615 | 15.0553
2018-08-28 11:00 | 67.2228 | 32.5957 | 12.4567 | 56.0765 | 11.3006 | 12.783 | 22.4192 | 16.6869
2018-08-28 12:00 | 71.8747 | 36.106 | 14.7739 | 56.3687 | 13.1042 | 14.751 | 25.4334 | 18.15
2018-08-28 13:00 | 75.7142 | 39.1458 | 17.0818 | 56.1601 | 15.1541 | 17.179 | 28.088 | 19.4751
2018-08-28 14:00 | 77.5904 | 41.2055 | 18.8843 | 54.9806 | 16.9904 | 19.4499 | 29.802 | 20.3686
2018-08-28 15:00 | 78.2424 | 42.4284 | 20.1403 | 53.3664 | 18.3057 | 21.1905 | 30.7349 | 20.854
2018-08-28 16:00 | 78.4028 | 43.1127 | 21.3146 | 52.3877 | 19.3475 | 22.683 | 31.398 | 21.253
2018-08-28 17:00 | 78.0497 | 42.4169 | 22.0425 | 51.9239 | 20.0205 | 23.637 | 31.6019 | 21.4987
2018-08-28 18:00 | 75.4395 | 40.1958 | 21.9806 | 52.7259 | 20.272 | 23.734 | 31.5519 | 21.5125
2018-08-28 19:00 | 71.0438 | 37.3533 | 20.9534 | 53.1441 | 20.0673 | 23.0428 | 30.986 | 21.2111
2018-08-28 20:00 | 65.8284 | 34.5291 | 19.0818 | 53.3458 | 19.3126 | 21.7825 | 29.5207 | 20.5373
2018-08-28 21:00 | 60.6913 | 31.585 | 16.7584 | 52.9712 | 17.6707 | 19.8749 | 27.3328 | 19.2088
2018-08-28 22:00 | 56.5871 | 29.2483 | 14.9269 | 52.4862 | 17.904 | 17.9908 | 25.0551 | 17.2961
2018-08-28 23:00 | 53.6031 | 27.556 | 13.5562 | 54.3141 | 17.8533 | 16.4374 | 22.3428 | 14.2831
2018-08-29 | 51.0151 | 26.1132 | 12.4282 | 56.9453 | 16.9878 | 15.2824 | 19.13 | 10.4177
2018-08-29 01:00 | 49.1985 | 25.1988 | 11.6013 | 59.8889 | 16.3132 | 14.3983 | 15.7063 | 7.3963
2018-08-29 02:00 | 48.3318 | 24.7372 | 10.933 | 61.6551 | 15.5594 | 13.8305 | 12.3948 | 5.5703
2018-08-29 03:00 | 45.274 | 23.3133 | 9.5583 | 61.8462 | 14.8281 | 13.1398 | 10.7218 | 7.5968
2018-08-29 04:00 | 45.3955 | 23.1871 | 9.3167 | 62.6039 | 14.2519 | 12.8047 | 9.8322 | 8.7213
2018-08-29 05:00 | 45.2103 | 22.9345 | 9.2035 | 62.3406 | 13.8071 | 12.611 | 10.6305 | 9.4819
2018-08-29 06:00 | 45.3726 | 22.742 | 9.1499 | 61.3669 | 13.5362 | 12.4511 | 11.9898 | 10.4279
2018-08-29 07:00 | 46.0067 | 22.7658 | 9.1661 | 60.7312 | 13.4408 | 12.4433 | 13.6409 | 11.8219
2018-08-29 08:00 | 44.8365 | 21.2137 | 8.9772 | 58.942 | 12.7879 | 11.0732 | 14.715 | 12.7844
2018-08-29 09:00 | 45.0783 | 21.9467 | 8.3554 | 55.9784 | 10.7597 | 11.6195 | 16.6312 | 13.664
2018-08-29 10:00 | 46.6049 | 23.0305 | 8.6549 | 56.6394 | 10.2192 | 11.715 | 19.0768 | 15.117
2018-08-29 11:00 | 49.1268 | 25.057 | 10.039 | 59.0092 | 11.9128 | 13.4347 | 22.6641 | 16.9029
2018-08-29 12:00 | 51.842 | 27.3992 | 11.8319 | 59.9897 | 14.192 | 15.851 | 26.2967 | 18.5621
2018-08-29 13:00 | 54.8246 | 29.7189 | 13.7114 | 60.7403 | 16.7298 | 18.6682 | 29.4189 | 20.0897
2018-08-29 14:00 | 56.6155 | 31.302 | 15.2238 | 60.2351 | 18.8665 | 21.2488 | 31.0974 | 21.0355
2018-08-29 15:00 | 57.3099 | 32.4847 | 16.5392 | 58.889 | 20.291 | 23.3421 | 31.9331 | 21.4779
2018-08-29 16:00 | 58.0722 | 33.5742 | 17.5761 | 57.5903 | 21.1321 | 24.6022 | 32.4568 | 21.774
2018-08-29 17:00 | 59.6019 | 34.2519 | 18.4837 | 56.8782 | 21.6734 | 25.5144 | 32.6587 | 21.989
2018-08-29 18:00 | 60.0558 | 34.0703 | 18.8054 | 56.7811 | 21.7847 | 25.601 | 32.5987 | 22.0038
2018-08-29 19:00 | 58.5456 | 32.9687 | 18.1764 | 56.9702 | 21.5624 | 25.2842 | 32.0414 | 21.741
2018-08-29 20:00 | 55.8076 | 31.2322 | 16.6662 | 56.7955 | 20.4937 | 23.7497 | 30.6559 | 21.0538
2018-08-29 21:00 | 51.901 | 28.5502 | 14.4075 | 55.1948 | 18.3881 | 21.0336 | 28.0206 | 19.5415
2018-08-29 22:00 | 49.2033 | 26.6513 | 12.6873 | 53.4504 | 18.31 | 18.7332 | 25.3995 | 17.5261
2018-08-29 23:00 | 48.4334 | 25.8406 | 11.8473 | 55.4466 | 18.3133 | 17.2338 | 22.5989 | 14.4952
2018-08-30 | 47.6045 | 25.0232 | 11.0236 | 57.7663 | 17.3521 | 15.811 | 19.2873 | 10.5481
2018-08-30 01:00 | 46.2883 | 24.1242 | 10.4193 | 60.3953 | 16.5567 | 14.686 | 15.688 | 7.4537
2018-08-30 02:00 | 44.1254 | 22.8528 | 9.9389 | 61.8442 | 15.705 | 13.9043 | 12.3314 | 5.591
2018-08-30 03:00 | 48.2237 | 24.3379 | 10.3747 | 62.1044 | 14.931 | 13.3535 | 10.7596 | 7.6087
2018-08-30 04:00 | 47.8718 | 23.9611 | 10.0019 | 62.846 | 14.2837 | 12.8795 | 9.8419 | 8.7152
2018-08-30 05:00 | 48.1092 | 23.7937 | 9.8603 | 62.5589 | 13.7811 | 12.6513 | 10.6329 | 9.4702
2018-08-30 06:00 | 49.186 | 23.7938 | 9.7224 | 61.2984 | 13.4773 | 12.3546 | 11.8421 | 10.3786
2018-08-30 07:00 | 51.0076 | 24.0929 | 9.7494 | 60.1032 | 13.3181 | 12.1554 | 13.2934 | 11.696
2018-08-30 08:00 | 52.9834 | 23.4552 | 9.897 | 58.3706 | 12.679 | 10.9143 | 14.5893 | 12.6306
2018-08-30 09:00 | 56.5153 | 25.6646 | 9.7452 | 55.3626 | 10.7069 | 11.2466 | 16.4717 | 13.5657
2018-08-30 10:00 | 61.5754 | 28.5482 | 10.5482 | 56.0035 | 10.1906 | 11.4191 | 18.8038 | 14.9598
2018-08-30 11:00 | 68.7422 | 33.5213 | 13.0012 | 58.5537 | 12.0547 | 13.5279 | 22.6121 | 16.9195
2018-08-30 12:00 | 74.4817 | 37.9341 | 15.7436 | 59.5382 | 14.4306 | 16.2818 | 26.4831 | 18.6727
2018-08-30 13:00 | 77.8616 | 41.0641 | 18.2404 | 59.3401 | 16.8674 | 19.1104 | 29.3452 | 20.0825
2018-08-30 14:00 | 79.5664 | 43.1443 | 20.3508 | 58.8327 | 18.9268 | 21.8461 | 31.1031 | 20.9981
2018-08-30 15:00 | 80.445 | 44.7642 | 21.9946 | 58.0737 | 20.4896 | 24.033 | 32.085 | 21.4917
2018-08-30 16:00 | 80.9458 | 45.4659 | 23.499 | 57.6535 | 21.5372 | 26.082 | 32.6034 | 21.8368
2018-08-30 17:00 | 80.3157 | 44.2785 | 24.125 | 56.4977 | 21.8327 | 26.8185 | 32.5025 | 21.9243
2018-08-30 18:00 | 76.9135 | 41.5123 | 23.5647 | 55.8086 | 21.675 | 26.3044 | 32.0661 | 21.7833
2018-08-30 19:00 | 72.2916 | 38.4777 | 22.2058 | 55.7899 | 21.1723 | 25.3123 | 31.4969 | 21.4848
2018-08-30 20:00 | 66.4359 | 35.3144 | 20.1676 | 55.1365 | 20.0756 | 23.7471 | 30.0493 | 20.7692
2018-08-30 21:00 | 59.9618 | 31.4855 | 17.3402 | 53.111 | 17.875 | 20.8505 | 27.4012 | 19.2492
2018-08-30 22:00 | 55.9591 | 29.0174 | 15.3077 | 52.1877 | 18.1972 | 18.8136 | 24.9324 | 17.3044
2018-08-30 23:00 | 53.1912 | 27.2302 | 13.7005 | 54.2321 | 18.006 | 16.868 | 22.0787 | 14.2289
2018-08-31 | 50.8067 | 25.7111 | 12.3927 | 56.8932 | 17.0477 | 15.3411 | 18.8508 | 10.3356
2018-08-31 01:00 | 49.0392 | 24.7008 | 11.4356 | 59.6174 | 16.2787 | 14.2526 | 15.3211 | 7.2848
2018-08-31 02:00 | 48.1734 | 24.1491 | 10.6902 | 61.3318 | 15.4914 | 13.5371 | 12.0442 | 5.4587
2018-08-31 03:00 | 47.5148 | 23.6844 | 10.2339 | 61.5397 | 14.7447 | 13.0603 | 10.5303 | 7.5205
2018-08-31 04:00 | 47.1914 | 23.4437 | 10.0186 | 62.598 | 14.1531 | 12.8597 | 9.7859 | 8.6863
2018-08-31 05:00 | 47.5037 | 23.3118 | 9.7891 | 62.4575 | 13.6797 | 12.4986 | 10.511 | 9.4319
2018-08-31 06:00 | 48.4414 | 23.3163 | 9.6619 | 61.1863 | 13.3841 | 12.2048 | 11.7429 | 10.324
2018-08-31 07:00 | 50.4293 | 23.717 | 9.7367 | 60.3845 | 13.2478 | 12.1242 | 13.2723 | 11.6588
2018-08-31 08:00 | 52.0779 | 23.0518 | 9.8982 | 58.6526 | 12.6749 | 10.9841 | 14.5687 | 12.658
2018-08-31 09:00 | 56.2531 | 25.3297 | 9.8063 | 56.0968 | 10.7216 | 11.4662 | 16.5702 | 13.6753
2018-08-31 10:00 | 61.231 | 28.0778 | 10.5649 | 56.3088 | 10.1387 | 11.4695 | 18.9268 | 15.0284
2018-08-31 11:00 | 67.9915 | 32.5287 | 12.8146 | 57.8195 | 11.8498 | 13.3299 | 22.3268 | 16.7568
2018-08-31 12:00 | 73.627 | 36.8083 | 15.4015 | 58.2816 | 14.0692 | 15.7239 | 25.7372 | 18.3622
2018-08-31 13:00 | 77.8275 | 40.545 | 18.2137 | 58.342 | 16.5253 | 18.6519 | 28.7884 | 19.8394
2018-08-31 14:00 | 79.9994 | 42.9894 | 20.4126 | 57.7738 | 18.5358 | 21.3216 | 30.5305 | 20.7842
2018-08-31 15:00 | 80.8235 | 44.4431 | 21.7595 | 56.766 | 19.8588 | 23.01 | 31.3687 | 21.2333
2018-08-31 16:00 | 81.7019 | 45.4563 | 23.2503 | 56.2652 | 20.959 | 24.7735 | 32.0446 | 21.6472
2018-08-31 17:00 | 81.6802 | 44.8363 | 24.4037 | 55.7999 | 21.5151 | 26.1763 | 32.2532 | 21.8609
2018-08-31 18:00 | 78.2861 | 42.174 | 23.9896 | 55.2558 | 21.5417 | 25.9639 | 32.0097 | 21.7931
2018-08-31 19:00 | 72.7305 | 38.7342 | 22.3251 | 54.485 | 21.1378 | 24.7225 | 31.138 | 21.3977
2018-08-31 20:00 | 66.825 | 35.595 | 20.2899 | 54.0604 | 20.1372 | 23.2129 | 29.5958 | 20.6963
2018-08-31 21:00 | 60.3651 | 31.8357 | 17.2295 | 52.1829 | 17.9995 | 20.3549 | 27.0777 | 19.2068
2018-08-31 22:00 | 56.1125 | 29.1924 | 15.0527 | 51.9464 | 18.3594 | 18.1128 | 24.7112 | 17.2359
2018-08-31 23:00 | 53.4077 | 27.4708 | 13.5845 | 54.4894 | 18.003 | 16.3829 | 21.9673 | 14.2033
2018-09-01 | 50.9366 | 25.9387 | 12.3421 | 56.9233 | 17.0782 | 14.9644 | 18.7648 | 10.3001
2018-09-01 01:00 | 49.0828 | 24.917 | 11.4721 | 59.5263 | 16.3648 | 14.1132 | 15.2866 | 7.2842
2018-09-01 02:00 | 48.2064 | 24.3981 | 10.7965 | 61.3494 | 15.5985 | 13.4965 | 12.1387 | 5.5053
2018-09-01 03:00 | 44.9131 | 22.7201 | 9.4114 | 61.4436 | 14.8716 | 12.8843 | 7.6244 | 4.2181
2018-09-01 04:00 | 45.2478 | 22.7673 | 9.2636 | 62.8923 | 14.2919 | 12.63 | 7.3149 | 3.9543
2018-09-01 05:00 | 45.1925 | 22.7247 | 9.1532 | 62.9945 | 13.8381 | 12.399 | 7.5525 | 4.1486
2018-09-01 06:00 | 44.9359 | 22.5853 | 9.0574 | 62.0111 | 13.5775 | 12.2326 | 8.1197 | 4.7416
2018-09-01 07:00 | 45.0247 | 22.5671 | 9.0013 | 61.2867 | 13.47 | 12.1354 | 9.163 | 5.5935
2018-09-01 08:00 | 43.4148 | 21.1392 | 8.8553 | 59.9103 | 12.822 | 10.9528 | 10.1217 | 6.1981
2018-09-01 09:00 | 44.0035 | 21.8567 | 8.2833 | 57.1427 | 10.9176 | 11.2571 | 12.1463 | 6.9638
2018-09-01 10:00 | 44.583 | 22.2288 | 8.3609 | 56.7405 | 10.1954 | 11.053 | 14.4103 | 8.4829
2018-09-01 11:00 | 46.8555 | 23.7148 | 9.4467 | 57.4388 | 11.5457 | 12.0813 | 17.5281 | 10.599
2018-09-01 12:00 | 49.3878 | 25.5712 | 10.8927 | 57.7536 | 13.5657 | 13.6824 | 20.9898 | 12.9855
2018-09-01 13:00 | 51.6701 | 27.5812 | 12.3896 | 57.8592 | 16.0097 | 15.6551 | 24.7193 | 15.5506
2018-09-01 14:00 | 53.3398 | 29.3277 | 13.8039 | 57.57 | 18.2977 | 17.7563 | 28.0373 | 18.0214
2018-09-01 15:00 | 54.7907 | 30.7896 | 15.1148 | 56.8634 | 19.9722 | 19.6775 | 30.5865 | 19.8603
2018-09-01 16:00 | 55.7224 | 31.7717 | 16.1301 | 55.468 | 21.0969 | 21.3037 | 31.8074 | 20.9227
2018-09-01 17:00 | 56.3011 | 32.4724 | 16.918 | 54.6035 | 21.7301 | 22.5868 | 31.9959 | 21.4737
2018-09-01 18:00 | 57.5068 | 32.9728 | 17.8348 | 55.7344 | 21.9448 | 23.8593 | 31.8506 | 21.6078
2018-09-01 19:00 | 57.2093 | 32.317 | 17.7292 | 56.0314 | 21.4796 | 24.2197 | 31.1286 | 21.4615
2018-09-01 20:00 | 54.547 | 30.4508 | 16.3441 | 54.6662 | 20.1704 | 22.9902 | 29.427 | 20.9252
2018-09-01 21:00 | 50.255 | 27.5679 | 13.991 | 52.6479 | 17.9526 | 20.1722 | 26.5587 | 19.5991
2018-09-01 22:00 | 47.829 | 25.9109 | 12.3596 | 51.9081 | 18.3766 | 17.9038 | 23.455 | 17.9564
2018-09-01 23:00 | 47.2456 | 25.1507 | 11.4943 | 54.2669 | 18.04 | 16.4135 | 19.5638 | 15.3695
2018-09-02 | 46.7205 | 24.5366 | 10.8445 | 57.0181 | 17.2027 | 15.3731 | 15.5956 | 11.906
2018-09-02 01:00 | 45.8022 | 23.9266 | 10.4382 | 60.1617 | 16.5513 | 14.6763 | 12.0158 | 8.5452
2018-09-02 02:00 | 43.6052 | 22.7631 | 10.1338 | 62.1721 | 15.8103 | 14.1575 | 9.2573 | 5.8937
2018-09-02 03:00 | 44.8384 | 23.2238 | 9.7933 | 62.4266 | 15.0889 | 13.5584 | 7.8968 | 4.3105
2018-09-02 04:00 | 44.2782 | 22.7437 | 9.3821 | 62.5461 | 14.4257 | 12.8685 | 7.3122 | 3.9639
2018-09-02 05:00 | 43.6288 | 22.4989 | 9.1901 | 62.0752 | 13.9289 | 12.5049 | 7.5106 | 4.1694
2018-09-02 06:00 | 43.1877 | 22.248 | 9.0549 | 60.8148 | 13.6616 | 12.3084 | 8.0528 | 4.7652
2018-09-02 07:00 | 43.2552 | 22.2056 | 9.0067 | 60.1988 | 13.556 | 12.2274 | 9.1383 | 5.6254
2018-09-02 08:00 | 42.84 | 22.1221 | 8.9852 | 59.0291 | 13.5525 | 12.1937 | 10.7409 | 6.3045
2018-09-02 09:00 | 41.3351 | 21.1563 | 8.2105 | 55.9812 | 10.9875 | 11.2068 | 12.0994 | 7.0801
2018-09-02 10:00 | 40.5619 | 19.772 | 7.9728 | 54.866 | 9.3081 | 9.471 | 13.3103 | 8.4353
2018-09-02 11:00 | 45.6686 | 22.8387 | 9.034 | 56.5694 | 11.2072 | 11.9565 | 17.2166 | 10.4748
2018-09-02 12:00 | 48.1871 | 24.8504 | 10.4695 | 57.6028 | 13.1396 | 13.487 | 20.6621 | 12.8984
2018-09-02 13:00 | 50.3384 | 26.6541 | 11.9413 | 57.5978 | 15.3809 | 15.4444 | 24.3309 | 15.4902
2018-09-02 14:00 | 52.3279 | 28.4514 | 13.4243 | 57.6716 | 17.7044 | 17.7575 | 27.9491 | 18.0849
2018-09-02 15:00 | 53.9503 | 30.0999 | 14.9034 | 56.9149 | 19.5288 | 20.1008 | 30.7036 | 20.0175
2018-09-02 16:00 | 54.8165 | 31.1116 | 15.9425 | 55.463 | 20.7232 | 21.8394 | 31.8332 | 21.0517
2018-09-02 17:00 | 56.1835 | 32.3286 | 16.9421 | 55.6307 | 21.6936 | 23.4333 | 32.2692 | 21.6963
2018-09-02 18:00 | 56.6552 | 32.663 | 17.7929 | 56.0566 | 21.9902 | 24.6773 | 31.9494 | 21.7865
2018-09-02 19:00 | 55.5527 | 31.6754 | 17.5103 | 55.638 | 21.2739 | 24.3882 | 31.0739 | 21.553
2018-09-02 20:00 | 53.4445 | 30.1628 | 16.2244 | 54.8797 | 20.1111 | 23.1121 | 29.6917 | 21.1253
2018-09-02 21:00 | 50.0052 | 27.6366 | 14.1111 | 53.2477 | 17.9894 | 20.5316 | 26.9745 | 19.8487
2018-09-02 22:00 | 48.1955 | 26.1626 | 12.6062 | 52.7793 | 18.5966 | 18.4046 | 23.7506 | 18.1637
2018-09-02 23:00 | 47.5413 | 25.4197 | 11.7661 | 55.0806 | 18.1047 | 16.8198 | 19.8315 | 15.5541
2018-09-03 | 46.6757 | 24.6786 | 11.074 | 57.7781 | 17.2715 | 15.7032 | 15.7821 | 12.073
2018-09-03 01:00 | 45.9456 | 24.0155 | 10.57 | 60.7026 | 16.5957 | 14.9159 | 12.0905 | 8.6428
2018-09-03 02:00 | 44.2896 | 22.9862 | 10.2617 | 62.6792 | 15.8622 | 14.3979 | 9.299 | 5.9775
2018-09-03 03:00 | 48.6156 | 25.0248 | 10.8331 | 63.3639 | 15.1778 | 13.9105 | 10.9219 | 7.7413
2018-09-03 04:00 | 48.2949 | 24.7774 | 10.5881 | 64.1815 | 14.628 | 13.6444 | 10.2154 | 8.9092
2018-09-03 05:00 | 48.2664 | 24.5602 | 10.296 | 63.7803 | 14.1722 | 13.197 | 10.8618 | 9.6367
2018-09-03 06:00 | 48.7129 | 24.3576 | 10.1041 | 62.0856 | 13.8742 | 12.8816 | 11.9994 | 10.5427
2018-09-03 07:00 | 50.1757 | 24.5468 | 10.1043 | 61.0666 | 13.7158 | 12.664 | 13.5279 | 11.889
2018-09-03 08:00 | 51.5148 | 23.7755 | 10.2334 | 59.3263 | 13.0154 | 11.1402 | 14.6916 | 12.9314
2018-09-03 09:00 | 56.2906 | 26.4329 | 10.2652 | 56.9005 | 11.3952 | 12.0217 | 16.9303 | 13.9467
2018-09-03 10:00 | 60.7741 | 28.7918 | 10.8306 | 56.1532 | 10.2826 | 12.0085 | 19.1996 | 15.2823
2018-09-03 11:00 | 67.0713 | 32.7542 | 12.867 | 57.2761 | 11.4811 | 13.5558 | 22.6853 | 17.0198
2018-09-03 12:00 | 72.8665 | 36.6267 | 15.374 | 57.7616 | 13.4424 | 15.9965 | 26.0687 | 18.6367
2018-09-03 13:00 | 77.0186 | 40.1089 | 17.9423 | 58.4038 | 15.9601 | 18.7447 | 28.9125 | 20.0591
2018-09-03 14:00 | 79.3745 | 42.5874 | 20.0796 | 58.1094 | 18.2113 | 21.4327 | 30.7148 | 21.018
2018-09-03 15:00 | 80.7108 | 44.2548 | 21.7193 | 57.2554 | 19.9838 | 23.4912 | 31.7756 | 21.5522
2018-09-03 16:00 | 81.3305 | 45.241 | 22.9965 | 56.5746 | 21.2955 | 25.0275 | 32.3462 | 21.951
2018-09-03 17:00 | 80.8898 | 44.7235 | 23.6848 | 55.8586 | 21.9651 | 25.9847 | 32.5542 | 22.2144
2018-09-03 18:00 | 78.6438 | 42.6351 | 23.8988 | 56.3397 | 21.9971 | 26.5006 | 32.5702 | 22.2623
2018-09-03 19:00 | 73.7226 | 39.4708 | 22.8739 | 56.125 | 21.3781 | 26.0271 | 31.9857 | 21.9274
2018-09-03 20:00 | 67.7489 | 35.9982 | 20.7385 | 55.1834 | 19.9991 | 24.2803 | 30.3858 | 21.1386
2018-09-03 21:00 | 62.0802 | 32.3935 | 17.9778 | 53.5883 | 17.8308 | 21.3752 | 27.9331 | 19.637
2018-09-03 22:00 | 58.3257 | 30.1475 | 16.0973 | 53.6889 | 18.83 | 19.4602 | 25.7658 | 17.7773
2018-09-03 23:00 | 55.1151 | 28.4662 | 14.521 | 56.111 | 18.2981 | 17.6394 | 23.0828 | 14.7385
2018-09-04 | 52.3907 | 27.0968 | 13.2198 | 58.5262 | 17.4893 | 16.2519 | 19.9035 | 10.8586
2018-09-04 01:00 | 50.4323 | 26.2159 | 12.3502 | 61.5853 | 16.8414 | 15.3818 | 16.5507 | 7.8606
2018-09-04 02:00 | 49.7198 | 25.8356 | 11.69 | 63.5465 | 16.1236 | 14.8666 | 12.9324 | 6.0413
2018-09-04 03:00 | 49.2172 | 25.4598 | 11.1324 | 63.8911 | 15.3987 | 14.2809 | 11.2949 | 7.8522
2018-09-04 04:00 | 48.682 | 25.058 | 10.6634 | 64.4676 | 14.777 | 13.7518 | 10.2615 | 8.9479
2018-09-04 05:00 | 48.4721 | 24.6725 | 10.3323 | 63.4206 | 14.253 | 13.2946 | 10.7921 | 9.6507
2018-09-04 06:00 | 49.1329 | 24.5265 | 10.1712 | 61.8966 | 13.9418 | 12.9899 | 11.9861 | 10.5578
2018-09-04 07:00 | 50.7378 | 24.6803 | 10.146 | 60.66 | 13.7403 | 12.6611 | 13.4897 | 11.9047
2018-09-04 08:00 | 52.2992 | 23.8051 | 10.2335 | 58.824 | 13.008 | 11.1127 | 14.7062 | 12.8742
2018-09-04 09:00 | 57.1497 | 26.5034 | 10.2833 | 56.689 | 11.4286 | 11.94 | 16.8259 | 13.9162
2018-09-04 10:00 | 61.5867 | 29.0329 | 10.9615 | 56.475 | 10.4149 | 12.0996 | 19.1859 | 15.3403
2018-09-04 11:00 | 67.7833 | 32.9205 | 12.9492 | 57.1416 | 11.5605 | 13.7633 | 22.5126 | 17.0274
2018-09-04 12:00 | 73.0986 | 36.6477 | 15.3144 | 57.1832 | 13.3587 | 16.0052 | 25.7232 | 18.5646
2018-09-04 13:00 | 77.0539 | 39.9669 | 17.6987 | 57.2996 | 15.6314 | 18.5837 | 28.5299 | 19.9563
2018-09-04 14:00 | 79.5952 | 42.4501 | 19.8099 | 57.4519 | 17.8982 | 21.2368 | 30.4149 | 20.9638
2018-09-04 15:00 | 81.203 | 44.2974 | 21.5612 | 56.852 | 19.7504 | 23.53 | 31.5192 | 21.5364
2018-09-04 16:00 | 82.0172 | 45.3411 | 22.8765 | 56.2437 | 21.1468 | 25.0043 | 32.2566 | 21.9504
2018-09-04 17:00 | 81.4443 | 44.7375 | 23.4724 | 55.4145 | 21.7762 | 25.6651 | 32.3864 | 22.1801
2018-09-04 18:00 | 78.9308 | 42.7087 | 23.4662 | 55.9143 | 21.8643 | 26.1082 | 32.3151 | 22.2386
2018-09-04 19:00 | 75.0684 | 40.0933 | 22.9547 | 56.9141 | 21.4993 | 26.2122 | 32.0319 | 22.0282
2018-09-04 20:00 | 69.4103 | 36.9076 | 21.367 | 56.6506 | 20.2922 | 25.1394 | 30.7445 | 21.3316
2018-09-04 21:00 | 62.4386 | 32.8782 | 18.2965 | 54.3872 | 18.0537 | 22.0032 | 28.1719 | 19.7821
2018-09-04 22:00 | 57.8763 | 30.44 | 16.3009 | 53.8105 | 18.9778 | 19.8912 | 25.9152 | 17.883
2018-09-04 23:00 | 54.6375 | 28.5741 | 14.6728 | 55.9641 | 18.3701 | 17.9891 | 23.1897 | 14.8218
2018-09-05 | 52.1465 | 27.212 | 13.4136 | 58.7426 | 17.5776 | 16.6788 | 20.1066 | 10.976
2018-09-05 01:00 | 50.4332 | 26.3594 | 12.4547 | 61.728 | 16.8848 | 15.6492 | 16.6287 | 7.9387
2018-09-05 02:00 | 49.4676 | 25.8557 | 11.6813 | 63.408 | 16.0796 | 14.9215 | 12.9202 | 6.045
2018-09-05 03:00 | 46.2129 | 24.3895 | 10.3246 | 63.5966 | 15.3357 | 14.304 | 11.2761 | 7.851
2018-09-05 04:00 | 45.6397 | 23.7487 | 9.868 | 63.9953 | 14.6522 | 13.6796 | 10.1607 | 8.9198
2018-09-05 05:00 | 45.3988 | 23.3642 | 9.602 | 63.4611 | 14.1507 | 13.3006 | 10.7847 | 9.6406
2018-09-05 06:00 | 45.9737 | 23.4806 | 9.5263 | 62.2672 | 13.9295 | 13.1441 | 12.2023 | 10.6247
2018-09-05 07:00 | 45.8819 | 23.269 | 9.3567 | 61.3301 | 13.7613 | 12.7918 | 13.7275 | 11.9651
2018-09-05 08:00 | 44.3084 | 21.7095 | 9.149 | 59.3449 | 13.0283 | 11.2169 | 14.7824 | 12.9833
2018-09-05 09:00 | 45.5404 | 22.898 | 8.7467 | 56.9457 | 11.5064 | 11.9422 | 17.1035 | 13.9734
2018-09-05 10:00 | 46.4733 | 23.4599 | 8.8451 | 56.4574 | 10.4036 | 12.0084 | 19.3394 | 15.3257
2018-09-05 11:00 | 49.2186 | 25.3695 | 10.3173 | 57.9116 | 11.8409 | 13.8689 | 22.9897 | 17.2013
2018-09-05 12:00 | 52.1047 | 27.4684 | 12.131 | 58.9667 | 14.0849 | 16.5142 | 26.5989 | 18.8718
2018-09-05 13:00 | 54.7232 | 29.5052 | 13.8565 | 59.1024 | 16.6008 | 19.3238 | 29.3385 | 20.2968
2018-09-05 14:00 | 56.5149 | 31.0495 | 15.338 | 58.394 | 18.7148 | 22.1282 | 31.0734 | 21.2528
2018-09-05 15:00 | 57.4869 | 32.4246 | 16.5838 | 57.3192 | 20.2261 | 24.329 | 32.0143 | 21.755
2018-09-05 16:00 | 58.3754 | 33.6561 | 17.6494 | 56.362 | 21.3527 | 25.703 | 32.498 | 22.101
2018-09-05 17:00 | 59.4734 | 34.354 | 18.5111 | 55.2876 | 22.0374 | 26.7018 | 32.6106 | 22.3239
2018-09-05 18:00 | 59.6572 | 34.0366 | 18.9104 | 55.6162 | 22.1123 | 26.7575 | 32.5452 | 22.2966
2018-09-05 19:00 | 58.3101 | 32.7997 | 18.6641 | 55.725 | 21.4421 | 26.5811 | 32.1123 | 21.9757
2018-09-05 20:00 | 55.3089 | 30.6626 | 17.1977 | 54.9568 | 19.9805 | 24.8338 | 30.4777 | 21.1392
2018-09-05 21:00 | 50.9265 | 27.6836 | 14.5729 | 53.1412 | 17.6958 | 21.4302 | 27.7002 | 19.5163
2018-09-05 22:00 | 48.8586 | 26.2221 | 13.1158 | 52.8432 | 18.7011 | 19.174 | 25.3642 | 17.5847
2018-09-05 23:00 | 47.7404 | 25.2033 | 12.0383 | 55.2423 | 17.9966 | 17.2709 | 22.5273 | 14.4832
2018-09-06 | 47.1713 | 24.5362 | 11.342 | 57.9525 | 17.1589 | 16.1448 | 19.3533 | 10.6304
2018-09-06 01:00 | 46.1108 | 23.8838 | 10.8671 | 61.0835 | 16.4834 | 15.3273 | 15.938 | 7.6162
2018-09-06 02:00 | 44.0025 | 22.8101 | 10.453 | 62.8758 | 15.747 | 14.7519 | 12.4986 | 5.818
2018-09-06 03:00 | 47.8203 | 24.327 | 10.8873 | 63.0092 | 15.0156 | 14.1998 | 10.9737 | 7.6935
2018-09-06 04:00 | 47.4846 | 23.9235 | 10.4562 | 63.3707 | 14.3718 | 13.6726 | 10.046 | 8.8132
2018-09-06 05:00 | 47.2364 | 23.4896 | 10.1039 | 62.9408 | 13.859 | 13.1406 | 10.5793 | 9.5022
2018-09-06 06:00 | 47.9824 | 23.5461 | 10.0027 | 61.625 | 13.5542 | 12.8892 | 11.849 | 10.4299
2018-09-06 07:00 | 49.9942 | 23.9737 | 10.0948 | 60.9947 | 13.4431 | 12.7836 | 13.4536 | 11.808
2018-09-06 08:00 | 51.6206 | 23.223 | 10.2478 | 59.364 | 12.846 | 11.2464 | 14.7074 | 12.8612
2018-09-06 09:00 | 56.2758 | 25.9167 | 10.3252 | 57.0303 | 11.5269 | 12.2696 | 16.7979 | 13.8675
2018-09-06 10:00 | 60.301 | 28.1502 | 10.7876 | 56.3665 | 10.2232 | 12.0971 | 18.9489 | 15.1466
2018-09-06 11:00 | 66.8454 | 32.3914 | 12.8501 | 57.4412 | 11.7508 | 13.7667 | 22.4936 | 16.9059
2018-09-06 12:00 | 73.4176 | 36.6749 | 15.4644 | 58.5881 | 13.9885 | 16.2791 | 26.1219 | 18.6316
2018-09-06 13:00 | 77.5316 | 40.0449 | 17.9274 | 58.3978 | 16.4727 | 19.0522 | 28.9665 | 20.0564
2018-09-06 14:00 | 79.4742 | 42.3249 | 19.9455 | 57.4679 | 18.6896 | 21.7423 | 30.7494 | 21.0131
2018-09-06 15:00 | 80.3206 | 43.8508 | 21.5474 | 56.3375 | 20.3516 | 23.997 | 31.6603 | 21.5409
2018-09-06 16:00 | 81.0771 | 44.9587 | 22.9012 | 55.6632 | 21.6591 | 25.6755 | 32.3168 | 21.9923
2018-09-06 17:00 | 80.6532 | 44.4426 | 23.5044 | 55.0209 | 22.4049 | 26.2603 | 32.5795 | 22.2369
2018-09-06 18:00 | 78.3351 | 42.5395 | 23.5768 | 55.9105 | 22.8073 | 26.7083 | 32.6739 | 22.3225
2018-09-06 19:00 | 74.3985 | 39.8883 | 22.7933 | 57.0572 | 22.5432 | 26.564 | 32.4524 | 22.1551
2018-09-06 20:00 | 69.0308 | 36.5908 | 21.0926 | 56.994 | 21.1876 | 25.2895 | 31.0301 | 21.4354
2018-09-06 21:00 | 62.6987 | 32.6309 | 18.4119 | 55.1621 | 18.7126 | 22.5998 | 28.2219 | 19.8479
2018-09-06 22:00 | 57.7621 | 30.0439 | 16.3792 | 54.9613 | 19.4474 | 20.3457 | 25.7639 | 17.895
2018-09-06 23:00 | 53.9717 | 27.9319 | 14.5531 | 56.8819 | 18.5102 | 18.1589 | 22.8061 | 14.7449
2018-09-07 | 50.9835 | 26.2429 | 13.1357 | 58.8428 | 17.5295 | 16.5917 | 19.4348 | 10.7675
2018-09-07 01:00 | 49.3432 | 25.319 | 12.2451 | 61.5796 | 16.8011 | 15.6608 | 16.0343 | 7.7232
2018-09-07 02:00 | 48.658 | 24.9284 | 11.6242 | 63.5266 | 16.074 | 15.1756 | 12.6177 | 5.9431
2018-09-07 03:00 | 48.0435 | 24.5396 | 11.106 | 63.6987 | 15.2815 | 14.5661 | 11.0783 | 7.7424
2018-09-07 04:00 | 47.4181 | 24.2977 | 10.742 | 64.4265 | 14.6485 | 14.1385 | 10.2407 | 8.8949
2018-09-07 05:00 | 47.3747 | 24.1634 | 10.5454 | 64.4769 | 14.211 | 13.8766 | 11.032 | 9.6654
2018-09-07 06:00 | 47.8505 | 23.9341 | 10.2779 | 62.8548 | 13.8717 | 13.3648 | 12.1796 | 10.5657
2018-09-07 07:00 | 49.6541 | 24.1489 | 10.1876 | 61.7327 | 13.6529 | 12.9146 | 13.5529 | 11.8639
2018-09-07 08:00 | 51.4015 | 23.4564 | 10.2816 | 60.1209 | 12.9554 | 11.1704 | 14.6979 | 12.8797
2018-09-07 09:00 | 56.4243 | 26.2938 | 10.4397 | 58.1908 | 11.728 | 12.3498 | 17.0204 | 13.9899
2018-09-07 10:00 | 61.1378 | 28.8416 | 11.1044 | 57.4385 | 10.4767 | 12.5379 | 19.4092 | 15.4103
2018-09-07 11:00 | 68.3461 | 33.0831 | 13.265 | 58.3157 | 12.0604 | 14.3857 | 22.8099 | 17.2078
2018-09-07 12:00 | 74.8053 | 37.4523 | 16.0503 | 59.4013 | 14.5614 | 17.0717 | 26.4795 | 18.9692
2018-09-07 13:00 | 79.3377 | 41.5386 | 18.8668 | 59.9924 | 17.5295 | 20.1471 | 29.6669 | 20.5004
2018-09-07 14:00 | 81.7742 | 44.429 | 21.1731 | 59.7338 | 20.1111 | 23.0448 | 31.6967 | 21.5674
2018-09-07 15:00 | 83.8348 | 46.7799 | 23.2642 | 59.8831 | 22.2001 | 25.9509 | 32.993 | 22.2517
2018-09-07 16:00 | 84.865 | 48.0868 | 24.8468 | 59.6407 | 23.6177 | 27.9185 | 33.7333 | 22.736
2018-09-07 17:00 | 84.3382 | 47.7408 | 25.6591 | 59.1428 | 24.7159 | 28.9881 | 34.1019 | 23.0512
2018-09-07 18:00 | 81.5966 | 45.5587 | 25.5967 | 59.277 | 25.1194 | 29.3774 | 34.0854 | 23.1022
2018-09-07 19:00 | 77.6423 | 42.9204 | 24.8357 | 60.5895 | 24.9006 | 29.5726 | 33.7745 | 22.9023
2018-09-07 20:00 | 71.9207 | 39.3391 | 23.0012 | 60.2669 | 23.4093 | 28.2242 | 32.2261 | 22.1503
2018-09-07 21:00 | 65.1437 | 34.8709 | 20.1625 | 57.799 | 20.4642 | 25.1829 | 29.4514 | 20.5445
2018-09-07 22:00 | 59.6081 | 31.7354 | 17.7993 | 56.4799 | 20.7514 | 22.3638 | 26.8116 | 18.4922
2018-09-07 23:00 | 55.4157 | 29.2506 | 15.5392 | 57.5694 | 19.4599 | 19.606 | 23.6266 | 15.2192
2018-09-08 | 52.4959 | 27.5487 | 14.0208 | 60.0635 | 18.3689 | 17.968 | 20.2585 | 11.2248
2018-09-08 01:00 | 50.5101 | 26.3773 | 12.9754 | 62.9036 | 17.5107 | 16.774 | 16.642 | 8.1283
2018-09-08 02:00 | 49.4466 | 25.688 | 12.1795 | 64.5068 | 16.6061 | 15.9077 | 12.893 | 6.258
2018-09-08 03:00 | 46.1117 | 23.9283 | 10.7078 | 64.2751 | 15.7931 | 15.1291 | 8.3657 | 4.5782
2018-09-08 04:00 | 46.0434 | 23.6889 | 10.3965 | 64.8739 | 15.1331 | 14.6973 | 7.9682 | 4.2729
2018-09-08 05:00 | 45.7527 | 23.5992 | 10.1342 | 64.8286 | 14.6321 | 14.2773 | 8.186 | 4.456
2018-09-08 06:00 | 45.662 | 23.4667 | 9.8903 | 63.6387 | 14.3232 | 13.9099 | 8.7464 | 5.0552
2018-09-08 07:00 | 45.0758 | 22.9794 | 9.6387 | 62.5822 | 14.0723 | 13.5236 | 9.6465 | 5.8778
2018-09-08 08:00 | 43.0814 | 21.0335 | 9.2472 | 60.4242 | 13.2709 | 11.7906 | 10.3149 | 6.4884
2018-09-08 09:00 | 43.77 | 21.7955 | 8.7529 | 58.049 | 11.9542 | 12.2274 | 12.3258 | 7.1829
2018-09-08 10:00 | 44.5968 | 22.1054 | 8.6825 | 57.5299 | 10.7394 | 11.9356 | 14.4667 | 8.6457
2018-09-08 11:00 | 47.9754 | 24.3015 | 10.1683 | 59.3948 | 12.6742 | 13.6865 | 17.7378 | 10.9984
2018-09-08 12:00 | 51.8227 | 27.1091 | 12.2103 | 61.6618 | 15.5588 | 16.3038 | 21.6943 | 13.7091
2018-09-08 13:00 | 54.9223 | 29.9425 | 14.3366 | 63.3258 | 18.7975 | 19.3311 | 26.1749 | 16.5805
2018-09-08 14:00 | 57.2018 | 32.5536 | 16.3618 | 64.1004 | 21.7333 | 22.4301 | 30.2305 | 19.3466
2018-09-08 15:00 | 59.3147 | 34.8644 | 18.5014 | 64.6174 | 24.1208 | 25.7646 | 33.278 | 21.3972
2018-09-08 16:00 | 61.0186 | 36.3536 | 20.2313 | 64.6666 | 25.5808 | 28.2841 | 34.6247 | 22.4912
2018-09-08 17:00 | 62.6288 | 37.6278 | 21.5322 | 64.6853 | 26.5612 | 29.9839 | 34.8478 | 23.0447
2018-09-08 18:00 | 64.0005 | 38.2464 | 22.2843 | 65.148 | 26.8159 | 31.2039 | 34.5131 | 23.1184
2018-09-08 19:00 | 63.5924 | 37.6892 | 22.0752 | 64.8937 | 26.078 | 31.3518 | 33.7765 | 22.9267
2018-09-08 20:00 | 60.2277 | 35.2695 | 20.1759 | 62.8562 | 24.2377 | 29.5051 | 31.957 | 22.3431
2018-09-08 21:00 | 54.498 | 31.0745 | 16.9848 | 58.9967 | 21.0731 | 25.6624 | 28.6646 | 20.8275
2018-09-08 22:00 | 50.6504 | 28.2259 | 14.6901 | 56.1283 | 21.2129 | 22.3386 | 25.1173 | 18.9816
2018-09-08 23:00 | 49.2439 | 26.8518 | 13.0699 | 57.2677 | 19.8515 | 19.5002 | 20.8675 | 16.1356
2018-09-09 | 48.2191 | 25.8697 | 12.0757 | 59.5344 | 18.6682 | 17.767 | 16.5607 | 12.522
2018-09-09 01:00 | 46.9707 | 24.9294 | 11.2994 | 62.0584 | 17.7142 | 16.4014 | 12.6807 | 9.0191
2018-09-09 02:00 | 44.6581 | 23.5721 | 10.8955 | 63.7965 | 16.8026 | 15.7293 | 9.5929 | 6.3159
2018-09-09 03:00 | 45.9369 | 23.9521 | 10.4945 | 64.0913 | 15.9331 | 15.039 | 8.1924 | 4.5291
2018-09-09 04:00 | 45.6452 | 23.642 | 10.1436 | 64.6159 | 15.2132 | 14.4092 | 7.8161 | 4.2228
2018-09-09 05:00 | 45.3074 | 23.23 | 9.8286 | 64.0512 | 14.589 | 13.7899 | 7.9625 | 4.3672
2018-09-09 06:00 | 44.8008 | 22.7213 | 9.6085 | 62.5643 | 14.1506 | 13.3876 | 8.5046 | 4.9473
2018-09-09 07:00 | 44.1017 | 22.2903 | 9.3849 | 61.6717 | 13.9111 | 13.0661 | 9.4556 | 5.7882
2018-09-09 08:00 | 43.2759 | 22.0153 | 9.3003 | 60.194 | 13.8254 | 12.9313 | 10.9609 | 6.549
2018-09-09 09:00 | 41.5557 | 20.9232 | 8.6042 | 57.267 | 11.9359 | 11.8864 | 12.1639 | 7.2537
2018-09-09 10:00 | 40.5892 | 19.4126 | 8.2302 | 56.2142 | 9.7519 | 10.1705 | 13.3953 | 8.5871
2018-09-09 11:00 | 46.334 | 23.1414 | 9.6941 | 58.8698 | 12.3921 | 13.4558 | 17.4272 | 10.8292
2018-09-09 12:00 | 50.765 | 26.4148 | 11.9873 | 62.4872 | 15.4771 | 16.2134 | 21.93 | 13.6363
2018-09-09 13:00 | 54.1952 | 29.662 | 14.454 | 64.7972 | 18.8544 | 19.6006 | 26.7722 | 16.6435
2018-09-09 14:00 | 56.3549 | 31.8252 | 16.4887 | 65.6467 | 21.5964 | 22.6052 | 30.3497 | 19.2643
2018-09-09 15:00 | 57.5634 | 33.1623 | 17.983 | 64.5154 | 23.4257 | 24.9899 | 32.6196 | 21.0385
2018-09-09 16:00 | 58.8816 | 34.2979 | 19.1588 | 63.2428 | 24.5897 | 26.9204 | 33.8088 | 22.0405
2018-09-09 17:00 | 59.45 | 34.8991 | 19.9209 | 61.9554 | 25.2743 | 28.351 | 33.8533 | 22.5321
2018-09-09 18:00 | 59.5296 | 34.7628 | 20.1569 | 60.9636 | 25.0544 | 28.5462 | 33.1397 | 22.4536
2018-09-09 19:00 | 58.331 | 33.6595 | 19.5613 | 59.9299 | 24.2322 | 28.2446 | 32.1313 | 22.1893
2018-09-09 20:00 | 55.7261 | 31.7454 | 17.9592 | 58.4084 | 22.5736 | 26.7625 | 30.4347 | 21.6351
2018-09-09 21:00 | 51.5995 | 28.7242 | 15.2883 | 55.9628 | 19.7466 | 23.2836 | 27.4873 | 20.2492
2018-09-09 22:00 | 49.4003 | 26.9658 | 13.5981 | 54.8741 | 20.2736 | 20.5632 | 24.1685 | 18.5384
2018-09-09 23:00 | 48.0744 | 25.6483 | 12.2891 | 56.682 | 19.0463 | 18.2633 | 19.8614 | 15.7246
2018-09-10 | 47.3311 | 24.8918 | 11.5522 | 59.2547 | 18.03 | 17.005 | 15.8218 | 12.2484
2018-09-10 01:00 | 46.3509 | 24.1725 | 10.952 | 62.1113 | 17.2024 | 15.8613 | 12.1585 | 8.803
2018-09-10 02:00 | 44.2117 | 22.931 | 10.5073 | 64.0012 | 16.3501 | 15.0754 | 9.2615 | 6.0991
2018-09-10 03:00 | 48.4031 | 24.8556 | 10.9721 | 64.4833 | 15.5233 | 14.3261 | 10.8491 | 7.73
2018-09-10 04:00 | 47.9569 | 24.3856 | 10.5744 | 64.8253 | 14.8224 | 13.7576 | 10.0715 | 8.8537
2018-09-10 05:00 | 47.6559 | 23.9727 | 10.2487 | 64.0576 | 14.268 | 13.2485 | 10.781 | 9.5693
2018-09-10 06:00 | 48.1862 | 23.7776 | 9.9683 | 61.9892 | 13.8717 | 12.6439 | 11.9614 | 10.4572
2018-09-10 07:00 | 49.9965 | 24.1077 | 10.0249 | 61.2247 | 13.6886 | 12.4098 | 13.5599 | 11.8117
2018-09-10 08:00 | 51.4926 | 23.3612 | 10.1953 | 59.4432 | 12.9596 | 11.0747 | 14.7143 | 12.8766
2018-09-10 09:00 | 55.8386 | 25.7878 | 10.2991 | 57.2374 | 11.7457 | 11.8723 | 16.8596 | 13.8723
2018-09-10 10:00 | 60.7365 | 28.2646 | 10.8536 | 57.0095 | 10.3589 | 11.9106 | 19.0915 | 15.1742
2018-09-10 11:00 | 68.4281 | 33.0045 | 13.1616 | 59.3279 | 11.8088 | 13.9655 | 22.5332 | 16.9736
2018-09-10 12:00 | 74.7909 | 37.4571 | 16.0059 | 61.2068 | 14.3811 | 16.7067 | 26.0085 | 18.6767
2018-09-10 13:00 | 79.3178 | 41.6119 | 18.9219 | 61.8392 | 17.3617 | 19.8853 | 29.3378 | 20.2824
2018-09-10 14:00 | 81.8271 | 44.5614 | 21.4112 | 61.9365 | 19.8885 | 22.9743 | 31.4736 | 21.3568
2018-09-10 15:00 | 83.5646 | 46.5576 | 23.5663 | 61.4602 | 21.7663 | 25.8554 | 32.5834 | 21.9747
2018-09-10 16:00 | 85.4625 | 48.0822 | 25.9318 | 61.7882 | 23.1969 | 29.1082 | 33.4501 | 22.4831
2018-09-10 17:00 | 84.568 | 47.2922 | 26.4509 | 60.38 | 23.8928 | 29.8642 | 33.5525 | 22.6989
2018-09-10 18:00 | 81.222 | 44.4766 | 25.8666 | 59.2296 | 23.946 | 29.5437 | 33.081 | 22.5927
2018-09-10 19:00 | 76.2954 | 41.1206 | 24.4825 | 58.5791 | 23.1924 | 28.3849 | 32.2781 | 22.1805
2018-09-10 20:00 | 70.1867 | 37.6512 | 22.452 | 58.0934 | 21.6342 | 26.7661 | 30.6803 | 21.3976
2018-09-10 21:00 | 62.8825 | 33.3134 | 19.1455 | 55.4721 | 19.0082 | 23.3529 | 27.9003 | 19.8004
2018-09-10 22:00 | 57.533 | 30.2267 | 16.362 | 53.7058 | 19.7108 | 20.1759 | 25.1635 | 17.697
2018-09-10 23:00 | 53.8252 | 27.9702 | 14.4083 | 55.5283 | 18.5249 | 17.7671 | 22.2698 | 14.5141
2018-09-11 | 51.0874 | 26.3452 | 13.0618 | 58.4328 | 17.5511 | 16.2084 | 19.1111 | 10.6006
2018-09-11 01:00 | 49.1482 | 25.2731 | 12.0598 | 61.3243 | 16.7945 | 15.173 | 15.6818 | 7.5656
2018-09-11 02:00 | 48.2592 | 24.7472 | 11.3273 | 63.245 | 15.9655 | 14.5429 | 12.3133 | 5.7248
2018-09-11 03:00 | 47.7759 | 24.4699 | 10.8393 | 63.6952 | 15.1826 | 13.9622 | 10.847 | 7.669
2018-09-11 04:00 | 47.6193 | 24.3646 | 10.6379 | 64.804 | 14.6335 | 13.8207 | 10.114 | 8.8585
2018-09-11 05:00 | 47.4724 | 24.1757 | 10.4456 | 64.3273 | 14.1852 | 13.5943 | 10.9202 | 9.6441
2018-09-11 06:00 | 48.2876 | 24.1521 | 10.2653 | 62.7596 | 13.8621 | 13.161 | 12.2308 | 10.5518
2018-09-11 07:00 | 50.145 | 24.3365 | 10.1809 | 61.5779 | 13.6503 | 12.7716 | 13.7635 | 11.8936
2018-09-11 08:00 | 52.0163 | 23.5943 | 10.356 | 59.8758 | 12.9483 | 11.1303 | 14.8535 | 12.9545
2018-09-11 09:00 | 56.3433 | 26.0983 | 10.4266 | 57.6859 | 11.8453 | 12.127 | 17.1211 | 13.9211
2018-09-11 10:00 | 60.8031 | 28.4219 | 10.9113 | 56.8935 | 10.2299 | 12.0889 | 19.217 | 15.1713
2018-09-11 11:00 | 68.4295 | 32.9616 | 13.2563 | 58.6115 | 11.717 | 14.1139 | 22.522 | 16.9535
2018-09-11 12:00 | 74.7021 | 37.2521 | 16.3933 | 60.4675 | 14.0468 | 17.2878 | 25.9225 | 18.6609
2018-09-11 13:00 | 79.1852 | 41.1478 | 19.3954 | 61.0911 | 16.809 | 20.5383 | 29.0592 | 20.163
2018-09-11 14:00 | 81.8619 | 44.0625 | 22.0962 | 60.9057 | 19.0906 | 23.8904 | 31.0941 | 21.1838
2018-09-11 15:00 | 82.7069 | 45.6293 | 23.8082 | 59.2438 | 20.5797 | 26.3046 | 31.9696 | 21.6693
2018-09-11 16:00 | 82.739 | 46.1606 | 24.8712 | 57.6574 | 21.5993 | 27.7757 | 32.3991 | 22.0026
2018-09-11 17:00 | 82.345 | 45.4983 | 25.5965 | 56.9525 | 22.2736 | 28.8287 | 32.5412 | 22.2182
2018-09-11 18:00 | 79.2445 | 43.0854 | 25.3209 | 56.4086 | 22.4534 | 28.7084 | 32.3672 | 22.1955
2018-09-11 19:00 | 74.5238 | 39.998 | 24.0997 | 56.5264 | 21.9772 | 27.7382 | 31.7809 | 21.8547
2018-09-11 20:00 | 67.8008 | 36.1487 | 21.5422 | 55.5456 | 20.5131 | 25.6476 | 30.0577 | 20.9856
2018-09-11 21:00 | 60.1609 | 31.5468 | 17.7512 | 52.8626 | 18.1982 | 21.6847 | 27.0722 | 19.3034
2018-09-11 22:00 | 56.0618 | 28.9901 | 15.6113 | 52.7201 | 18.9536 | 19.0737 | 24.6507 | 17.3315
2018-09-11 23:00 | 53.0508 | 27.1042 | 13.9029 | 55.1715 | 17.9696 | 16.9992 | 21.9266 | 14.2317
2018-09-12 | 50.5408 | 25.581 | 12.6785 | 58.2847 | 17.087 | 15.7619 | 18.7505 | 10.3472
2018-09-12 01:00 | 48.5747 | 24.7629 | 11.8681 | 61.6577 | 16.4001 | 15.0066 | 15.5162 | 7.3979
2018-09-12 02:00 | 47.7172 | 24.3963 | 11.2262 | 63.5205 | 15.6856 | 14.5253 | 12.3032 | 5.6458
2018-09-12 03:00 | 44.5744 | 22.9908 | 9.822 | 63.8794 | 14.9436 | 13.7689 | 10.7532 | 7.6123
2018-09-12 04:00 | 44.3457 | 22.8299 | 9.584 | 64.5288 | 14.3696 | 13.3778 | 9.9945 | 8.7905
2018-09-12 05:00 | 43.9855 | 22.5121 | 9.4278 | 64.2024 | 13.9502 | 13.1457 | 10.7718 | 9.5565
2018-09-12 06:00 | 44.0279 | 22.251 | 9.263 | 62.7205 | 13.6665 | 12.8673 | 12.0281 | 10.464
2018-09-12 07:00 | 44.4435 | 22.1827 | 9.1805 | 61.7747 | 13.5187 | 12.7107 | 13.6141 | 11.821
2018-09-12 08:00 | 43.2351 | 20.8666 | 9.0273 | 60.0759 | 12.9618 | 11.5638 | 14.7424 | 12.9221
2018-09-12 09:00 | 44.1879 | 21.9618 | 8.7436 | 57.4452 | 11.8471 | 12.2308 | 16.9908 | 13.9335
2018-09-12 10:00 | 45.3423 | 22.3778 | 8.6847 | 56.707 | 10.1776 | 12.0572 | 19.1409 | 15.1544
2018-09-12 11:00 | 47.7259 | 24.0366 | 9.9515 | 57.7492 | 11.4064 | 13.7044 | 22.4854 | 16.7744
2018-09-12 12:00 | 50.6019 | 26.2221 | 11.6715 | 58.8255 | 13.5566 | 15.9586 | 25.6967 | 18.3074
2018-09-12 13:00 | 53.2768 | 28.2514 | 13.3964 | 58.6604 | 16.119 | 18.6074 | 28.4852 | 19.6857
2018-09-12 14:00 | 54.3386 | 29.3685 | 14.6457 | 57.0433 | 18.0503 | 21.1358 | 30.0004 | 20.521
2018-09-12 15:00 | 54.7731 | 30.4326 | 15.6484 | 55.3157 | 19.4065 | 22.8991 | 30.8316 | 20.9564
2018-09-12 16:00 | 55.5843 | 31.4845 | 16.7054 | 54.0022 | 20.2672 | 24.1719 | 31.3898 | 21.2844
2018-09-12 17:00 | 56.6762 | 31.9837 | 17.394 | 52.8088 | 20.7011 | 24.9288 | 31.5189 | 21.4682
2018-09-12 18:00 | 56.3987 | 31.3038 | 17.4206 | 51.856 | 20.5319 | 24.9329 | 31.1513 | 21.3447
2018-09-12 19:00 | 54.319 | 29.5835 | 16.3324 | 51.065 | 19.6615 | 23.5195 | 30.2857 | 20.879
2018-09-12 20:00 | 51.449 | 27.695 | 14.6141 | 50.4642 | 18.3568 | 21.2984 | 28.6609 | 20.0417
2018-09-12 21:00 | 48.1675 | 25.583 | 12.506 | 49.7268 | 16.6214 | 18.5609 | 26.2594 | 18.5897
2018-09-12 22:00 | 47.6444 | 24.9681 | 11.6673 | 51.3135 | 18.0409 | 17.0272 | 24.0998 | 16.7946
2018-09-12 23:00 | 47.0867 | 24.2713 | 10.9502 | 55.1552 | 17.2127 | 15.6212 | 21.3324 | 13.772
2018-09-13 | 46.5955 | 23.6549 | 10.3026 | 58.1728 | 16.429 | 14.4586 | 18.2046 | 9.9966
2018-09-13 01:00 | 45.1049 | 22.8506 | 9.7876 | 60.1358 | 15.7809 | 13.6408 | 14.7215 | 6.9695
2018-09-13 02:00 | 43.027 | 21.7067 | 9.4894 | 62.1856 | 15.0554 | 13.2391 | 11.7156 | 5.2166
2018-09-13 03:00 | 46.6084 | 23.0722 | 10.0113 | 62.1815 | 14.3575 | 12.8915 | 10.2213 | 7.3501
2018-09-13 04:00 | 46.213 | 22.7772 | 9.7951 | 63.1523 | 13.8001 | 12.6892 | 9.4285 | 8.5218
2018-09-13 05:00 | 45.647 | 22.4237 | 9.5776 | 62.1637 | 13.3148 | 12.3455 | 10.1477 | 9.2567
2018-09-13 06:00 | 46.1243 | 22.3709 | 9.4627 | 59.9002 | 13.014 | 11.9904 | 11.4377 | 10.1744
2018-09-13 07:00 | 47.7398 | 22.6663 | 9.5755 | 59.372 | 12.8955 | 11.9255 | 12.9785 | 11.5132
2018-09-13 08:00 | 49.0933 | 22.0295 | 9.738 | 57.9381 | 12.4072 | 10.7766 | 14.386 | 12.4958
2018-09-13 09:00 | 53.9422 | 24.5836 | 9.9335 | 55.825 | 11.228 | 11.7849 | 16.3472 | 13.6238
2018-09-13 10:00 | 58.1896 | 26.5546 | 10.1331 | 54.9686 | 9.5177 | 11.0328 | 18.1867 | 14.6152
2018-09-13 11:00 | 65.5753 | 30.7786 | 11.8509 | 56.2637 | 11.0706 | 12.0594 | 21.2339 | 16.0706
2018-09-13 12:00 | 71.8249 | 35.396 | 14.3901 | 57.5817 | 13.4386 | 14.1979 | 24.5452 | 17.7742
2018-09-13 13:00 | 76.2659 | 39.4917 | 17.202 | 58.0746 | 16.0232 | 17.1545 | 28.1167 | 19.4248
2018-09-13 14:00 | 78.3749 | 42.0128 | 19.4696 | 57.4525 | 18.1065 | 20.0022 | 30.0925 | 20.4508
2018-09-13 15:00 | 78.9784 | 43.3244 | 21.0306 | 55.9228 | 19.4301 | 22.0514 | 30.934 | 20.8964
2018-09-13 16:00 | 79.154 | 43.9749 | 22.1895 | 54.849 | 20.408 | 23.5938 | 31.4662 | 21.2549
2018-09-13 17:00 | 78.4033 | 43.0814 | 22.5724 | 53.9542 | 20.946 | 23.9793 | 31.5953 | 21.4438
2018-09-13 18:00 | 75.4164 | 40.6369 | 22.1676 | 53.8573 | 21.1325 | 23.9507 | 31.4738 | 21.45
2018-09-13 19:00 | 70.8094 | 37.6141 | 21.0853 | 53.9038 | 20.7446 | 23.5463 | 30.9343 | 21.1459
2018-09-13 20:00 | 64.9657 | 34.1852 | 18.8071 | 53.4149 | 19.3693 | 21.5694 | 29.3148 | 20.3091
2018-09-13 21:00 | 58.9688 | 30.5757 | 16.1082 | 51.5331 | 17.5326 | 18.9947 | 26.7514 | 18.8322
2018-09-13 22:00 | 55.6306 | 28.4218 | 14.5497 | 51.9081 | 18.4685 | 17.4631 | 24.4208 | 16.9541
2018-09-13 23:00 | 52.4728 | 26.4925 | 13.0476 | 54.5946 | 17.4857 | 15.859 | 21.6064 | 13.8859
2018-09-14 | 49.5491 | 24.862 | 11.8521 | 56.4048 | 16.6108 | 14.5667 | 18.295 | 10.0227
2018-09-14 01:00 | 47.4082 | 23.7244 | 10.9165 | 58.7291 | 15.852 | 13.5032 | 14.628 | 6.9367
2018-09-14 02:00 | 45.5015 | 22.8264 | 10.1719 | 60.0726 | 15.0024 | 12.7517 | 11.5104 | 5.1357
2018-09-14 03:00 | 44.0546 | 22.2107 | 9.7439 | 60.4406 | 14.2529 | 12.3633 | 10.0263 | 7.2726
2018-09-14 04:00 | 43.5448 | 21.927 | 9.5194 | 61.4555 | 13.6686 | 12.098 | 9.2755 | 8.4311
2018-09-14 05:00 | 43.0521 | 21.5829 | 9.3717 | 61.1487 | 13.2078 | 11.8652 | 10.0335 | 9.1711
2018-09-14 06:00 | 43.7228 | 21.5003 | 9.3703 | 59.9568 | 12.922 | 11.7858 | 11.3358 | 10.0752
2018-09-14 07:00 | 45.8436 | 21.8692 | 9.5582 | 59.5554 | 12.8082 | 11.8561 | 12.9076 | 11.4075
2018-09-14 08:00 | 47.3765 | 21.3852 | 9.7535 | 58.073 | 12.3573 | 10.728 | 14.3517 | 12.5039
2018-09-14 09:00 | 52.1956 | 23.9794 | 9.9507 | 55.7837 | 11.2468 | 11.9472 | 16.3248 | 13.6705
2018-09-14 10:00 | 56.9612 | 26.1405 | 10.1069 | 54.4064 | 9.516 | 11.015 | 18.1798 | 14.6598
2018-09-14 11:00 | 64.321 | 30.422 | 11.8837 | 55.5205 | 11.098 | 12.1445 | 21.3099 | 16.1467
2018-09-14 12:00 | 70.6652 | 34.9157 | 14.3385 | 56.1943 | 13.3962 | 14.2845 | 24.5322 | 17.7761
2018-09-14 13:00 | 75.0181 | 38.6754 | 16.8074 | 56.0965 | 15.9667 | 16.8401 | 27.7217 | 19.2766
2018-09-14 14:00 | 77.6632 | 41.699 | 19.0653 | 56.1911 | 18.4524 | 19.6005 | 30.0879 | 20.4539
2018-09-14 15:00 | 79.1213 | 43.8137 | 20.936 | 55.7548 | 20.2366 | 21.9531 | 31.3798 | 21.1156
2018-09-14 16:00 | 80.0706 | 44.9779 | 22.4949 | 56.0416 | 21.3808 | 23.8795 | 32.15 | 21.582
2018-09-14 17:00 | 79.7559 | 44.3896 | 23.2906 | 55.672 | 21.9989 | 24.8961 | 32.3943 | 21.8321
2018-09-14 18:00 | 76.6778 | 41.9331 | 23.0224 | 55.4801 | 22.1334 | 24.9594 | 32.1979 | 21.8239
2018-09-14 19:00 | 71.9796 | 38.6834 | 22.019 | 55.3253 | 21.5451 | 24.7822 | 31.6259 | 21.5257
2018-09-14 20:00 | 65.6731 | 34.8082 | 19.6969 | 54.0006 | 19.9689 | 23.0387 | 29.8701 | 20.6946
2018-09-14 21:00 | 59.4068 | 30.8422 | 16.5759 | 51.7893 | 17.9247 | 19.8714 | 27.2326 | 19.1611
2018-09-14 22:00 | 55.9593 | 28.7887 | 14.9428 | 52.8153 | 18.7785 | 18.0359 | 24.8982 | 17.2245
2018-09-14 23:00 | 52.911 | 26.9735 | 13.4241 | 54.8959 | 17.753 | 16.3737 | 22.1272 | 14.1564
2018-09-15 | 50.0594 | 25.2977 | 12.2431 | 57.1884 | 16.8574 | 15.2008 | 18.6639 | 10.2451
2018-09-15 01:00 | 48.0368 | 24.1332 | 11.3517 | 60.6125 | 16.1262 | 14.2807 | 15.0423 | 7.1843
2018-09-15 02:00 | 46.8897 | 23.4848 | 10.6814 | 62.2713 | 15.348 | 13.6847 | 11.8069 | 5.3792
2018-09-15 03:00 | 42.8255 | 21.5697 | 9.2703 | 61.2862 | 14.5785 | 12.946 | 7.3371 | 4.0961
2018-09-15 04:00 | 42.492 | 21.2365 | 9.0515 | 61.9627 | 13.9538 | 12.5866 | 6.9718 | 3.8366
2018-09-15 05:00 | 42.2548 | 21.0835 | 8.9657 | 61.8919 | 13.5095 | 12.4604 | 7.2117 | 4.0484
2018-09-15 06:00 | 42.9349 | 21.2272 | 9.0131 | 61.8543 | 13.2941 | 12.4692 | 7.8607 | 4.6686
2018-09-15 07:00 | 43.5839 | 21.298 | 9.0871 | 62.7787 | 13.1684 | 12.4512 | 8.9269 | 5.5153
2018-09-15 08:00 | 41.3178 | 19.8021 | 8.9316 | 60.9501 | 12.6264 | 10.9987 | 10.0198 | 6.1671
2018-09-15 09:00 | 42.3815 | 20.7549 | 8.624 | 57.9774 | 11.5731 | 12.0254 | 11.971 | 7.0615
2018-09-15 10:00 | 42.7257 | 20.7751 | 8.3752 | 57.4835 | 9.9262 | 11.3868 | 13.8733 | 8.3956
2018-09-15 11:00 | 45.7163 | 22.6785 | 9.4616 | 59.0262 | 11.5006 | 12.313 | 16.9949 | 10.4688
2018-09-15 12:00 | 48.622 | 24.7992 | 10.7995 | 58.5635 | 13.67 | 13.7844 | 20.2161 | 12.7596
2018-09-15 13:00 | 50.5286 | 26.7857 | 12.0882 | 57.7099 | 16.0248 | 15.4167 | 24.1276 | 15.2672
2018-09-15 14:00 | 51.698 | 28.2654 | 13.3118 | 56.6436 | 18.0284 | 17.0888 | 27.4126 | 17.6831
2018-09-15 15:00 | 52.2793 | 29.1646 | 14.3634 | 54.6077 | 19.4109 | 18.6219 | 29.6058 | 19.3662
2018-09-15 16:00 | 52.5998 | 29.7232 | 15.0926 | 52.7364 | 20.1718 | 19.7586 | 30.6474 | 20.2903
2018-09-15 17:00 | 53.4905 | 30.5443 | 15.9176 | 52.1483 | 20.7493 | 21.1795 | 31.0376 | 20.8939
2018-09-15 18:00 | 54.0483 | 30.6995 | 16.3792 | 52.3807 | 20.7877 | 22.4386 | 30.6291 | 20.9462
2018-09-15 19:00 | 53.1208 | 29.7899 | 15.8685 | 52.4109 | 20.1381 | 22.4656 | 29.6996 | 20.701
2018-09-15 20:00 | 50.9045 | 28.0644 | 14.3155 | 51.9345 | 18.8191 | 20.7357 | 28.0996 | 20.1156
2018-09-15 21:00 | 47.7604 | 25.6309 | 12.3011 | 50.6549 | 17.1475 | 18.1608 | 25.5156 | 18.8699
2018-09-15 22:00 | 46.8465 | 24.6389 | 11.4716 | 51.4772 | 18.2283 | 16.7489 | 22.5541 | 17.3106
2018-09-15 23:00 | 45.9989 | 23.6227 | 10.6113 | 53.8116 | 17.2372 | 15.3082 | 18.591 | 14.7086
2018-09-16 | 45.3553 | 22.9543 | 10.0457 | 56.425 | 16.4584 | 14.303 | 14.4845 | 11.316
2018-09-16 01:00 | 44.4615 | 22.3242 | 9.6287 | 59.3517 | 15.8079 | 13.5715 | 10.7808 | 7.9369
2018-09-16 02:00 | 42.0503 | 20.8986 | 9.3002 | 60.8671 | 15.0255 | 12.9805 | 8.3399 | 5.3319
2018-09-16 03:00 | 42.8131 | 21.191 | 9.0176 | 60.9013 | 14.2809 | 12.4762 | 7.059 | 3.9528
2018-09-16 04:00 | 42.2228 | 21.0206 | 8.9478 | 61.9703 | 13.7228 | 12.2677 | 6.847 | 3.7446
2018-09-16 05:00 | 41.6921 | 20.7638 | 8.8833 | 61.5956 | 13.2921 | 12.1455 | 7.0992 | 3.9665
2018-09-16 06:00 | 41.4003 | 20.6084 | 8.8661 | 60.1465 | 13.0489 | 12.0816 | 7.7133 | 4.5786
2018-09-16 07:00 | 41.1121 | 20.4685 | 8.909 | 59.5791 | 12.952 | 12.1036 | 8.7761 | 5.4228
2018-09-16 08:00 | 39.984 | 20.1026 | 8.9351 | 58.413 | 12.9533 | 12.1026 | 10.2668 | 6.3882
2018-09-16 09:00 | 38.4722 | 19.4542 | 8.5547 | 55.9459 | 11.4127 | 11.5856 | 11.7765 | 7.496
2018-09-16 10:00 | 37.4988 | 17.9235 | 7.7561 | 54.047 | 8.8988 | 9.2063 | 13.0485 | 8.4817
2018-09-16 11:00 | 43.8972 | 21.2232 | 8.5966 | 56.0582 | 11.0634 | 11.6217 | 16.3896 | 10.1429
2018-09-16 12:00 | 47.1863 | 23.7198 | 9.9412 | 57.4478 | 13.4266 | 12.7104 | 19.8717 | 12.4425
2018-09-16 13:00 | 49.3671 | 25.7373 | 11.374 | 57.5194 | 15.8454 | 14.6322 | 23.8777 | 15.0247
2018-09-16 14:00 | 50.6619 | 27.1759 | 12.635 | 56.7434 | 17.8113 | 16.401 | 27.1547 | 17.4754
2018-09-16 15:00 | 51.5699 | 28.2422 | 13.6935 | 55.3223 | 19.0814 | 17.9254 | 29.481 | 19.195
2018-09-16 16:00 | 52.0717 | 28.9082 | 14.5596 | 53.5209 | 19.9051 | 19.227 | 30.6287 | 20.1818
2018-09-16 17:00 | 52.8094 | 29.4585 | 15.341 | 52.7454 | 20.491 | 20.3744 | 30.7541 | 20.7188
2018-09-16 18:00 | 53.5045 | 29.7502 | 15.7031 | 52.6574 | 20.5969 | 21.1266 | 30.3502 | 20.7887
2018-09-16 19:00 | 52.9326 | 29.243 | 15.2146 | 52.8459 | 20.2475 | 21.0877 | 29.6672 | 20.6866
2018-09-16 20:00 | 50.9509 | 27.9044 | 14.098 | 52.4048 | 19.2074 | 20.4652 | 28.26 | 20.244
2018-09-16 21:00 | 47.8468 | 25.8158 | 12.3393 | 51.1044 | 17.5512 | 18.378 | 25.7751 | 19.0485
2018-09-16 22:00 | 47.1229 | 24.9234 | 11.4083 | 51.2814 | 18.4876 | 16.6934 | 22.6862 | 17.432
2018-09-16 23:00 | 46.4794 | 23.9988 | 10.5652 | 53.6214 | 17.4057 | 15.2542 | 18.7635 | 14.802
2018-09-17 | 45.6665 | 23.1248 | 9.9476 | 56.0038 | 16.5028 | 14.1732 | 14.5077 | 11.2992
2018-09-17 01:00 | 44.1245 | 22.029 | 9.4343 | 58.4359 | 15.7353 | 13.2886 | 10.5647 | 7.8196
2018-09-17 02:00 | 41.4478 | 20.6326 | 9.1063 | 59.5412 | 14.9332 | 12.7483 | 8.1932 | 5.2105
2018-09-17 03:00 | 45.5686 | 22.6757 | 9.7184 | 60.3409 | 14.2115 | 12.3466 | 9.8965 | 7.2236
2018-09-17 04:00 | 45.1931 | 22.3979 | 9.5463 | 61.2017 | 13.6473 | 12.1717 | 9.229 | 8.4108
2018-09-17 05:00 | 44.8818 | 22.1923 | 9.5034 | 61.2522 | 13.2475 | 12.1377 | 10.0421 | 9.1981
2018-09-17 06:00 | 45.5361 | 22.1061 | 9.5139 | 60.2618 | 13.0002 | 12.0251 | 11.3647 | 10.1126
2018-09-17 07:00 | 47.2163 | 22.3409 | 9.6358 | 59.4247 | 12.8722 | 11.9566 | 12.921 | 11.426
2018-09-17 08:00 | 47.1639 | 21.3788 | 9.7568 | 57.5884 | 12.3861 | 10.701 | 14.3249 | 12.5379
2018-09-17 09:00 | 52.6599 | 24.1056 | 10.0391 | 55.5421 | 11.2928 | 12.1456 | 16.2942 | 13.6885
2018-09-17 10:00 | 58.075 | 26.3663 | 10.1643 | 54.6037 | 9.538 | 11.142 | 18.1762 | 14.6397
2018-09-17 11:00 | 65.4808 | 30.6472 | 11.9056 | 56.1664 | 11.0821 | 12.1985 | 21.2818 | 16.1347
2018-09-17 12:00 | 71.5267 | 35.2573 | 14.4187 | 56.9777 | 13.3315 | 14.3836 | 24.5917 | 17.8081
2018-09-17 13:00 | 75.6667 | 38.9943 | 16.914 | 56.6642 | 15.8337 | 17.0059 | 27.7878 | 19.3407
2018-09-17 14:00 | 77.7319 | 41.6162 | 19.1548 | 56.3946 | 18.0829 | 19.6834 | 29.9325 | 20.4512
2018-09-17 15:00 | 78.3244 | 43.0266 | 20.8139 | 54.8744 | 19.6311 | 21.835 | 30.9342 | 20.9836
2018-09-17 16:00 | 77.9595 | 43.2102 | 21.8171 | 53.3944 | 20.4934 | 23.1178 | 31.2256 | 21.2433
2018-09-17 17:00 | 76.918 | 42.0174 | 22.1919 | 52.1268 | 20.7252 | 23.5923 | 31.1747 | 21.366
2018-09-17 18:00 | 73.812 | 39.5059 | 21.7828 | 52.0746 | 20.6535 | 23.5097 | 30.8683 | 21.3185
2018-09-17 19:00 | 69.3426 | 36.6121 | 20.7708 | 52.4565 | 20.2611 | 23.4367 | 30.3737 | 21.0562
2018-09-17 20:00 | 63.7993 | 33.3246 | 18.7731 | 52.3374 | 18.9999 | 22.027 | 28.8262 | 20.2622
2018-09-17 21:00 | 57.9004 | 29.4958 | 15.855 | 50.8214 | 17.1563 | 18.8911 | 26.2002 | 18.6933
2018-09-17 22:00 | 54.9457 | 27.6299 | 14.2766 | 51.3985 | 18.1758 | 17.1121 | 23.8626 | 16.7632
2018-09-17 23:00 | 51.586 | 25.7539 | 12.7997 | 53.5864 | 17.0908 | 15.5519 | 21.0917 | 13.7024
2018-09-18 | 48.8664 | 24.2068 | 11.604 | 55.7047 | 16.2501 | 14.2086 | 17.8351 | 9.8495
2018-09-18 01:00 | 47.2432 | 23.3898 | 10.8358 | 58.5029 | 15.5683 | 13.3703 | 14.5552 | 6.8766
2018-09-18 02:00 | 45.9545 | 22.7298 | 10.1724 | 60.2996 | 14.7845 | 12.7895 | 11.4569 | 5.0791
2018-09-18 03:00 | 44.5965 | 22.1477 | 9.7101 | 60.4152 | 14.0243 | 12.2318 | 9.9513 | 7.2179
2018-09-18 04:00 | 43.7548 | 21.7943 | 9.4625 | 60.8859 | 13.4496 | 11.96 | 9.1969 | 8.3591
2018-09-18 05:00 | 44.2465 | 21.8266 | 9.4269 | 61.1616 | 13.0502 | 11.9328 | 10.0465 | 9.1455
2018-09-18 06:00 | 45.5585 | 21.9072 | 9.4862 | 60.3305 | 12.8464 | 11.979 | 11.4166 | 10.0868
2018-09-18 07:00 | 46.9736 | 22.1015 | 9.6093 | 59.5526 | 12.7398 | 11.9602 | 12.9593 | 11.4099
2018-09-18 08:00 | 47.5034 | 21.2938 | 9.7256 | 58.0002 | 12.2993 | 10.7061 | 14.3397 | 12.4103
2018-09-18 09:00 | 51.7004 | 23.7217 | 9.9726 | 55.4491 | 11.1412 | 12.0169 | 16.2874 | 13.655
2018-09-18 10:00 | 56.4857 | 25.6757 | 10.0657 | 53.9422 | 9.2936 | 11.0524 | 18.0729 | 14.594
2018-09-18 11:00 | 64.4892 | 30.0116 | 11.7798 | 55.4852 | 10.7162 | 12.0272 | 21.0936 | 16.0092
2018-09-18 12:00 | 70.8587 | 34.7136 | 14.2394 | 56.3574 | 12.8441 | 14.0982 | 24.2195 | 17.6459
2018-09-18 13:00 | 75.7838 | 38.7371 | 16.8095 | 56.391 | 15.3189 | 16.8601 | 27.525 | 19.2056
2018-09-18 14:00 | 78.1788 | 41.3819 | 18.941 | 56.0613 | 17.5147 | 19.355 | 29.5047 | 20.2369
2018-09-18 15:00 | 79.0396 | 42.8367 | 20.5332 | 55.1205 | 18.9712 | 21.4048 | 30.406 | 20.7264
2018-09-18 16:00 | 78.9523 | 43.2588 | 21.5602 | 53.5654 | 19.7793 | 22.6871 | 30.8638 | 21.0328
2018-09-18 17:00 | 78.081 | 42.3078 | 22.0111 | 52.2102 | 20.248 | 23.4045 | 31.0646 | 21.2601
2018-09-18 18:00 | 75.0677 | 39.7792 | 21.7319 | 52.0298 | 20.2446 | 23.5595 | 30.8681 | 21.2453
2018-09-18 19:00 | 69.7226 | 36.404 | 20.3973 | 51.7912 | 19.6884 | 22.7976 | 30.1719 | 20.8982
2018-09-18 20:00 | 63.7264 | 33.0682 | 18.2766 | 51.4442 | 18.4952 | 21.1401 | 28.5573 | 20.1301
2018-09-18 21:00 | 57.5131 | 29.4182 | 15.6007 | 49.7457 | 16.6449 | 18.4479 | 26.0426 | 18.6516
2018-09-18 22:00 | 54.3522 | 27.5994 | 14.2492 | 51.2577 | 17.9413 | 16.9761 | 23.6924 | 16.7661
2018-09-18 23:00 | 51.0173 | 25.4931 | 12.5857 | 52.9425 | 16.8858 | 15.0644 | 20.7969 | 13.6418
2018-09-19 | 48.5543 | 24.1187 | 11.4923 | 55.7205 | 16.0928 | 13.9227 | 17.765 | 9.8244
2018-09-19 01:00 | 46.6215 | 23.2465 | 10.7267 | 58.6302 | 15.4538 | 13.2038 | 14.5165 | 6.8584
2018-09-19 02:00 | 45.7334 | 22.7747 | 10.1754 | 60.466 | 14.7122 | 12.7939 | 11.5548 | 5.1056
2018-09-19 03:00 | 42.7815 | 21.5694 | 9.0862 | 60.9933 | 14.0576 | 12.4173 | 10.1434 | 7.275
2018-09-19 04:00 | 42.7729 | 21.5471 | 8.9905 | 61.8688 | 13.5671 | 12.292 | 9.4341 | 8.4568
2018-09-19 05:00 | 42.0943 | 21.2168 | 8.9253 | 61.8692 | 13.1483 | 12.1803 | 10.2032 | 9.2167
2018-09-19 06:00 | 41.9155 | 20.9989 | 8.8944 | 60.741 | 12.9121 | 12.1006 | 11.5095 | 10.1373
2018-09-19 07:00 | 41.9369 | 20.9038 | 8.913 | 59.8129 | 12.8307 | 12.0846 | 13.0878 | 11.4846
2018-09-19 08:00 | 39.9945 | 19.4664 | 8.805 | 58.3306 | 12.4181 | 10.8101 | 14.4243 | 12.4882
2018-09-19 09:00 | 40.7736 | 20.5477 | 8.6515 | 56.2311 | 11.3514 | 12.1345 | 16.488 | 13.6658
2018-09-19 10:00 | 41.2054 | 20.4278 | 8.1759 | 54.3959 | 9.3501 | 11.1519 | 18.2383 | 14.6352
2018-09-19 11:00 | 44.9677 | 22.1164 | 9.0138 | 55.5728 | 10.6512 | 11.9757 | 21.2199 | 16.0175
2018-09-19 12:00 | 49.0327 | 24.7358 | 10.579 | 57.1229 | 12.7642 | 13.9146 | 24.184 | 17.6404
2018-09-19 13:00 | 52.2668 | 27.0947 | 12.3145 | 57.1628 | 15.1666 | 16.4491 | 27.2831 | 19.1368
2018-09-19 14:00 | 54.3186 | 29.032 | 13.8424 | 56.7587 | 17.3686 | 19.0589 | 29.3984 | 20.2229
2018-09-19 15:00 | 55.6748 | 30.7061 | 15.2503 | 56.158 | 18.9742 | 21.4519 | 30.5789 | 20.8529
2018-09-19 16:00 | 57.775 | 32.4725 | 16.5497 | 56.1855 | 20.0853 | 23.2283 | 31.3513 | 21.3425
2018-09-19 17:00 | 59.7784 | 33.6325 | 17.663 | 55.8919 | 20.7036 | 24.3203 | 31.7303 | 21.6508
2018-09-19 18:00 | 60.0184 | 33.4729 | 18.3376 | 55.4722 | 20.7888 | 25.0094 | 31.4803 | 21.6276
2018-09-19 19:00 | 57.6667 | 31.8904 | 17.5646 | 54.3614 | 20.1728 | 24.1863 | 30.5686 | 21.2174
2018-09-19 20:00 | 53.195 | 29.3239 | 15.4465 | 52.7346 | 18.7646 | 21.6742 | 28.6635 | 20.3191
2018-09-19 21:00 | 48.3591 | 26.0166 | 12.6341 | 49.4805 | 16.7541 | 18.1849 | 25.908 | 18.7022
2018-09-19 22:00 | 47.5609 | 25.0795 | 11.6607 | 50.5036 | 18.0805 | 16.6679 | 23.6721 | 16.8063
2018-09-19 23:00 | 46.2161 | 23.8916 | 10.5816 | 52.4403 | 17.0486 | 14.8702 | 20.8842 | 13.7063
2018-09-20 | 45.6019 | 23.2603 | 9.9389 | 55.1144 | 16.2512 | 13.7482 | 17.8506 | 9.9047
2018-09-20 01:00 | 44.3132 | 22.5684 | 9.5244 | 58.189 | 15.6123 | 13.0017 | 14.4875 | 6.8831
2018-09-20 02:00 | 42.1226 | 21.4151 | 9.2185 | 60.2417 | 14.8693 | 12.5267 | 11.554 | 5.1062
2018-09-20 03:00 | 45.8334 | 22.9065 | 9.7392 | 60.4989 | 14.1595 | 12.1126 | 10.1137 | 7.2759
2018-09-20 04:00 | 44.3057 | 22.2827 | 9.478 | 61.3253 | 13.5356 | 11.8618 | 9.2836 | 8.4032
2018-09-20 05:00 | 43.9581 | 22.009 | 9.3993 | 61.1259 | 13.0955 | 11.8043 | 10.0651 | 9.1687
2018-09-20 06:00 | 44.1408 | 21.9565 | 9.4191 | 60.1099 | 12.8885 | 11.7934 | 11.4132 | 10.115
2018-09-20 07:00 | 46.5281 | 22.5009 | 9.6201 | 59.6175 | 12.8713 | 11.8811 | 13.0455 | 11.4781
2018-09-20 08:00 | 47.594 | 21.9292 | 9.8121 | 58.0878 | 12.4615 | 10.7226 | 14.4104 | 12.5896
2018-09-20 09:00 | 51.0672 | 24.4484 | 10.1382 | 56.0705 | 11.4759 | 12.1113 | 16.4691 | 13.9222
2018-09-20 10:00 | 56.2436 | 26.4271 | 10.1236 | 54.2787 | 9.4494 | 10.9917 | 18.2355 | 14.8022
2018-09-20 11:00 | 65.342 | 30.896 | 11.7288 | 55.6944 | 10.708 | 11.7538 | 21.1226 | 16.0617
2018-09-20 12:00 | 72.4582 | 35.4875 | 14.1987 | 57.8974 | 12.9267 | 13.5025 | 23.9438 | 17.6461
2018-09-20 13:00 | 77.1286 | 39.4453 | 16.8778 | 58.2788 | 15.5017 | 16.0599 | 27.1207 | 19.1864
2018-09-20 14:00 | 79.5559 | 42.0173 | 19.0363 | 57.5521 | 17.7597 | 18.6949 | 28.9361 | 20.1914
2018-09-20 15:00 | 81.5715 | 44.1392 | 20.8837 | 56.8759 | 19.4733 | 21.0819 | 30.0962 | 20.8258
2018-09-20 16:00 | 83.2659 | 45.6956 | 22.4523 | 57.0854 | 20.7232 | 23.1325 | 31.0776 | 21.3875
2018-09-20 17:00 | 83.2673 | 45.4714 | 23.1904 | 57.5277 | 21.3249 | 24.108 | 31.4639 | 21.7083
2018-09-20 18:00 | 80.6436 | 43.4736 | 23.1657 | 58.0846 | 21.5914 | 24.643 | 31.6799 | 21.855
2018-09-20 19:00 | 75.6159 | 40.0884 | 22.0053 | 58.1401 | 21.0515 | 24.2404 | 31.1919 | 21.5841
2018-09-20 20:00 | 68.7889 | 36.1024 | 19.9743 | 56.7364 | 19.5476 | 22.6457 | 29.6537 | 20.8054
2018-09-20 21:00 | 61.0128 | 31.614 | 16.9474 | 52.9185 | 17.5315 | 19.5615 | 27.1617 | 19.269
2018-09-20 22:00 | 57.1857 | 29.4212 | 15.1669 | 53.1615 | 18.5761 | 17.5729 | 24.7738 | 17.2809
2018-09-20 23:00 | 53.3517 | 27.1119 | 13.4338 | 54.7086 | 17.482 | 15.7792 | 21.8745 | 14.1046
2018-09-21 | 50.6962 | 25.6581 | 12.2536 | 57.3476 | 16.6542 | 14.7215 | 18.7272 | 10.2324
2018-09-21 01:00 | 48.6177 | 24.6593 | 11.3115 | 59.8039 | 15.9418 | 13.7783 | 15.2577 | 7.1429
2018-09-21 02:00 | 47.289 | 23.9115 | 10.5017 | 61.2251 | 15.1325 | 13.04 | 11.9395 | 5.2796
2018-09-21 03:00 | 46.8169 | 23.667 | 10.0507 | 61.6826 | 14.4423 | 12.6239 | 10.411 | 7.4208
2018-09-21 04:00 | 46.1389 | 23.1884 | 9.7759 | 62.0661 | 13.8682 | 12.3542 | 9.5965 | 8.5833
2018-09-21 05:00 | 45.5126 | 22.6162 | 9.5999 | 61.6497 | 13.4217 | 12.1774 | 10.3196 | 9.3291
2018-09-21 06:00 | 46.0237 | 22.4957 | 9.556 | 60.275 | 13.1857 | 12.0405 | 11.6139 | 10.2762
2018-09-21 07:00 | 48.2379 | 22.9937 | 9.6827 | 59.6639 | 13.1086 | 12.0067 | 13.1934 | 11.6343
2018-09-21 08:00 | 49.3107 | 22.2128 | 9.8275 | 57.9995 | 12.5558 | 10.8055 | 14.4865 | 12.62
2018-09-21 09:00 | 53.2423 | 24.6112 | 10.0533 | 55.7196 | 11.5345 | 11.8788 | 16.5462 | 13.7661
2018-09-21 10:00 | 58.3118 | 26.7892 | 10.248 | 54.7528 | 9.6657 | 11.0956 | 18.387 | 14.805
2018-09-21 11:00 | 66.7905 | 31.6045 | 12.2375 | 57.5774 | 11.263 | 12.4249 | 21.545 | 16.3734
2018-09-21 12:00 | 73.7252 | 36.6575 | 15.1047 | 59.8263 | 13.7197 | 14.9104 | 25.0131 | 18.2296
2018-09-21 13:00 | 78.8785 | 40.701 | 17.8983 | 60.5203 | 16.3612 | 17.8464 | 28.1977 | 19.8113
2018-09-21 14:00 | 81.5632 | 43.3875 | 20.1394 | 60.0577 | 18.6477 | 20.6139 | 30.1114 | 20.8274
2018-09-21 15:00 | 83.0157 | 45.169 | 21.8286 | 59.0789 | 20.3272 | 22.936 | 31.1799 | 21.4095
2018-09-21 16:00 | 83.6371 | 46.2526 | 23.3224 | 58.533 | 21.4966 | 24.9953 | 32.0068 | 21.8932
2018-09-21 17:00 | 82.7975 | 45.5866 | 24.2286 | 57.6677 | 21.9815 | 26.1752 | 32.3529 | 22.1778
2018-09-21 18:00 | 79.3037 | 42.8909 | 24.0143 | 56.9472 | 21.9579 | 26.337 | 32.0917 | 22.136
2018-09-21 19:00 | 73.9334 | 39.4384 | 22.5806 | 56.4047 | 21.3371 | 25.4589 | 31.4291 | 21.7785
2018-09-21 20:00 | 67.244 | 35.7165 | 20.1954 | 54.7887 | 19.9242 | 23.6025 | 29.8212 | 20.9789
2018-09-21 21:00 | 60.0008 | 31.3446 | 17.037 | 51.6346 | 17.9388 | 20.5229 | 27.1329 | 19.401
2018-09-21 22:00 | 56.0159 | 29.1455 | 15.3575 | 52.516 | 18.8548 | 18.6165 | 24.7052 | 17.4019
2018-09-21 23:00 | 52.1433 | 26.8932 | 13.5999 | 54.6643 | 17.7641 | 16.6395 | 21.7845 | 14.2373
2018-09-22 | 49.2976 | 25.0921 | 12.2153 | 56.603 | 16.8387 | 15.0306 | 18.4139 | 10.2769
2018-09-22 01:00 | 46.9504 | 23.7491 | 11.1517 | 58.8944 | 16.0342 | 13.8043 | 14.7286 | 7.1194
2018-09-22 02:00 | 45.5211 | 23.0784 | 10.4875 | 60.4081 | 15.2537 | 13.305 | 11.6555 | 5.3336
2018-09-22 03:00 | 41.9293 | 21.463 | 9.2288 | 60.9266 | 14.5526 | 12.8351 | 7.2986 | 4.0997
2018-09-22 04:00 | 41.7784 | 21.2727 | 9.0473 | 62.0948 | 13.9666 | 12.5386 | 6.9769 | 3.8429
2018-09-22 05:00 | 41.8718 | 21.2302 | 8.9552 | 62.0417 | 13.5283 | 12.3731 | 7.2326 | 4.0579
2018-09-22 06:00 | 41.9082 | 21.204 | 8.8861 | 60.7227 | 13.2827 | 12.1783 | 7.865 | 4.6722
2018-09-22 07:00 | 41.5233 | 21.1211 | 8.7906 | 59.8921 | 13.1454 | 12.0475 | 8.8943 | 5.4983
2018-09-22 08:00 | 39.6072 | 19.7333 | 8.6214 | 58.0634 | 12.631 | 10.8032 | 9.9785 | 6.1615
2018-09-22 09:00 | 40.8801 | 20.6855 | 8.3981 | 55.9569 | 11.6944 | 11.7479 | 11.9718 | 7.1739
2018-09-22 10:00 | 41.4804 | 20.5196 | 7.9462 | 54.3824 | 9.7318 | 10.723 | 13.7281 | 8.3208
2018-09-22 11:00 | 44.4863 | 21.9648 | 8.8856 | 55.7441 | 11.1889 | 11.5066 | 16.5777 | 10.2277
2018-09-22 12:00 | 47.6829 | 24.3621 | 10.4483 | 56.7401 | 13.5002 | 13.2168 | 20.0789 | 12.7601
2018-09-22 13:00 | 50.6526 | 26.9804 | 12.212 | 57.4119 | 16.2605 | 15.6714 | 24.3962 | 15.5467
2018-09-22 14:00 | 52.7958 | 28.9393 | 13.7315 | 57.1109 | 18.6781 | 18.01 | 27.9403 | 18.1138
2018-09-22 15:00 | 54.363 | 30.4291 | 15.0959 | 56.5199 | 20.4098 | 20.1285 | 30.614 | 19.9755
2018-09-22 16:00 | 55.5399 | 31.6522 | 16.3896 | 55.7645 | 21.6159 | 22.0765 | 31.9745 | 21.0773
2018-09-22 17:00 | 56.4146 | 32.6101 | 17.3797 | 54.8553 | 22.3227 | 23.4997 | 32.1477 | 21.6812
2018-09-22 18:00 | 57.076 | 32.9428 | 17.9443 | 55.1067 | 22.3215 | 24.3287 | 31.7527 | 21.7549
2018-09-22 19:00 | 56.246 | 32.1221 | 17.3952 | 54.9008 | 21.4967 | 24.1784 | 30.9526 | 21.5592
2018-09-22 20:00 | 53.2884 | 29.8848 | 15.8564 | 53.8302 | 19.8334 | 22.7211 | 29.2803 | 20.9707
2018-09-22 21:00 | 48.8843 | 26.8884 | 13.4634 | 51.6136 | 18.0846 | 19.7936 | 26.5832 | 19.6612
2018-09-22 22:00 | 48.0821 | 25.9931 | 12.4653 | 53.2379 | 18.8871 | 18.1353 | 23.474 | 18.0253
2018-09-22 23:00 | 47.4461 | 25.0834 | 11.5376 | 55.3233 | 17.8634 | 16.6284 | 19.5428 | 15.3935
2018-09-23 | 46.4555 | 24.1624 | 10.7522 | 57.4838 | 16.9927 | 15.3522 | 15.2259 | 11.8313
2018-09-23 01:00 | 44.9653 | 23.1814 | 10.2343 | 59.9537 | 16.2834 | 14.5625 | 11.4348 | 8.3779
2018-09-23 02:00 | 42.9025 | 22.1019 | 10.0114 | 62.0212 | 15.6004 | 14.2367 | 8.9482 | 5.8263
2018-09-23 03:00 | 44.3882 | 22.5007 | 9.5564 | 62.125 | 14.8274 | 13.3893 | 7.5031 | 4.1951
2018-09-23 04:00 | 44.2258 | 22.1747 | 9.2747 | 62.6858 | 14.1818 | 12.8786 | 7.086 | 3.8827
2018-09-23 05:00 | 43.6094 | 21.9588 | 9.1583 | 62.4664 | 13.7169 | 12.6958 | 7.3292 | 4.0973
2018-09-23 06:00 | 43.1353 | 21.8213 | 9.0783 | 61.1785 | 13.4956 | 12.573 | 7.9377 | 4.7199
2018-09-23 07:00 | 42.6533 | 21.6554 | 9.0338 | 60.4445 | 13.3977 | 12.476 | 8.9817 | 5.5759
2018-09-23 08:00 | 42.3221 | 21.5627 | 9.0237 | 59.4973 | 13.3835 | 12.3515 | 10.5462 | 6.2573
2018-09-23 09:00 | 41.6894 | 21.1971 | 8.7263 | 57.1146 | 12.0119 | 11.8829 | 12.1321 | 7.1757
2018-09-23 10:00 | 39.6447 | 19.2929 | 8.0205 | 55.5605 | 9.1845 | 9.4655 | 13.257 | 8.4211
2018-09-23 11:00 | 45.3455 | 22.5736 | 9.1403 | 57.4317 | 11.3631 | 12.2951 | 17.0837 | 10.506
2018-09-23 12:00 | 48.3226 | 24.6283 | 10.5686 | 58.221 | 13.5503 | 13.8359 | 20.6174 | 12.9422
2018-09-23 13:00 | 50.7561 | 26.6034 | 12.0758 | 58.6251 | 16.1229 | 15.8959 | 24.4845 | 15.56
2018-09-23 14:00 | 52.6409 | 28.5029 | 13.6342 | 58.9634 | 18.5707 | 18.2741 | 28.0585 | 18.1468
2018-09-23 15:00 | 53.8976 | 29.81 | 15.0192 | 58.1135 | 20.1534 | 20.3127 | 30.5294 | 19.945
2018-09-23 16:00 | 54.8021 | 30.6408 | 16.1527 | 56.6289 | 20.9964 | 21.8415 | 31.6307 | 20.9016
2018-09-23 17:00 | 54.9699 | 30.8576 | 16.5593 | 54.8676 | 21.2571 | 22.4862 | 31.5461 | 21.3137
2018-09-23 18:00 | 54.915 | 30.7225 | 16.6807 | 54.1061 | 21.1855 | 22.9117 | 30.9066 | 21.312
2018-09-23 19:00 | 54.0142 | 30.0123 | 16.3203 | 54.099 | 20.5311 | 22.9807 | 30.1443 | 21.148
2018-09-23 20:00 | 51.3327 | 28.2181 | 14.8054 | 52.8761 | 19.0131 | 21.4443 | 28.5631 | 20.5695
2018-09-23 21:00 | 47.6643 | 25.8657 | 12.749 | 50.5884 | 17.5916 | 18.8743 | 25.9975 | 19.3357
2018-09-23 22:00 | 46.9183 | 25.1761 | 11.8711 | 51.8751 | 18.442 | 17.3043 | 22.9538 | 17.7062
2018-09-23 23:00 | 45.7283 | 24.1104 | 10.8743 | 53.9466 | 17.4113 | 15.681 | 18.9158 | 15.0225
2018-09-24 | 45.0946 | 23.4014 | 10.2508 | 56.5019 | 16.6227 | 14.6806 | 14.8416 | 11.5425
2018-09-24 01:00 | 44.1923 | 22.7114 | 9.8246 | 59.537 | 15.9943 | 13.9321 | 11.1508 | 8.1521
2018-09-24 02:00 | 42.204 | 21.714 | 9.6605 | 61.5687 | 15.2588 | 13.5893 | 8.7979 | 5.5602
2018-09-24 03:00 | 46.2649 | 23.6634 | 10.3057 | 62.6107 | 14.5716 | 13.234 | 10.5028 | 7.4527
2018-09-24 04:00 | 45.3618 | 23.0842 | 10.0148 | 63.5247 | 14.0045 | 12.8176 | 9.6811 | 8.6059
2018-09-24 05:00 | 44.8714 | 22.8727 | 9.9413 | 63.4415 | 13.5905 | 12.6769 | 10.4502 | 9.377
2018-09-24 06:00 | 46.1575 | 23.0878 | 9.9762 | 62.7033 | 13.3977 | 12.58 | 11.8633 | 10.354
2018-09-24 07:00 | 48.1081 | 23.5165 | 10.1004 | 61.9499 | 13.3149 | 12.5136 | 13.472 | 11.7086
2018-09-24 08:00 | 49.23 | 22.679 | 10.1277 | 59.7603 | 12.7394 | 11.0078 | 14.5585 | 12.7357
2018-09-24 09:00 | 54.3501 | 25.6361 | 10.5307 | 57.9031 | 12.0257 | 12.3596 | 16.8718 | 13.8601
2018-09-24 10:00 | 57.6892 | 27.2525 | 10.5692 | 55.8107 | 9.715 | 11.584 | 18.7802 | 14.9379
2018-09-24 11:00 | 65.4663 | 31.5125 | 12.3365 | 56.5378 | 10.7502 | 12.8674 | 22.0537 | 16.5465
2018-09-24 12:00 | 72.5091 | 35.7457 | 14.6276 | 57.0186 | 12.5077 | 14.931 | 24.9038 | 18.0685
2018-09-24 13:00 | 76.8805 | 39.2416 | 17.0276 | 57.4624 | 14.7518 | 17.2896 | 27.4899 | 19.4309
2018-09-24 14:00 | 79.3345 | 41.741 | 19.1412 | 57.1764 | 16.8963 | 19.7078 | 29.2013 | 20.3742
2018-09-24 15:00 | 81.1177 | 43.6758 | 21.0182 | 56.5095 | 18.5719 | 22.0663 | 30.325 | 20.9484
2018-09-24 16:00 | 81.5574 | 44.4779 | 22.1862 | 55.3483 | 19.557 | 23.5226 | 30.7873 | 21.3218
2018-09-24 17:00 | 80.3492 | 43.5498 | 22.7917 | 54.1203 | 19.971 | 24.2945 | 30.882 | 21.5077
2018-09-24 18:00 | 76.7257 | 40.7654 | 22.4628 | 53.5148 | 19.9288 | 24.1685 | 30.5829 | 21.3923
2018-09-24 19:00 | 70.8711 | 37.0458 | 20.8356 | 52.4607 | 19.3393 | 23.0181 | 29.7773 | 20.9852
2018-09-24 20:00 | 64.0518 | 33.356 | 18.4769 | 51.2723 | 18.0945 | 21.1426 | 28.0942 | 20.1795
2018-09-24 21:00 | 57.8493 | 29.7435 | 15.7665 | 49.2173 | 17.0618 | 18.5047 | 25.7578 | 18.728
2018-09-24 22:00 | 54.6942 | 27.6889 | 14.1624 | 50.3367 | 17.6671 | 16.7709 | 23.5053 | 16.7269
2018-09-24 23:00 | 51.4348 | 25.8915 | 12.7226 | 52.551 | 16.7175 | 15.2315 | 20.986 | 13.6779
2018-09-25 | 48.8568 | 24.5865 | 11.6417 | 55.4943 | 16.0123 | 14.0372 | 17.9877 | 9.8823
2018-09-25 01:00 | 46.8379 | 23.7492 | 10.8595 | 58.4351 | 15.4235 | 13.3119 | 14.4992 | 6.8635
2018-09-25 02:00 | 46.0115 | 23.3526 | 10.318 | 60.2484 | 14.7462 | 12.9109 | 11.612 | 5.1296
2018-09-25 03:00 | 45.2026 | 22.8335 | 9.902 | 60.9084 | 14.0808 | 12.4289 | 10.1593 | 7.3194
2018-09-25 04:00 | 44.0657 | 22.3815 | 9.6301 | 61.8292 | 13.5158 | 12.1506 | 9.3696 | 8.4594
2018-09-25 05:00 | 43.6067 | 22.1884 | 9.5391 | 61.9936 | 13.1216 | 12.0603 | 10.1482 | 9.2265
2018-09-25 06:00 | 44.2676 | 22.2078 | 9.5628 | 60.9859 | 12.9484 | 12.0316 | 11.4934 | 10.1607
2018-09-25 07:00 | 45.6192 | 22.5366 | 9.7033 | 60.3659 | 12.8943 | 11.9988 | 13.0892 | 11.5104
2018-09-25 08:00 | 46.3303 | 21.9443 | 9.8659 | 58.6458 | 12.4664 | 10.7767 | 14.4193 | 12.7033
2018-09-25 09:00 | 52.6242 | 25.2359 | 10.349 | 57.0311 | 11.9505 | 12.3482 | 16.6584 | 13.9169
2018-09-25 10:00 | 57.4333 | 26.8996 | 10.1972 | 54.2141 | 9.3635 | 11.1251 | 18.3558 | 14.7748
2018-09-25 11:00 | 64.5805 | 30.6474 | 11.7687 | 54.2156 | 10.2258 | 12.0241 | 21.2209 | 16.1112
2018-09-25 12:00 | 70.4621 | 34.6171 | 13.9731 | 54.4865 | 11.681 | 13.833 | 23.9 | 17.6663
2018-09-25 13:00 | 74.8954 | 38.0145 | 16.2348 | 54.2284 | 13.5711 | 16.0962 | 26.5579 | 19.0419
2018-09-25 14:00 | 77.5066 | 40.6132 | 18.2876 | 53.8068 | 15.693 | 18.4526 | 28.4908 | 20.0458
2018-09-25 15:00 | 79.5576 | 42.9319 | 20.3702 | 54.1627 | 17.7964 | 21.0262 | 30.119 | 20.8074
2018-09-25 16:00 | 80.2166 | 44.052 | 21.8135 | 53.4115 | 19.3234 | 22.9609 | 31.0107 | 21.3432
2018-09-25 17:00 | 79.5486 | 43.3773 | 22.3703 | 52.6679 | 20.1092 | 23.7551 | 31.2602 | 21.6145
2018-09-25 18:00 | 76.7769 | 41.1261 | 22.1633 | 52.8924 | 20.2745 | 23.9767 | 31.2408 | 21.6624
2018-09-25 19:00 | 71.8482 | 37.9444 | 20.968 | 53.2638 | 19.811 | 23.5136 | 30.6417 | 21.3643
2018-09-25 20:00 | 66.1401 | 34.6958 | 19.0927 | 53.361 | 18.6497 | 22.3114 | 29.2859 | 20.6962
2018-09-25 21:00 | 59.7802 | 30.9756 | 16.5988 | 51.2603 | 17.5065 | 19.8221 | 26.8164 | 19.2256
2018-09-25 22:00 | 55.4817 | 28.4722 | 14.8277 | 51.8614 | 17.9229 | 17.73 | 24.2454 | 17.1204
2018-09-25 23:00 | 51.9462 | 26.4911 | 13.2171 | 53.7901 | 16.9914 | 16.0217 | 21.5192 | 14.0263
2018-09-26 | 49.4545 | 25.2066 | 12.1114 | 56.3919 | 16.2262 | 14.832 | 18.4675 | 10.1767
2018-09-26 01:00 | 47.4379 | 24.2098 | 11.2624 | 59.6408 | 15.5691 | 13.9914 | 15.0182 | 7.1124
2018-09-26 02:00 | 46.1736 | 23.4232 | 10.525 | 61.3145 | 14.8138 | 13.304 | 11.6959 | 5.2611
2018-09-26 03:00 | 42.4391 | 21.7313 | 9.2186 | 61.3219 | 14.0655 | 12.6658 | 10.098 | 7.3127
2018-09-26 04:00 | 42.03 | 21.5649 | 9.0549 | 62.2635 | 13.5577 | 12.3995 | 9.3346 | 8.4709
2018-09-26 05:00 | 41.182 | 21.0606 | 8.9703 | 62.2689 | 13.1426 | 12.2965 | 10.0975 | 9.2314
2018-09-26 06:00 | 40.8339 | 20.6785 | 8.9048 | 60.966 | 12.881 | 12.1913 | 11.4091 | 10.1498
2018-09-26 07:00 | 41.0259 | 20.7493 | 8.9365 | 60.6717 | 12.8267 | 12.1898 | 13.0265 | 11.5049
2018-09-26 08:00 | 39.6373 | 19.4924 | 8.8356 | 59.1291 | 12.4474 | 10.8931 | 14.4315 | 12.5461
2018-09-26 09:00 | 41.9329 | 21.3107 | 8.8868 | 57.4285 | 11.8511 | 12.469 | 16.5992 | 13.7875
2018-09-26 10:00 | 42.6766 | 21.1897 | 8.2731 | 54.8298 | 9.3417 | 11.3108 | 18.3094 | 14.734
2018-09-26 11:00 | 46.0212 | 22.8518 | 9.2481 | 55.188 | 10.5962 | 12.5089 | 21.3913 | 16.2965
2018-09-26 12:00 | 48.9241 | 25.1565 | 10.8454 | 55.7934 | 12.6483 | 14.6595 | 24.3168 | 18.0145
2018-09-26 13:00 | 52.5446 | 27.5262 | 12.6322 | 55.8969 | 15.2286 | 17.4312 | 27.3047 | 19.539
2018-09-26 14:00 | 55.1202 | 29.6857 | 14.323 | 56.0834 | 17.7917 | 20.2949 | 29.5961 | 20.67
2018-09-26 15:00 | 57.301 | 31.9425 | 16.1014 | 56.334 | 19.9186 | 23.1244 | 31.2654 | 21.4728
2018-09-26 16:00 | 59.5765 | 33.9112 | 17.817 | 56.823 | 21.3773 | 25.4367 | 32.188 | 22.047
2018-09-26 17:00 | 61.1948 | 35.1323 | 18.9421 | 56.3886 | 22.2946 | 26.6276 | 32.5901 | 22.4013
2018-09-26 18:00 | 61.0625 | 35.0351 | 19.2788 | 55.9423 | 22.5706 | 26.8732 | 32.5407 | 22.4474
2018-09-26 19:00 | 59.251 | 33.6616 | 18.4776 | 55.6558 | 21.7095 | 26.1065 | 31.8795 | 22.0988
2018-09-26 20:00 | 55.7128 | 31.3232 | 16.6055 | 54.6645 | 19.9309 | 24.0983 | 30.3078 | 21.28
2018-09-26 21:00 | 51.3722 | 28.0923 | 14.152 | 52.9075 | 18.3714 | 20.8293 | 27.6919 | 19.6494
2018-09-26 22:00 | 49.2475 | 26.2825 | 12.6725 | 53.3427 | 18.5464 | 18.3759 | 24.8666 | 17.4104
2018-09-26 23:00 | 47.4671 | 25.002 | 11.5069 | 55.0452 | 17.4519 | 16.505 | 21.9714 | 14.2451
2018-09-27 | 46.4675 | 24.2784 | 10.7129 | 57.5024 | 16.6409 | 15.1068 | 18.77 | 10.316
2018-09-27 01:00 | 45.1395 | 23.4384 | 10.156 | 60.3244 | 15.9382 | 14.0735 | 15.254 | 7.205
2018-09-27 02:00 | 42.8045 | 22.0621 | 9.6749 | 61.9033 | 15.1522 | 13.3382 | 11.8755 | 5.3136
2018-09-27 03:00 | 46.0339 | 23.3763 | 10.1377 | 62.1146 | 14.4169 | 12.8148 | 10.2952 | 7.4188
2018-09-27 04:00 | 45.1557 | 22.9203 | 9.8989 | 63.0317 | 13.8512 | 12.6028 | 9.4896 | 8.5741
2018-09-27 05:00 | 45.2223 | 22.6922 | 9.7927 | 62.7799 | 13.4224 | 12.4914 | 10.2555 | 9.3313
2018-09-27 06:00 | 45.8404 | 22.5568 | 9.7515 | 61.7599 | 13.1331 | 12.3616 | 11.5441 | 10.2436
2018-09-27 07:00 | 47.3981 | 22.7902 | 9.8711 | 61.2353 | 13.0311 | 12.3254 | 13.0861 | 11.5815
2018-09-27 08:00 | 48.5832 | 22.185 | 9.9901 | 59.5796 | 12.5557 | 10.96 | 14.4664 | 12.5627
2018-09-27 09:00 | 54.2734 | 25.4274 | 10.4251 | 57.606 | 11.9999 | 12.3553 | 16.6317 | 13.7394
2018-09-27 10:00 | 57.6865 | 27.0345 | 10.3522 | 55.0388 | 9.5952 | 11.3206 | 18.3402 | 14.7592
2018-09-27 11:00 | 64.7334 | 31.1292 | 12.2339 | 55.92 | 11.0475 | 12.6036 | 21.4204 | 16.4032
2018-09-27 12:00 | 70.9925 | 35.5034 | 14.8493 | 56.6936 | 13.2834 | 15.1591 | 24.6209 | 18.2172
2018-09-27 13:00 | 76.0448 | 39.4926 | 17.5708 | 56.9959 | 16.1191 | 18.4314 | 28.1095 | 19.9069
2018-09-27 14:00 | 78.9521 | 42.2562 | 19.8475 | 56.769 | 18.7181 | 21.43 | 30.3301 | 21.0171
2018-09-27 15:00 | 80.8623 | 44.4808 | 21.7553 | 56.5214 | 20.7433 | 24.0237 | 31.6364 | 21.6961
2018-09-27 16:00 | 81.8978 | 45.7985 | 23.3267 | 56.4692 | 22.333 | 26.1432 | 32.5339 | 22.2287
2018-09-27 17:00 | 81.2568 | 45.1431 | 24.0587 | 55.8385 | 23.0322 | 27.087 | 32.7936 | 22.4743
2018-09-27 18:00 | 78.8104 | 43.1463 | 23.855 | 56.1284 | 23.0433 | 27.2157 | 32.8012 | 22.5277
2018-09-27 19:00 | 73.5007 | 39.7379 | 22.7301 | 55.9751 | 22.173 | 26.6089 | 32.0446 | 22.1439
2018-09-27 20:00 | 66.7094 | 35.5997 | 20.3004 | 54.6438 | 20.1785 | 24.4413 | 30.0955 | 21.2009
2018-09-27 21:00 | 60.4862 | 31.6326 | 17.3109 | 52.1915 | 18.6169 | 21.1587 | 27.5483 | 19.6292
2018-09-27 22:00 | 57.1562 | 29.5518 | 15.5856 | 53.6887 | 18.8734 | 19.0163 | 25.1642 | 17.5712
2018-09-27 23:00 | 53.3925 | 27.435 | 13.9261 | 55.6173 | 17.8373 | 17.1856 | 22.3332 | 14.4616
2018-09-28 | 50.6362 | 25.8634 | 12.6345 | 58.2541 | 16.9756 | 15.7725 | 19.1026 | 10.5167
2018-09-28 01:00 | 48.5536 | 24.849 | 11.6978 | 61.0045 | 16.2687 | 14.7221 | 15.5983 | 7.4376
2018-09-28 02:00 | 47.638 | 24.3419 | 11.017 | 62.7515 | 15.5138 | 14.0891 | 12.267 | 5.5955
2018-09-28 03:00 | 47.1851 | 24.0855 | 10.59 | 63.2914 | 14.8352 | 13.6312 | 10.7495 | 7.5978
2018-09-28 04:00 | 46.848 | 23.8156 | 10.2474 | 63.9886 | 14.2616 | 13.2704 | 9.8714 | 8.7386
2018-09-28 05:00 | 46.9913 | 23.7795 | 10.1424 | 63.881 | 13.824 | 13.0861 | 10.6913 | 9.5119
2018-09-28 06:00 | 47.9182 | 23.748 | 9.9967 | 62.4183 | 13.5371 | 12.7886 | 11.8683 | 10.4053
2018-09-28 07:00 | 49.7412 | 24.022 | 10.0059 | 61.1983 | 13.3748 | 12.591 | 13.3467 | 11.7408
2018-09-28 08:00 | 51.019 | 23.2595 | 10.1236 | 59.4162 | 12.7695 | 11.0742 | 14.5993 | 12.7139
2018-09-28 09:00 | 56.5222 | 26.3149 | 10.58 | 57.6371 | 12.3855 | 12.4654 | 16.8871 | 13.8696
2018-09-28 10:00 | 60.1034 | 27.8553 | 10.5141 | 55.3868 | 9.6524 | 11.6621 | 18.6413 | 14.9149
2018-09-28 11:00 | 65.9416 | 31.4744 | 12.2501 | 55.5059 | 10.6388 | 13.0192 | 21.7819 | 16.5318
2018-09-28 12:00 | 71.0043 | 35.0627 | 14.4515 | 55.5272 | 12.372 | 15.0477 | 24.5736 | 18.0751
2018-09-28 13:00 | 75.6121 | 38.4578 | 16.8159 | 55.6979 | 14.7275 | 17.6014 | 27.6224 | 19.5566
2018-09-28 14:00 | 78.3556 | 41.0289 | 18.9619 | 55.5406 | 17.0751 | 20.3144 | 29.6766 | 20.5746
2018-09-28 15:00 | 79.9137 | 42.8694 | 20.9588 | 54.9665 | 18.8596 | 22.9387 | 30.8995 | 21.1754
2018-09-28 16:00 | 80.3091 | 43.6117 | 22.2258 | 54.094 | 19.8628 | 24.4244 | 31.479 | 21.5048
2018-09-28 17:00 | 79.6703 | 42.9537 | 22.7356 | 53.3634 | 20.4502 | 24.9754 | 31.6767 | 21.7536
2018-09-28 18:00 | 76.3628 | 40.3197 | 22.2237 | 53.154 | 20.4332 | 24.76 | 31.439 | 21.6916
2018-09-28 19:00 | 70.8247 | 36.6788 | 20.8131 | 52.4038 | 19.6003 | 23.7085 | 30.6128 | 21.2207
2018-09-28 20:00 | 64.0124 | 32.9614 | 18.4179 | 50.9718 | 18.0674 | 21.6392 | 28.7472 | 20.3073
2018-09-28 21:00 | 57.9814 | 29.5635 | 15.7651 | 48.8246 | 17.1211 | 18.9877 | 26.2453 | 18.8493
2018-09-28 22:00 | 55.1671 | 27.8483 | 14.2978 | 50.2514 | 17.7781 | 17.3547 | 23.8701 | 16.8762
2018-09-28 23:00 | 52.2075 | 26.2761 | 12.9509 | 52.8954 | 16.9485 | 15.8236 | 21.3819 | 13.9065
2018-09-29 | 49.9259 | 25.1306 | 11.9588 | 55.9448 | 16.2943 | 14.8151 | 18.4482 | 10.1294
2018-09-29 01:00 | 48.3386 | 24.4277 | 11.2073 | 59.1691 | 15.7215 | 14.0133 | 15.175 | 7.1439
2018-09-29 02:00 | 47.5296 | 24.0836 | 10.5452 | 61.183 | 15.0309 | 13.3644 | 12.0459 | 5.3507
2018-09-29 03:00 | 44.0685 | 22.4458 | 9.2567 | 61.3311 | 14.3979 | 12.9126 | 7.5686 | 4.13
2018-09-29 04:00 | 44.295 | 22.3731 | 9.0801 | 62.2189 | 13.8667 | 12.6458 | 7.1946 | 3.8707
2018-09-29 05:00 | 43.9874 | 22.1647 | 8.9485 | 61.9378 | 13.4347 | 12.399 | 7.3873 | 4.0746
2018-09-29 06:00 | 43.926 | 21.9865 | 8.8699 | 60.7068 | 13.1806 | 12.2202 | 7.9539 | 4.6658
2018-09-29 07:00 | 44.0775 | 21.9946 | 8.847 | 59.9704 | 13.1164 | 12.1817 | 9.0025 | 5.5138
2018-09-29 08:00 | 42.0198 | 20.4482 | 8.6691 | 58.1836 | 12.6194 | 10.8973 | 10.0248 | 6.1353
2018-09-29 09:00 | 43.215 | 21.7098 | 8.7559 | 56.6554 | 12.3491 | 12.3374 | 12.2217 | 7.1904
2018-09-29 10:00 | 42.8856 | 21.1392 | 8.0098 | 54.0247 | 9.5603 | 11.0587 | 13.8949 | 8.3474
2018-09-29 11:00 | 45.164 | 22.2465 | 8.6261 | 54.6418 | 10.5685 | 11.3193 | 16.691 | 10.1723
2018-09-29 12:00 | 47.4533 | 23.8933 | 9.7304 | 55.3787 | 12.3238 | 12.1523 | 19.5722 | 12.325
2018-09-29 13:00 | 49.1978 | 25.5093 | 10.9064 | 55.3723 | 14.4608 | 13.5353 | 23.0616 | 14.709
2018-09-29 14:00 | 50.6554 | 26.8395 | 11.9947 | 54.6012 | 16.2369 | 15.1396 | 26.192 | 17.0655
2018-09-29 15:00 | 51.7347 | 27.9245 | 13.0381 | 52.9069 | 17.3936 | 16.69 | 28.4282 | 18.7529
2018-09-29 16:00 | 52.1504 | 28.5512 | 13.7768 | 50.7304 | 18.0676 | 17.9507 | 29.3788 | 19.6983
2018-09-29 17:00 | 52.4466 | 28.9159 | 14.4156 | 49.5853 | 18.3208 | 19.3996 | 29.4349 | 20.1765
2018-09-29 18:00 | 52.8265 | 28.9414 | 14.616 | 49.62 | 18.1781 | 20.0095 | 28.9616 | 20.1548
2018-09-29 19:00 | 51.6868 | 28.0221 | 13.7712 | 49.3064 | 17.5116 | 19.1329 | 27.9727 | 19.871
2018-09-29 20:00 | 49.2967 | 26.4449 | 12.2715 | 48.6103 | 16.264 | 17.3938 | 26.5277 | 19.331
2018-09-29 21:00 | 47.2875 | 24.8314 | 10.818 | 47.7434 | 15.9159 | 15.4795 | 24.2299 | 18.2685
2018-09-29 22:00 | 46.7467 | 24.1252 | 10.2916 | 48.9494 | 16.8775 | 14.5217 | 21.2079 | 16.7352
2018-09-29 23:00 | 46.0787 | 23.4061 | 9.7213 | 51.1766 | 16.1672 | 13.6663 | 17.5979 | 14.256
2018-09-30 | 45.6855 | 23.0128 | 9.3607 | 53.8712 | 15.5908 | 13.1566 | 13.833 | 10.9574
2018-09-30 01:00 | 44.5729 | 22.382 | 9.1125 | 57.0092 | 15.0178 | 12.7292 | 10.2779 | 7.5736
2018-09-30 02:00 | 42.5422 | 21.2911 | 8.9452 | 58.9714 | 14.3792 | 12.4501 | 8.1534 | 5.0434
2018-09-30 03:00 | 44.3958 | 22.005 | 8.8082 | 59.7755 | 13.7725 | 12.1051 | 6.9909 | 3.9029
2018-09-30 04:00 | 44.5014 | 21.9703 | 8.7511 | 61.0006 | 13.2932 | 11.9647 | 6.7998 | 3.7038
2018-09-30 05:00 | 43.9702 | 21.7215 | 8.7021 | 60.6336 | 12.932 | 11.8829 | 7.0646 | 3.9344
2018-09-30 06:00 | 43.332 | 21.4478 | 8.6734 | 59.445 | 12.7375 | 11.8439 | 7.6593 | 4.5466
2018-09-30 07:00 | 43.2741 | 21.4287 | 8.6819 | 58.8484 | 12.6846 | 11.8551 | 8.721 | 5.4002
2018-09-30 08:00 | 43.0201 | 21.2972 | 8.7008 | 57.6856 | 12.693 | 11.8768 | 10.2512 | 6.1209
2018-09-30 09:00 | 42.5222 | 21.055 | 8.5738 | 55.7181 | 12.0086 | 11.6579 | 11.9534 | 7.2476
2018-09-30 10:00 | 39.8882 | 18.8189 | 7.5047 | 53.1224 | 8.6258 | 9.1604 | 13.0503 | 8.257
2018-09-30 11:00 | 44.451 | 21.6764 | 8.3495 | 55.0355 | 10.5149 | 11.2616 | 16.2451 | 9.9681
2018-09-30 12:00 | 47.4489 | 23.898 | 9.5533 | 57.3464 | 12.6607 | 11.9541 | 19.5254 | 12.2727
2018-09-30 13:00 | 50.1052 | 26.1585 | 11.0023 | 58.2307 | 15.1623 | 13.6992 | 23.7774 | 14.942
2018-09-30 14:00 | 51.5504 | 27.6323 | 12.2687 | 57.6478 | 17.355 | 15.5886 | 27.0741 | 17.4274
2018-09-30 15:00 | 52.6998 | 28.7685 | 13.503 | 56.4979 | 18.7699 | 17.4788 | 29.452 | 19.2336
2018-09-30 16:00 | 53.3535 | 29.3574 | 14.4439 | 55.12 | 19.3751 | 18.8841 | 30.688 | 20.197
2018-09-30 17:00 | 53.1665 | 29.3969 | 15.0063 | 52.8786 | 19.5378 | 20.0313 | 30.6798 | 20.6455
2018-09-30 18:00 | 53.0052 | 29.3532 | 14.9612 | 51.5261 | 19.2783 | 20.2874 | 29.9362 | 20.5956
2018-09-30 19:00 | 51.359 | 28.1546 | 14.0849 | 49.9932 | 18.3231 | 19.589 | 28.8913 | 20.2836
2018-09-30 20:00 | 49.066 | 26.5834 | 12.5676 | 48.671 | 16.8925 | 18.0079 | 27.2939 | 19.72
2018-09-30 21:00 | 47.3125 | 25.244 | 11.2886 | 48.0992 | 16.5142 | 16.3854 | 25.0221 | 18.6888
2018-09-30 22:00 | 47.1127 | 24.8526 | 10.8446 | 50.0498 | 17.5344 | 15.6619 | 22.1315 | 17.2129
2018-09-30 23:00 | 46.673 | 24.2824 | 10.2389 | 52.5618 | 16.8579 | 14.6789 | 18.492 | 14.7491
2018-10-01 | 46.6583 | 24.0741 | 9.8818 | 55.7414 | 16.2907 | 14.0447 | 14.6964 | 11.4485
2018-10-01 01:00 | 46.1298 | 23.6279 | 9.5867 | 59.1595 | 15.7761 | 13.4747 | 11.1351 | 8.1021
2018-10-01 02:00 | 44.2493 | 22.5075 | 9.375 | 60.9011 | 15.09 | 13.0794 | 8.616 | 5.445
2018-10-01 03:00 | 48.4298 | 24.4405 | 10.0006 | 61.4549 | 14.3969 | 12.7335 | 10.1736 | 7.4075
2018-10-01 04:00 | 48.1976 | 24.1496 | 9.809 | 62.4614 | 13.8551 | 12.4841 | 9.4784 | 8.5733
2018-10-01 05:00 | 47.9883 | 23.8221 | 9.6641 | 62.1178 | 13.4392 | 12.3119 | 10.2354 | 9.3212
2018-10-01 06:00 | 48.727 | 23.7142 | 9.6341 | 60.6273 | 13.2058 | 12.1717 | 11.5641 | 10.2611
2018-10-01 07:00 | 50.5331 | 23.9869 | 9.7613 | 59.9464 | 13.1169 | 12.168 | 13.1669 | 11.6281
2018-10-01 08:00 | 51.9637 | 23.2617 | 9.8805 | 58.4443 | 12.5801 | 10.8739 | 14.5043 | 12.5481
2018-10-01 09:00 | 57.1627 | 26.4223 | 10.4121 | 56.6395 | 12.4341 | 12.2274 | 16.7459 | 13.725
2018-10-01 10:00 | 60.6465 | 28.1635 | 10.3449 | 54.8556 | 9.6486 | 11.1739 | 18.54 | 14.7871
2018-10-01 11:00 | 67.1966 | 32.3276 | 12.2366 | 56.508 | 11.1077 | 12.3984 | 21.9154 | 16.4738
2018-10-01 12:00 | 72.9587 | 36.816 | 14.7566 | 57.6395 | 13.3608 | 14.6527 | 25.748 | 18.2611
2018-10-01 13:00 | 76.9633 | 40.3637 | 17.1775 | 57.8565 | 15.8341 | 17.1613 | 28.9333 | 19.7877
2018-10-01 14:00 | 79.3164 | 42.8361 | 19.2223 | 57.6484 | 18.0986 | 19.5591 | 30.7744 | 20.7577
2018-10-01 15:00 | 80.1213 | 44.3079 | 20.8433 | 56.9308 | 19.6853 | 21.5677 | 31.6937 | 21.2481
2018-10-01 16:00 | 79.9376 | 44.669 | 21.8408 | 55.5105 | 20.3759 | 22.7807 | 32.138 | 21.5077
2018-10-01 17:00 | 79.1016 | 43.5346 | 22.0628 | 54.3104 | 20.3572 | 22.9638 | 32.1715 | 21.6035
2018-10-01 18:00 | 75.8514 | 40.8893 | 21.5306 | 53.6307 | 19.9771 | 22.5941 | 32.0413 | 21.5561
2018-10-01 19:00 | 69.9451 | 37.0853 | 20.1284 | 52.1238 | 19.0825 | 21.7453 | 31.1545 | 21.1522
2018-10-01 20:00 | 63.7846 | 33.5215 | 18.0135 | 50.9796 | 17.6668 | 20.098 | 29.5405 | 20.35
2018-10-01 21:00 | 59.2229 | 30.717 | 15.956 | 50.2164 | 17.5043 | 18.3932 | 27.3568 | 19.1006
2018-10-01 22:00 | 57.2383 | 29.3865 | 14.7387 | 52.6263 | 18.3528 | 17.2701 | 25.0922 | 17.2664
2018-10-01 23:00 | 54.357 | 27.7896 | 13.3946 | 54.9492 | 17.5131 | 15.9863 | 22.4313 | 14.2803
2018-10-02 | 52.2246 | 26.6372 | 12.3877 | 57.9939 | 16.8161 | 15.1119 | 19.3575 | 10.4717
2018-10-02 01:00 | 50.856 | 25.9777 | 11.6592 | 61.3112 | 16.2543 | 14.4844 | 15.9785 | 7.517
2018-10-02 02:00 | 50.5119 | 25.8746 | 11.1296 | 63.6808 | 15.6503 | 14.106 | 12.6477 | 5.761
2018-10-02 03:00 | 50.088 | 25.7148 | 10.7365 | 64.0788 | 15.0773 | 13.7562 | 11.0718 | 7.7547
2018-10-02 04:00 | 49.4717 | 25.3995 | 10.4601 | 64.7694 | 14.5568 | 13.3925 | 10.2068 | 8.9089
2018-10-02 05:00 | 49.5042 | 25.174 | 10.2892 | 64.2504 | 14.1508 | 13.1398 | 10.9463 | 9.6691
2018-10-02 06:00 | 50.9824 | 25.4141 | 10.2376 | 63.1309 | 13.9583 | 13.0148 | 12.3167 | 10.6324
2018-10-02 07:00 | 53.5186 | 25.9887 | 10.3537 | 62.4609 | 13.886 | 12.946 | 13.9955 | 12.1035
2018-10-02 08:00 | 55.8718 | 25.1886 | 10.5495 | 61.0353 | 13.1901 | 11.345 | 15.0922 | 13.3291
2018-10-02 09:00 | 61.0616 | 28.772 | 11.1423 | 59.3624 | 13.3314 | 12.9623 | 17.7911 | 14.5039
2018-10-02 10:00 | 64.5214 | 30.5161 | 11.1272 | 57.7089 | 10.3227 | 12.2736 | 19.7023 | 15.5855
2018-10-02 11:00 | 70.0969 | 34.1501 | 12.7749 | 57.5485 | 11.0733 | 13.3469 | 22.8443 | 17.1106
2018-10-02 12:00 | 75.0824 | 37.7169 | 14.8799 | 57.5942 | 12.513 | 15.0122 | 26.0148 | 18.5326
2018-10-02 13:00 | 78.5152 | 40.6339 | 17.0696 | 57.7937 | 14.5099 | 16.8811 | 28.4112 | 19.7323
2018-10-02 14:00 | 80.207 | 42.6819 | 19.0197 | 57.7565 | 16.6242 | 18.8385 | 29.895 | 20.509
2018-10-02 15:00 | 80.9945 | 43.9058 | 20.4629 | 56.1481 | 17.7813 | 20.5067 | 30.6428 | 20.8565
2018-10-02 16:00 | 79.8148 | 43.3665 | 20.8056 | 52.5947 | 17.809 | 20.8325 | 30.3912 | 20.8357
2018-10-02 17:00 | 79.1104 | 42.1541 | 20.8868 | 51.1129 | 17.9401 | 20.8513 | 30.231 | 20.8952
2018-10-02 18:00 | 75.1299 | 39.5057 | 20.4749 | 50.5289 | 17.9128 | 20.6693 | 29.985 | 20.8365
2018-10-02 19:00 | 69.102 | 35.8628 | 18.995 | 49.9304 | 17.2642 | 19.6888 | 29.0348 | 20.3632
2018-10-02 20:00 | 63.2768 | 32.6186 | 16.8748 | 49.3427 | 16.158 | 17.9556 | 27.4659 | 19.5783
2018-10-02 21:00 | 58.9462 | 29.9202 | 14.8796 | 48.467 | 16.2127 | 16.3298 | 25.5265 | 18.4036
2018-10-02 22:00 | 56.7138 | 28.6049 | 13.721 | 50.439 | 17.2026 | 15.3063 | 23.4836 | 16.5876
2018-10-02 23:00 | 53.9347 | 27.1203 | 12.4666 | 53.1171 | 16.5504 | 14.1655 | 20.9531 | 13.6162
2018-10-03 | 51.6416 | 25.9394 | 11.5275 | 55.9941 | 15.9474 | 13.393 | 17.9569 | 9.8391
2018-10-03 01:00 | 49.6698 | 25.0881 | 10.8343 | 59.0132 | 15.4139 | 12.946 | 14.6104 | 6.878
2018-10-03 02:00 | 48.5727 | 24.7194 | 10.3011 | 60.8815 | 14.7695 | 12.6038 | 11.7181 | 5.15
2018-10-03 03:00 | 45.9078 | 23.6325 | 9.2009 | 61.6736 | 14.2239 | 12.3496 | 10.2995 | 7.4232
2018-10-03 04:00 | 46.1152 | 23.5709 | 9.0912 | 62.7618 | 13.751 | 12.1969 | 9.5534 | 8.5844
2018-10-03 05:00 | 46.2244 | 23.428 | 9.0045 | 62.5362 | 13.3907 | 12.1175 | 10.3554 | 9.3582
2018-10-03 06:00 | 46.3505 | 23.3162 | 8.9447 | 61.1674 | 13.2056 | 12.0728 | 11.7117 | 10.3081
2018-10-03 07:00 | 46.6078 | 23.3342 | 8.9332 | 60.446 | 13.149 | 12.0502 | 13.3366 | 11.7007
2018-10-03 08:00 | 45.73 | 21.9717 | 8.8258 | 59.0434 | 12.7157 | 10.96 | 14.6428 | 12.7146
2018-10-03 09:00 | 47.7755 | 23.8478 | 8.9634 | 57.4378 | 12.6557 | 12.2419 | 17.0236 | 13.911
2018-10-03 10:00 | 47.791 | 23.7332 | 8.2848 | 54.9594 | 9.5528 | 11.0953 | 18.7976 | 14.9465
2018-10-03 11:00 | 49.4015 | 24.7911 | 9.0312 | 55.4443 | 10.2682 | 11.7313 | 21.8326 | 16.4167
2018-10-03 12:00 | 50.857 | 26.009 | 10.042 | 55.1718 | 11.48 | 12.8107 | 24.3115 | 17.6968
2018-10-03 13:00 | 52.7847 | 27.4734 | 11.2637 | 55.1355 | 13.2603 | 14.4449 | 26.7442 | 18.9145
2018-10-03 14:00 | 53.9163 | 28.4457 | 12.165 | 53.9273 | 14.8536 | 16.0278 | 27.9615 | 19.6017
2018-10-03 15:00 | 53.8703 | 28.896 | 12.62 | 51.3865 | 15.4153 | 16.9489 | 28.2182 | 19.7448
2018-10-03 16:00 | 53.9258 | 29.4638 | 13.0493 | 48.7025 | 15.5943 | 17.3984 | 28.222 | 19.8286
2018-10-03 17:00 | 54.9521 | 29.8699 | 13.4162 | 46.6148 | 15.4345 | 17.2821 | 28.218 | 19.9125
2018-10-03 18:00 | 54.8338 | 29.2187 | 13.2669 | 46.1294 | 15.1737 | 16.7351 | 27.9214 | 19.7941
2018-10-03 19:00 | 53.0603 | 27.9166 | 12.3115 | 45.2698 | 14.5912 | 15.7339 | 27.1969 | 19.3721
2018-10-03 20:00 | 50.1904 | 26.168 | 10.8939 | 44.6685 | 13.7664 | 14.3027 | 25.9225 | 18.6408
2018-10-03 21:00 | 49.2019 | 25.5328 | 10.2944 | 46.1794 | 14.9333 | 13.8685 | 24.5511 | 17.6896
2018-10-03 22:00 | 49.2307 | 25.477 | 10.1406 | 49.0775 | 16.145 | 13.7019 | 22.8341 | 16.0653
2018-10-03 23:00 | 48.3372 | 25.0093 | 9.7114 | 51.7977 | 15.6826 | 13.0972 | 20.6071 | 13.233
2018-10-04 | 47.8148 | 24.6521 | 9.4072 | 55.0001 | 15.2509 | 12.6905 | 17.7661 | 9.5511
2018-10-04 01:00 | 46.7451 | 24.1145 | 9.2113 | 58.3411 | 14.8456 | 12.4343 | 14.4853 | 6.6002
2018-10-04 02:00 | 44.7193 | 23.1177 | 9.0764 | 60.5679 | 14.3224 | 12.3379 | 11.6777 | 4.9338
2018-10-04 03:00 | 48.5706 | 24.6808 | 9.7353 | 61.2995 | 13.7904 | 12.2224 | 10.2038 | 7.2655
2018-10-04 04:00 | 48.1752 | 24.412 | 9.6053 | 62.2371 | 13.3388 | 12.1826 | 9.447 | 8.4478
2018-10-04 05:00 | 48.0408 | 24.1047 | 9.5339 | 61.998 | 12.9687 | 12.1622 | 10.2307 | 9.2187
2018-10-04 06:00 | 49.2396 | 24.248 | 9.604 | 61.0001 | 12.8323 | 12.258 | 11.5731 | 10.1821
2018-10-04 07:00 | 51.3826 | 24.7333 | 9.756 | 60.1449 | 12.7795 | 12.2922 | 13.1814 | 11.5491
2018-10-04 08:00 | 52.9762 | 24.0122 | 9.8831 | 58.6799 | 12.4293 | 10.9764 | 14.5073 | 12.5378
2018-10-04 09:00 | 58.4672 | 27.2673 | 10.5063 | 57.0845 | 12.3274 | 12.7896 | 16.9135 | 13.7994
2018-10-04 10:00 | 61.4018 | 28.7426 | 10.2455 | 54.8359 | 9.3191 | 11.2638 | 18.5828 | 14.7353
2018-10-04 11:00 | 66.8769 | 32.1316 | 11.6899 | 55.2056 | 10.3544 | 11.8144 | 21.4562 | 16.1375
2018-10-04 12:00 | 71.3822 | 35.3085 | 13.4639 | 54.7796 | 11.759 | 12.7747 | 23.8336 | 17.4682
2018-10-04 13:00 | 73.9788 | 37.6733 | 15.246 | 53.6233 | 13.5504 | 14.0476 | 26.0544 | 18.5805
2018-10-04 14:00 | 74.9341 | 39.1368 | 16.6858 | 51.9164 | 15.1117 | 15.489 | 27.5005 | 19.2717
2018-10-04 15:00 | 74.9705 | 39.9743 | 17.7567 | 50.0112 | 16.0075 | 16.7014 | 28.2623 | 19.5692
2018-10-04 16:00 | 74.7116 | 40.0753 | 18.4434 | 48.5299 | 16.3448 | 17.3761 | 28.4623 | 19.7197
2018-10-04 17:00 | 73.6165 | 38.9081 | 18.5578 | 46.8959 | 16.3943 | 17.4197 | 28.4047 | 19.7829
2018-10-04 18:00 | 70.4087 | 36.3127 | 17.9437 | 46.5003 | 16.1609 | 16.9543 | 28.1851 | 19.6986
2018-10-04 19:00 | 65.1111 | 32.9683 | 16.445 | 45.9754 | 15.5397 | 15.9281 | 27.4492 | 19.3034
2018-10-04 20:00 | 59.3733 | 29.8061 | 14.5017 | 44.9661 | 14.5421 | 14.5269 | 25.8433 | 18.5221
2018-10-04 21:00 | 56.0726 | 27.8757 | 13.1535 | 44.9185 | 15.2866 | 13.8592 | 24.1051 | 17.4974
2018-10-04 22:00 | 53.5754 | 26.6293 | 12.3322 | 47.5085 | 15.9875 | 13.5054 | 22.2029 | 15.8077
2018-10-04 23:00 | 50.4388 | 25.1294 | 11.36 | 50.1885 | 15.4548 | 12.9167 | 19.9197 | 12.9478
2018-10-05 | 48.3143 | 24.114 | 10.6861 | 53.4879 | 14.9777 | 12.5958 | 17.2072 | 9.3215
2018-10-05 01:00 | 46.7181 | 23.4026 | 10.1919 | 57.018 | 14.5459 | 12.3779 | 14.0125 | 6.416
2018-10-05 02:00 | 45.9076 | 23.0714 | 9.8307 | 59.141 | 14.0091 | 12.319 | 11.3696 | 4.8139
2018-10-05 03:00 | 45.5929 | 22.9009 | 9.6403 | 60.3948 | 13.498 | 12.2858 | 9.9681 | 7.1382
2018-10-05 04:00 | 45.3624 | 22.7173 | 9.5841 | 61.6793 | 13.1417 | 12.3592 | 9.2361 | 8.3352
2018-10-05 05:00 | 45.4686 | 22.5759 | 9.5942 | 61.8563 | 12.8989 | 12.4266 | 10.0586 | 9.1259
2018-10-05 06:00 | 46.5402 | 22.593 | 9.7032 | 60.8619 | 12.7981 | 12.5737 | 11.3993 | 10.0861
2018-10-05 07:00 | 48.0285 | 22.9164 | 9.9309 | 60.4021 | 12.8188 | 12.7243 | 13.005 | 11.4323
2018-10-05 08:00 | 48.5056 | 22.1299 | 9.9794 | 58.8569 | 12.4999 | 10.9352 | 14.3976 | 12.4863
2018-10-05 09:00 | 54.1641 | 25.3811 | 10.5715 | 57.2287 | 12.3949 | 13.3374 | 16.6907 | 13.822
2018-10-05 10:00 | 57.4725 | 26.8029 | 10.1864 | 54.2727 | 9.264 | 11.4265 | 18.3234 | 14.6856
2018-10-05 11:00 | 64.6411 | 30.5858 | 11.5583 | 55.3694 | 10.2999 | 11.8071 | 21.2259 | 15.9738
2018-10-05 12:00 | 70.5322 | 34.3125 | 13.4486 | 55.913 | 11.8894 | 12.7323 | 23.606 | 17.2367
2018-10-05 13:00 | 73.7895 | 37.2413 | 15.3982 | 54.9609 | 13.8248 | 14.0636 | 26.0959 | 18.4046
2018-10-05 14:00 | 75.466 | 39.2887 | 17.0387 | 53.6194 | 15.5314 | 15.6719 | 27.6752 | 19.2204
2018-10-05 15:00 | 76.4814 | 40.5666 | 18.2844 | 52.264 | 16.6687 | 17.0968 | 28.494 | 19.638
2018-10-05 16:00 | 76.4436 | 40.8511 | 19.0899 | 50.4221 | 17.23 | 18.0646 | 28.8461 | 19.8882
2018-10-05 17:00 | 75.3716 | 39.7764 | 19.3479 | 48.9872 | 17.36 | 18.4179 | 28.9441 | 20.0433
2018-10-05 18:00 | 71.8403 | 37.1353 | 18.8019 | 48.3467 | 17.1358 | 18.1237 | 28.7381 | 19.9652
2018-10-05 19:00 | 66.3854 | 33.7747 | 17.506 | 47.7671 | 16.5311 | 17.3115 | 28.0252 | 19.6116
2018-10-05 20:00 | 60.5143 | 30.6968 | 15.5018 | 47.093 | 15.4135 | 15.8154 | 26.5094 | 18.9093
2018-10-05 21:00 | 56.8697 | 28.4475 | 13.754 | 46.0334 | 15.9873 | 14.5866 | 24.5309 | 17.7798
2018-10-05 22:00 | 53.8777 | 26.7486 | 12.5994 | 48.0089 | 16.3257 | 13.8661 | 22.3296 | 15.9073
2018-10-05 23:00 | 50.7591 | 25.2672 | 11.5991 | 50.6097 | 15.7575 | 13.233 | 19.9582 | 13.0696
2018-10-06 | 48.7641 | 24.2877 | 10.8783 | 54.0658 | 15.257 | 12.8084 | 17.209 | 9.4322
2018-10-06 01:00 | 47.025 | 23.4978 | 10.3103 | 57.8067 | 14.7859 | 12.4738 | 14.0053 | 6.4892
2018-10-06 02:00 | 45.9453 | 23.0691 | 9.8863 | 59.9988 | 14.2119 | 12.294 | 11.3352 | 4.8409
2018-10-06 03:00 | 42.6846 | 21.4527 | 8.7926 | 60.4836 | 13.6297 | 12.1311 | 7.0247 | 3.8424
2018-10-06 04:00 | 42.8805 | 21.4404 | 8.7379 | 61.8061 | 13.1822 | 12.0793 | 6.7871 | 3.6566
2018-10-06 05:00 | 42.8844 | 21.3402 | 8.7721 | 61.7023 | 12.8302 | 12.1926 | 7.0627 | 3.8998
2018-10-06 06:00 | 43.2301 | 21.2921 | 8.8052 | 60.421 | 12.6827 | 12.3047 | 7.6974 | 4.5373
2018-10-06 07:00 | 43.7076 | 21.4048 | 8.86 | 60.0501 | 12.694 | 12.374 | 8.7835 | 5.3988
2018-10-06 08:00 | 41.6051 | 19.9573 | 8.6657 | 58.7254 | 12.4004 | 10.8033 | 9.9359 | 6.0931
2018-10-06 09:00 | 43.8444 | 21.547 | 8.9207 | 56.9748 | 12.3146 | 12.9715 | 12.1201 | 7.1998
2018-10-06 10:00 | 43.1343 | 20.8806 | 8.217 | 54.074 | 9.0832 | 11.5101 | 13.6662 | 8.2733
2018-10-06 11:00 | 44.8139 | 21.9121 | 8.4921 | 53.7622 | 9.663 | 11.1724 | 16.1646 | 9.9057
2018-10-06 12:00 | 46.7033 | 23.2512 | 8.9721 | 52.9288 | 10.7999 | 10.9759 | 18.3087 | 11.8178
2018-10-06 13:00 | 47.8197 | 24.2387 | 9.5555 | 51.7846 | 12.3305 | 11.1739 | 21.174 | 13.9221
2018-10-06 14:00 | 48.7671 | 25.1679 | 10.2331 | 50.785 | 13.9424 | 11.6456 | 24.0579 | 16.1114
2018-10-06 15:00 | 49.4059 | 25.8836 | 10.9247 | 48.7639 | 14.9585 | 12.4134 | 26.1241 | 17.68
2018-10-06 16:00 | 49.7388 | 26.3857 | 11.521 | 46.7218 | 15.3901 | 13.1664 | 27.1435 | 18.558
2018-10-06 17:00 | 50.2742 | 26.8968 | 12.0076 | 45.8005 | 15.5476 | 13.7652 | 27.225 | 18.9979
2018-10-06 18:00 | 50.4464 | 26.9846 | 12.2063 | 45.3617 | 15.6057 | 14.172 | 26.7966 | 19.0241
2018-10-06 19:00 | 49.6747 | 26.3605 | 11.6843 | 45.6379 | 15.2244 | 14.0075 | 26.0329 | 18.8245
2018-10-06 20:00 | 47.5226 | 24.88 | 10.5045 | 45.2226 | 14.3064 | 13.1559 | 24.5824 | 18.3224
2018-10-06 21:00 | 45.984 | 23.8569 | 9.8482 | 44.8317 | 15.1611 | 12.8541 | 22.7861 | 17.5216
2018-10-06 22:00 | 45.3894 | 23.3476 | 9.5204 | 47.0176 | 15.672 | 12.6704 | 20.2466 | 16.0787
2018-10-06 23:00 | 44.8936 | 22.7834 | 9.1948 | 49.8664 | 15.1713 | 12.3856 | 16.8863 | 13.7272
2018-10-07 | 44.6393 | 22.5219 | 9.0125 | 53.4038 | 14.7417 | 12.2149 | 13.337 | 10.5607
2018-10-07 01:00 | 43.5994 | 21.9512 | 8.8638 | 56.7619 | 14.3231 | 12.1014 | 9.9789 | 7.301
2018-10-07 02:00 | 41.7765 | 21.087 | 8.8255 | 59.1408 | 13.8608 | 12.1017 | 7.9816 | 4.9064
2018-10-07 03:00 | 43.1867 | 21.7041 | 8.7692 | 60.057 | 13.3808 | 12.0069 | 6.8704 | 3.7764
2018-10-07 04:00 | 43.064 | 21.5768 | 8.7861 | 61.249 | 12.9933 | 12.0848 | 6.6748 | 3.6052
2018-10-07 05:00 | 42.9472 | 21.3388 | 8.843 | 61.2792 | 12.6525 | 12.2178 | 6.9593 | 3.8619
2018-10-07 06:00 | 42.4902 | 21.1796 | 8.8934 | 60.3021 | 12.5286 | 12.3177 | 7.5976 | 4.5014
2018-10-07 07:00 | 42.2986 | 21.2375 | 8.938 | 59.7731 | 12.5739 | 12.3731 | 8.6848 | 5.3592
2018-10-07 08:00 | 42.2777 | 21.2429 | 9.0287 | 58.7762 | 12.6751 | 12.4988 | 10.2354 | 6.4223
2018-10-07 09:00 | 42.3998 | 21.1299 | 9.0266 | 56.7053 | 12.202 | 12.474 | 11.9658 | 7.4616
2018-10-07 10:00 | 39.6374 | 18.6111 | 7.7175 | 53.7278 | 8.6126 | 9.1807 | 13.0083 | 8.3901
2018-10-07 11:00 | 44.1148 | 21.4223 | 8.2726 | 55.3294 | 9.8918 | 11.5103 | 16.0898 | 9.9062
2018-10-07 12:00 | 46.4927 | 23.0348 | 9.0316 | 56.0345 | 11.5838 | 10.9575 | 18.54 | 11.8024
2018-10-07 13:00 | 48.0353 | 24.302 | 9.8847 | 55.4204 | 13.5409 | 11.366 | 21.7799 | 14.0208
2018-10-07 14:00 | 48.8444 | 25.2689 | 10.7199 | 53.7126 | 15.1508 | 12.0677 | 24.5616 | 16.2066
2018-10-07 15:00 | 49.666 | 26.1197 | 11.5329 | 51.7656 | 16.1353 | 13.046 | 26.59 | 17.7889
2018-10-07 16:00 | 50.4861 | 26.9309 | 12.3212 | 50.3669 | 16.6342 | 14.1455 | 27.663 | 18.7259
2018-10-07 17:00 | 51.0672 | 27.4882 | 12.9099 | 49.0511 | 16.8499 | 14.9426 | 27.7475 | 19.2169
2018-10-07 18:00 | 51.2084 | 27.5696 | 13.0333 | 48.8053 | 16.7385 | 15.232 | 27.2581 | 19.2016
2018-10-07 19:00 | 50.4499 | 27.0184 | 12.5727 | 48.9461 | 16.2368 | 15.1986 | 26.7028 | 19.0836
2018-10-07 20:00 | 47.9738 | 25.4025 | 11.3347 | 47.9985 | 15.1569 | 14.2533 | 25.3772 | 18.6301
2018-10-07 21:00 | 46.0119 | 23.9407 | 10.2582 | 46.5198 | 15.7299 | 13.3909 | 23.2239 | 17.675
2018-10-07 22:00 | 44.9962 | 23.0839 | 9.6326 | 47.8827 | 16.0261 | 12.8063 | 20.3476 | 16.1196
2018-10-07 23:00 | 44.2682 | 22.4852 | 9.2 | 50.6825 | 15.4429 | 12.3338 | 16.9239 | 13.7338
2018-10-08 | 43.612 | 22.0681 | 8.9856 | 53.7773 | 14.9048 | 12.1282 | 13.3054 | 10.5541
2018-10-08 01:00 | 42.5431 | 21.4902 | 8.8639 | 57.1062 | 14.4698 | 12 | 9.9892 | 7.3542
2018-10-08 02:00 | 40.2225 | 20.4287 | 8.8117 | 59.5414 | 13.9444 | 11.9586 | 7.8799 | 5.1015
2018-10-08 03:00 | 43.5522 | 22.3944 | 9.5813 | 60.9952 | 13.3973 | 11.9266 | 9.6356 | 7.0367
2018-10-08 04:00 | 43.5031 | 22.242 | 9.5856 | 62.2882 | 12.9797 | 12.1188 | 9.0243 | 8.2677
2018-10-08 05:00 | 43.4607 | 22.0667 | 9.5968 | 61.8697 | 12.7079 | 12.2213 | 9.8563 | 9.0571
2018-10-08 06:00 | 44.5789 | 22.0733 | 9.7786 | 60.5751 | 12.6256 | 12.5032 | 11.2137 | 10.0157
2018-10-08 07:00 | 46.4864 | 22.416 | 10.1048 | 59.9781 | 12.6747 | 12.8626 | 12.8073 | 11.3663
2018-10-08 08:00 | 47.7116 | 21.5758 | 10.2194 | 58.5596 | 12.4207 | 10.8203 | 14.3223 | 12.9396
2018-10-08 09:00 | 53.419 | 24.8523 | 10.9646 | 57.0041 | 12.3389 | 14.1014 | 16.4767 | 14.2966
2018-10-08 10:00 | 56.1648 | 26.1581 | 10.3743 | 53.9328 | 9.1011 | 12.0373 | 17.9536 | 14.9739
2018-10-08 11:00 | 63.4659 | 30.1304 | 11.4693 | 55.5472 | 9.9314 | 11.7409 | 20.6805 | 15.8852
2018-10-08 12:00 | 70.7262 | 34.4958 | 13.4219 | 56.6946 | 11.6075 | 12.5526 | 22.8614 | 17.0366
2018-10-08 13:00 | 75.3589 | 37.9273 | 15.5158 | 56.7641 | 13.6643 | 13.8511 | 25.4128 | 18.2472
2018-10-08 14:00 | 77.3639 | 40.178 | 17.3255 | 55.7597 | 15.5228 | 15.4097 | 27.0464 | 19.0938
2018-10-08 15:00 | 78.2871 | 41.3825 | 18.5981 | 54.0843 | 16.5945 | 16.8789 | 27.7377 | 19.4519
2018-10-08 16:00 | 78.3573 | 41.8785 | 19.5154 | 52.6154 | 17.1863 | 17.9772 | 28.0931 | 19.6947
2018-10-08 17:00 | 77.1492 | 40.9331 | 19.8296 | 51.0388 | 17.3635 | 18.3882 | 28.2936 | 19.8946
2018-10-08 18:00 | 73.9463 | 38.4203 | 19.3204 | 50.7601 | 17.2057 | 18.1142 | 28.1551 | 19.8374
2018-10-08 19:00 | 68.7618 | 35.2546 | 18.0807 | 50.4847 | 16.752 | 17.4714 | 27.6056 | 19.5432
2018-10-08 20:00 | 62.3835 | 31.7383 | 15.9797 | 49.377 | 15.5485 | 15.9557 | 26.1835 | 18.8277
2018-10-08 21:00 | 57.5828 | 28.8097 | 13.9086 | 46.7798 | 15.9087 | 14.5133 | 24.206 | 17.6665
2018-10-08 22:00 | 54.4274 | 26.9239 | 12.629 | 48.217 | 16.1649 | 13.5889 | 21.96 | 15.7379
2018-10-08 23:00 | 50.9252 | 25.1624 | 11.4974 | 50.4512 | 15.5196 | 12.8417 | 19.6002 | 12.8213
2018-10-09 | 48.3995 | 23.9065 | 10.6877 | 53.591 | 14.9069 | 12.3996 | 16.8644 | 9.1783
2018-10-09 01:00 | 46.4586 | 23.135 | 10.1389 | 57.0637 | 14.4455 | 12.1033 | 13.789 | 6.3375
2018-10-09 02:00 | 45.1364 | 22.6135 | 9.7293 | 59.3943 | 13.9044 | 11.9851 | 11.1391 | 4.8474
2018-10-09 03:00 | 44.784 | 22.3496 | 9.4806 | 60.3674 | 13.3756 | 11.8659 | 9.8086 | 7.0641
2018-10-09 04:00 | 43.9866 | 21.9688 | 9.3722 | 61.6427 | 12.9893 | 11.8309 | 9.1104 | 8.2732
2018-10-09 05:00 | 42.4994 | 21.5288 | 9.364 | 61.7596 | 12.6976 | 11.8817 | 9.911 | 9.0743
2018-10-09 06:00 | 42.8359 | 21.6346 | 9.4339 | 60.6565 | 12.6 | 11.9892 | 11.2714 | 10.0359
2018-10-09 07:00 | 45.1101 | 22.2182 | 9.6337 | 59.9866 | 12.6435 | 12.1587 | 12.8966 | 11.384
2018-10-09 08:00 | 46.8836 | 21.6335 | 9.8735 | 58.6705 | 12.4019 | 10.6994 | 14.3544 | 12.7683
2018-10-09 09:00 | 52.4009 | 24.7743 | 10.5713 | 57.0733 | 12.334 | 13.5243 | 16.5869 | 14.1056
2018-10-09 10:00 | 55.6461 | 26.0543 | 10.0923 | 53.9959 | 9.098 | 11.4965 | 18.1017 | 14.7889
2018-10-09 11:00 | 63.6925 | 29.886 | 11.2749 | 54.1836 | 9.6786 | 11.5299 | 20.7724 | 15.7707
2018-10-09 12:00 | 70.0793 | 33.8112 | 13.1099 | 54.6877 | 11.0753 | 12.3798 | 22.7605 | 16.9358
2018-10-09 13:00 | 74.2446 | 37.0143 | 15.1867 | 55.2428 | 13.2406 | 13.6462 | 25.3124 | 18.1954
2018-10-09 14:00 | 76.2169 | 39.2163 | 17.0141 | 54.3329 | 15.1589 | 15.2617 | 27.0549 | 19.0853
2018-10-09 15:00 | 76.8435 | 40.4745 | 18.3397 | 52.2319 | 16.2869 | 16.8771 | 27.8986 | 19.5241
2018-10-09 16:00 | 76.6851 | 40.7735 | 19.172 | 50.2013 | 16.7735 | 17.9161 | 28.2826 | 19.7848
2018-10-09 17:00 | 75.5518 | 39.6131 | 19.3233 | 48.6072 | 16.7179 | 18.1115 | 28.2611 | 19.8939
2018-10-09 18:00 | 72.3045 | 36.8744 | 18.5937 | 48.3193 | 16.3521 | 17.5332 | 27.82 | 19.7535
2018-10-09 19:00 | 66.438 | 33.3888 | 17.081 | 47.5751 | 15.7441 | 16.6185 | 27.0977 | 19.3836
2018-10-09 20:00 | 60.0089 | 29.8798 | 14.8646 | 46.1897 | 14.5753 | 15.0645 | 25.4912 | 18.5786
2018-10-09 21:00 | 55.9224 | 27.5211 | 13.2395 | 44.3872 | 15.2279 | 14.0783 | 23.5748 | 17.44
2018-10-09 22:00 | 53.0518 | 25.9487 | 12.1806 | 46.7064 | 15.64 | 13.3521 | 21.5358 | 15.5906
2018-10-09 23:00 | 49.9535 | 24.3819 | 11.194 | 49.552 | 15.0765 | 12.7416 | 19.3527 | 12.7571
2018-10-10 | 47.6254 | 23.2809 | 10.5203 | 53.122 | 14.618 | 12.4405 | 16.749 | 9.1988
2018-10-10 01:00 | 45.8939 | 22.5908 | 10.0417 | 56.7442 | 14.2174 | 12.234 | 13.7154 | 6.3215
2018-10-10 02:00 | 44.9505 | 22.2942 | 9.7201 | 58.8999 | 13.7464 | 12.2381 | 11.1387 | 4.8096
2018-10-10 03:00 | 41.6119 | 21.0538 | 8.7773 | 60.0971 | 13.2846 | 12.143 | 9.8083 | 7.0623
2018-10-10 04:00 | 41.5778 | 20.9774 | 8.8151 | 61.376 | 12.9317 | 12.2414 | 9.1125 | 8.2706
2018-10-10 05:00 | 41.0925 | 20.7127 | 8.8844 | 61.7189 | 12.6786 | 12.3456 | 9.9422 | 9.072
2018-10-10 06:00 | 41.2775 | 20.709 | 8.8956 | 60.8127 | 12.6278 | 12.3108 | 11.3034 | 10.0315
2018-10-10 07:00 | 41.5571 | 20.685 | 8.8968 | 60.0402 | 12.6398 | 12.2612 | 12.9019 | 11.3777
2018-10-10 08:00 | 39.0757 | 19.0255 | 8.9344 | 58.821 | 12.3751 | 10.8394 | 14.3332 | 12.5146
2018-10-10 09:00 | 40.8155 | 20.7002 | 9.3245 | 57.4098 | 12.2549 | 13.9229 | 16.5306 | 13.8734
2018-10-10 10:00 | 40.8089 | 20.252 | 8.2772 | 54.1041 | 9.0788 | 11.6673 | 18.0432 | 14.6902
2018-10-10 11:00 | 43.946 | 21.4353 | 8.5443 | 53.4846 | 9.6864 | 11.5684 | 20.7309 | 15.7335
2018-10-10 12:00 | 47.4655 | 23.2899 | 9.3983 | 53.8006 | 10.9753 | 12.3289 | 22.7109 | 16.8815
2018-10-10 13:00 | 49.7666 | 24.7817 | 10.3948 | 53.7433 | 12.7791 | 13.3939 | 25.0984 | 18.0094
2018-10-10 14:00 | 50.8414 | 25.7489 | 11.2791 | 52.2316 | 14.3415 | 14.6739 | 26.4877 | 18.7517
2018-10-10 15:00 | 51.1283 | 26.5145 | 11.9562 | 50.3789 | 15.1766 | 15.8049 | 27.1024 | 19.071
2018-10-10 16:00 | 51.3924 | 27.1167 | 12.4737 | 48.2625 | 15.4664 | 16.4419 | 27.2631 | 19.2137
2018-10-10 17:00 | 52.125 | 27.4352 | 12.8118 | 46.5155 | 15.491 | 16.5391 | 27.2872 | 19.3186
2018-10-10 18:00 | 51.7794 | 26.9696 | 12.6662 | 45.5707 | 15.2719 | 16.1056 | 27.0472 | 19.2511
2018-10-10 19:00 | 49.6552 | 25.6449 | 11.8124 | 45.1849 | 14.7377 | 15.2535 | 26.3215 | 18.9037
2018-10-10 20:00 | 46.7422 | 23.8844 | 10.4808 | 44.2917 | 13.7151 | 13.9915 | 24.7103 | 18.1216
2018-10-10 21:00 | 45.2219 | 22.9426 | 9.7745 | 43.288 | 14.6691 | 13.4469 | 23.0335 | 17.095
2018-10-10 22:00 | 44.4075 | 22.3786 | 9.4827 | 46.0585 | 15.226 | 13.0894 | 21.2037 | 15.352
2018-10-10 23:00 | 43.1591 | 21.7848 | 9.2059 | 49.3246 | 14.7754 | 12.7456 | 19.1302 | 12.6394
2018-10-11 | 42.4346 | 21.3662 | 9.0654 | 52.7724 | 14.3772 | 12.5567 | 16.6172 | 9.1744
2018-10-11 01:00 | 41.4542 | 20.862 | 9.0696 | 56.6734 | 14.0507 | 12.5756 | 13.659 | 6.3799
2018-10-11 02:00 | 39.8295 | 20.0239 | 9.1627 | 59.2838 | 13.6175 | 12.8488 | 11.0116 | 4.9252
2018-10-11 03:00 | 43.3653 | 21.6156 | 9.6862 | 60.0454 | 13.1547 | 12.5063 | 9.7257 | 6.996
2018-10-11 04:00 | 42.7763 | 21.3562 | 9.6529 | 61.5439 | 12.7906 | 12.6023 | 9.0438 | 8.2208
2018-10-11 05:00 | 42.9313 | 21.3012 | 9.7449 | 61.6512 | 12.5363 | 12.8315 | 9.8796 | 9.0184
2018-10-11 06:00 | 43.7101 | 21.4341 | 9.7601 | 60.8574 | 12.4574 | 12.8009 | 11.249 | 9.9881
2018-10-11 07:00 | 44.8916 | 21.7472 | 9.9369 | 60.2694 | 12.4952 | 12.8843 | 12.8534 | 11.3333
2018-10-11 08:00 | 45.3267 | 20.9373 | 10.0366 | 58.8326 | 12.2857 | 10.7824 | 14.3047 | 12.6324
2018-10-11 09:00 | 51.7932 | 24.471 | 10.7889 | 57.105 | 12.1903 | 14.2223 | 16.5175 | 13.9695
2018-10-11 10:00 | 56.0829 | 25.9888 | 10.3503 | 53.9102 | 9.0062 | 12.2242 | 18.0639 | 14.751
2018-10-11 11:00 | 62.4332 | 29.149 | 11.1915 | 52.7475 | 9.2665 | 12.0163 | 20.6423 | 15.735
2018-10-11 12:00 | 67.6071 | 32.3916 | 12.5119 | 51.8476 | 10.2558 | 12.2413 | 22.3573 | 16.7027
2018-10-11 13:00 | 71.1075 | 34.9256 | 14.0403 | 50.9323 | 11.8311 | 12.8831 | 24.3526 | 17.6281
2018-10-11 14:00 | 72.9718 | 36.6159 | 15.3607 | 50.2445 | 13.3819 | 13.7384 | 25.5605 | 18.2654
2018-10-11 15:00 | 73.5474 | 37.4832 | 16.3208 | 48.5802 | 14.3595 | 14.6079 | 26.1555 | 18.57
2018-10-11 16:00 | 73.5501 | 37.8637 | 17.1059 | 47.3187 | 14.9393 | 15.3375 | 26.6318 | 18.8449
2018-10-11 17:00 | 72.7208 | 37.1341 | 17.5146 | 46.2693 | 15.2793 | 15.7472 | 26.9958 | 19.0846
2018-10-11 18:00 | 69.3638 | 34.7753 | 17.1604 | 45.8272 | 15.2336 | 15.7275 | 26.9429 | 19.0889
2018-10-11 19:00 | 64.3472 | 31.8134 | 16.0209 | 45.5435 | 14.7595 | 15.2151 | 26.4893 | 18.8548
2018-10-11 20:00 | 58.7843 | 28.794 | 14.1914 | 44.864 | 13.7305 | 14.0215 | 25.1594 | 18.1869
2018-10-11 21:00 | 55.0618 | 26.6468 | 12.814 | 44.0561 | 14.7042 | 13.3742 | 23.3361 | 17.1149
2018-10-11 22:00 | 51.7925 | 25.1541 | 11.8884 | 46.6248 | 15.1679 | 12.968 | 21.2522 | 15.3029
2018-10-11 23:00 | 48.479 | 23.7308 | 11.0096 | 49.3607 | 14.7108 | 12.517 | 19.1831 | 12.6256
2018-10-12 | 46.394 | 22.7991 | 10.4161 | 52.785 | 14.3266 | 12.2693 | 16.6673 | 9.1754
2018-10-12 01:00 | 44.1331 | 21.8796 | 9.9425 | 56.3375 | 13.9427 | 12.0535 | 13.6404 | 6.3876
2018-10-12 02:00 | 42.829 | 21.4436 | 9.6249 | 58.9495 | 13.5095 | 12.0395 | 10.9803 | 4.9757
2018-10-12 03:00 | 41.1817 | 21.0001 | 9.4777 | 59.8988 | 13.1099 | 12.0456 | 9.6789 | 6.991
2018-10-12 04:00 | 39.9001 | 20.7127 | 9.4721 | 61.3233 | 12.803 | 12.2199 | 9.0013 | 8.231
2018-10-12 05:00 | 39.9664 | 20.6791 | 9.5354 | 61.4816 | 12.607 | 12.3822 | 9.8319 | 9.0359
2018-10-12 06:00 | 40.8904 | 20.8483 | 9.696 | 60.7545 | 12.5706 | 12.6079 | 11.1955 | 10.0036
2018-10-12 07:00 | 42.4615 | 21.283 | 9.9809 | 60.3694 | 12.656 | 12.8542 | 12.7958 | 11.3389
2018-10-12 08:00 | 44.6097 | 20.5985 | 10.1047 | 59.0129 | 12.4857 | 10.8809 | 14.3038 | 12.7165
2018-10-12 09:00 | 50.8449 | 24.1213 | 10.8486 | 57.504 | 12.3941 | 14.1798 | 16.4928 | 14.0626
2018-10-12 10:00 | 54.8434 | 25.5419 | 10.3571 | 53.8827 | 9.1643 | 12.1709 | 17.9746 | 14.7775
2018-10-12 11:00 | 62.6373 | 29.2901 | 11.2348 | 53.0624 | 9.5026 | 11.8827 | 20.6022 | 15.7539
2018-10-12 12:00 | 69.7417 | 33.6599 | 12.8981 | 53.751 | 10.8274 | 12.5201 | 22.9399 | 17.0542
2018-10-12 13:00 | 73.9438 | 37.1193 | 14.8699 | 54.0966 | 12.8552 | 13.6414 | 25.7894 | 18.4142
2018-10-12 14:00 | 76.1521 | 39.4286 | 16.7805 | 53.7603 | 14.7652 | 15.0737 | 27.5778 | 19.3159
2018-10-12 15:00 | 77.5403 | 40.9563 | 18.2706 | 52.4237 | 15.9477 | 16.4255 | 28.4123 | 19.729
2018-10-12 16:00 | 77.4617 | 41.4095 | 19.1583 | 50.6651 | 16.5345 | 17.419 | 28.5594 | 19.9313
2018-10-12 17:00 | 76.7076 | 40.4764 | 19.4495 | 49.4598 | 16.7926 | 17.7695 | 28.5569 | 20.0444
2018-10-12 18:00 | 73.6941 | 37.9776 | 19.2056 | 49.3326 | 16.6389 | 17.8447 | 28.5261 | 20.0837
2018-10-12 19:00 | 67.6945 | 34.4382 | 17.7807 | 48.3749 | 15.9088 | 17.0395 | 27.8688 | 19.7189
2018-10-12 20:00 | 61.0154 | 30.7735 | 15.5021 | 46.7398 | 14.5354 | 15.3973 | 26.306 | 18.9037
2018-10-12 21:00 | 57.2377 | 28.4743 | 13.925 | 46.4723 | 15.6381 | 14.5295 | 24.6609 | 17.8551
2018-10-12 22:00 | 54.3409 | 26.7667 | 12.6218 | 48.4058 | 15.9381 | 13.6194 | 22.3441 | 15.9086
2018-10-12 23:00 | 50.7073 | 25.1483 | 11.5035 | 50.5394 | 15.3756 | 12.8994 | 19.8392 | 12.9944
2018-10-13 | 48.634 | 24.0683 | 10.7572 | 53.5364 | 14.8625 | 12.5078 | 17.1237 | 9.3325
2018-10-13 01:00 | 47.3564 | 23.4759 | 10.2343 | 57.2415 | 14.4719 | 12.2579 | 14.0698 | 6.4663
2018-10-13 02:00 | 46.4617 | 23.1322 | 9.7932 | 59.3667 | 14.0033 | 12.1666 | 11.3585 | 4.8389
2018-10-13 03:00 | 42.5077 | 21.3723 | 8.6568 | 59.65 | 13.4879 | 11.9437 | 7.0611 | 3.846
2018-10-13 04:00 | 42.0662 | 21.2419 | 8.6267 | 61.0118 | 13.1085 | 11.9329 | 6.8138 | 3.655
2018-10-13 05:00 | 41.4902 | 21.039 | 8.6272 | 61.1132 | 12.824 | 11.9438 | 7.0976 | 3.9092
2018-10-13 06:00 | 41.3631 | 20.9716 | 8.6983 | 60.1753 | 12.7396 | 12.0447 | 7.7517 | 4.5544
2018-10-13 07:00 | 41.4421 | 21.0078 | 8.8113 | 59.9415 | 12.7689 | 12.1896 | 8.8378 | 5.4142
2018-10-13 08:00 | 39.3662 | 19.4732 | 8.6737 | 58.5365 | 12.495 | 10.7393 | 9.9314 | 6.2838
2018-10-13 09:00 | 40.8731 | 20.838 | 9.0091 | 57.0866 | 12.5576 | 13.2104 | 12.2108 | 7.5587
2018-10-13 10:00 | 39.6682 | 19.9772 | 8.119 | 53.8914 | 9.2011 | 11.1713 | 13.6401 | 8.6146
2018-10-13 11:00 | 42.0665 | 20.8115 | 8.1603 | 52.5337 | 9.2767 | 10.6355 | 16.0404 | 9.9606
2018-10-13 12:00 | 45.0793 | 22.3396 | 8.6717 | 51.8751 | 10.081 | 10.5415 | 17.8727 | 11.5952
2018-10-13 13:00 | 47.2261 | 23.6131 | 9.3835 | 51.5931 | 11.4187 | 10.8038 | 20.6808 | 13.652
2018-10-13 14:00 | 48.3549 | 24.6725 | 10.1151 | 50.2782 | 12.6831 | 11.31 | 23.3813 | 15.7835
2018-10-13 15:00 | 49.1836 | 25.4781 | 10.8178 | 48.0313 | 13.5027 | 12.0416 | 25.3658 | 17.3083
2018-10-13 16:00 | 49.8029 | 26.1509 | 11.4799 | 46.2365 | 13.9911 | 12.9255 | 26.5648 | 18.2508
2018-10-13 17:00 | 50.3479 | 26.656 | 11.9364 | 45.101 | 14.2138 | 13.632 | 26.8245 | 18.7751
2018-10-13 18:00 | 50.6189 | 26.7055 | 12.063 | 44.9299 | 14.2186 | 14.0173 | 26.5722 | 18.884
2018-10-13 19:00 | 49.2418 | 25.9257 | 11.4519 | 44.7611 | 13.8604 | 13.7217 | 25.9122 | 18.7336
2018-10-13 20:00 | 46.8283 | 24.3215 | 10.2119 | 43.9813 | 13.03 | 12.8636 | 24.4022 | 18.2214
2018-10-13 21:00 | 45.2391 | 23.3108 | 9.6428 | 43.4571 | 14.4959 | 12.878 | 22.4723 | 17.4039
2018-10-13 22:00 | 44.3895 | 22.7482 | 9.3104 | 46.2662 | 14.9234 | 12.6298 | 19.9146 | 15.9442
2018-10-13 23:00 | 43.6122 | 22.1968 | 9.0167 | 49.1253 | 14.5383 | 12.329 | 16.6824 | 13.6126
2018-10-14 | 43.0261 | 21.7324 | 8.8918 | 52.6362 | 14.145 | 12.2202 | 13.1852 | 10.454
2018-10-14 01:00 | 42.2017 | 21.2239 | 8.8344 | 56.3981 | 13.8388 | 12.1763 | 9.8965 | 7.2241
2018-10-14 02:00 | 40.157 | 20.1241 | 8.808 | 58.7175 | 13.432 | 12.1604 | 7.8791 | 4.9089
2018-10-14 03:00 | 41.061 | 20.5997 | 8.7655 | 59.8686 | 12.9911 | 12.0495 | 6.7793 | 3.7088
2018-10-14 04:00 | 40.9105 | 20.7252 | 8.7857 | 61.1587 | 12.7217 | 12.0934 | 6.6149 | 3.563
2018-10-14 05:00 | 40.6428 | 20.7054 | 8.8293 | 61.1541 | 12.5219 | 12.1645 | 6.9397 | 3.837
2018-10-14 06:00 | 39.8462 | 20.5486 | 8.9079 | 60.2152 | 12.4625 | 12.2715 | 7.5981 | 4.4822
2018-10-14 07:00 | 38.5763 | 20.5284 | 9.0765 | 59.959 | 12.5279 | 12.5129 | 8.6834 | 5.3422
2018-10-14 08:00 | 38.7476 | 20.6445 | 9.257 | 59.1733 | 12.6604 | 12.8492 | 10.2555 | 6.7609
2018-10-14 09:00 | 39.1769 | 20.6948 | 9.4356 | 57.6742 | 12.4031 | 13.1807 | 12.0888 | 8.0206
2018-10-14 10:00 | 34.7855 | 17.7338 | 8.085 | 54.0441 | 8.7527 | 9.3225 | 13.0317 | 8.9492
2018-10-14 11:00 | 39.9805 | 20.1112 | 8.2468 | 53.0164 | 9.2257 | 12.1941 | 15.9113 | 10.1219
2018-10-14 12:00 | 43.8288 | 21.5016 | 8.6503 | 51.591 | 10.1471 | 10.9012 | 17.8701 | 11.6468
2018-10-14 13:00 | 46.4405 | 22.8271 | 9.2482 | 51.7064 | 11.7083 | 11.1334 | 21.0204 | 13.7865
2018-10-14 14:00 | 47.7594 | 24.0477 | 10.007 | 51.0023 | 13.3275 | 11.7624 | 24.1452 | 16.025
2018-10-14 15:00 | 48.6729 | 24.9944 | 10.7617 | 49.6862 | 14.4654 | 12.5857 | 26.2844 | 17.6188
2018-10-14 16:00 | 49.6994 | 25.7912 | 11.4417 | 48.6511 | 15.1736 | 13.4994 | 27.3513 | 18.5534
2018-10-14 17:00 | 50.3769 | 26.3858 | 12.0297 | 47.5769 | 15.4712 | 14.3157 | 27.5119 | 19.0769
2018-10-14 18:00 | 50.3848 | 26.5014 | 12.2282 | 47.1084 | 15.4752 | 14.7601 | 27.0744 | 19.1259
2018-10-14 19:00 | 49.4609 | 25.9552 | 11.8121 | 46.8534 | 15.1083 | 14.7574 | 26.4037 | 19.0027
2018-10-14 20:00 | 47.2398 | 24.4717 | 10.6908 | 46.1817 | 14.0698 | 13.9278 | 25.0924 | 18.5514
2018-10-14 21:00 | 45.7037 | 23.4075 | 9.946 | 45.0938 | 15.3474 | 13.3444 | 23.1192 | 17.6774
2018-10-14 22:00 | 44.8994 | 22.6492 | 9.381 | 47.3227 | 15.3476 | 12.6818 | 20.1844 | 16.0273
2018-10-14 23:00 | 43.5234 | 21.8203 | 9.0048 | 49.6326 | 14.823 | 12.2617 | 16.6305 | 13.6065
2018-10-15 | 42.712 | 21.4436 | 8.8773 | 52.656 | 14.3533 | 12.117 | 13.1036 | 10.4703
2018-10-15 01:00 | 41.1837 | 20.8491 | 8.7969 | 56.1136 | 13.9445 | 11.9814 | 9.8847 | 7.3301
2018-10-15 02:00 | 38.7919 | 19.7536 | 8.7645 | 58.5202 | 13.461 | 11.9389 | 7.7477 | 5.1198
2018-10-15 03:00 | 43.2329 | 21.7846 | 9.5325 | 59.8895 | 13.0066 | 11.9129 | 9.5567 | 6.9785
2018-10-15 04:00 | 43.8037 | 21.7361 | 9.5451 | 61.2964 | 12.7052 | 12.0425 | 8.9628 | 8.2151
2018-10-15 05:00 | 44.3373 | 21.8227 | 9.6853 | 61.5776 | 12.5163 | 12.3336 | 9.8207 | 9.0284
2018-10-15 06:00 | 44.4553 | 21.9583 | 9.7952 | 60.7269 | 12.5605 | 12.4953 | 11.2085 | 9.9855
2018-10-15 07:00 | 45.9414 | 22.2517 | 10.1219 | 60.1472 | 12.665 | 12.8797 | 12.8906 | 11.3216
2018-10-15 08:00 | 47.1745 | 21.2363 | 10.3284 | 58.8247 | 12.5102 | 10.8365 | 14.3074 | 12.8938
2018-10-15 09:00 | 53.3726 | 24.724 | 11.3854 | 57.6733 | 12.7298 | 14.8283 | 16.64 | 14.388
2018-10-15 10:00 | 55.6703 | 25.9317 | 10.7725 | 53.9747 | 9.3864 | 12.706 | 18.0924 | 15.0059
2018-10-15 11:00 | 62.0032 | 29.2253 | 11.4767 | 54.3541 | 9.7322 | 12.1748 | 20.7901 | 15.9414
2018-10-15 12:00 | 68.3795 | 33.09 | 12.9738 | 54.7226 | 10.8922 | 12.5906 | 22.7519 | 16.8881
2018-10-15 13:00 | 72.609 | 36.3231 | 14.6892 | 53.8007 | 12.4481 | 13.4975 | 24.7819 | 17.8495
2018-10-15 14:00 | 74.7162 | 38.4455 | 16.1672 | 52.3171 | 13.9762 | 14.4359 | 26.1564 | 18.5537
2018-10-15 15:00 | 75.7759 | 39.943 | 17.4522 | 50.9012 | 15.0653 | 15.3616 | 26.9965 | 18.9405
2018-10-15 16:00 | 76.0954 | 40.6546 | 18.3863 | 49.8514 | 15.6696 | 16.1098 | 27.5741 | 19.2328
2018-10-15 17:00 | 75.5147 | 40.0252 | 18.8183 | 49.2661 | 16.1601 | 16.5291 | 27.8549 | 19.4444
2018-10-15 18:00 | 72.8713 | 37.9997 | 18.652 | 49.5507 | 16.2356 | 16.61 | 27.875 | 19.4835
2018-10-15 19:00 | 67.2883 | 34.552 | 17.3901 | 48.8748 | 15.7103 | 16.0206 | 27.2438 | 19.1764
2018-10-15 20:00 | 60.3022 | 30.4199 | 15.157 | 47.145 | 14.4429 | 14.6551 | 25.6102 | 18.3507
2018-10-15 21:00 | 55.2319 | 27.3834 | 13.4409 | 45.4074 | 15.565 | 13.8759 | 23.5008 | 17.1903
2018-10-15 22:00 | 50.9516 | 25.054 | 12.0632 | 46.8253 | 15.3311 | 12.996 | 21.2154 | 15.3485
2018-10-15 23:00 | 47.2922 | 23.2058 | 11.0215 | 49.2303 | 14.7207 | 12.4046 | 19.0174 | 12.6387
2018-10-16 | 44.0623 | 21.8353 | 10.3043 | 52.3543 | 14.1671 | 12.1072 | 16.5041 | 9.2482
2018-10-16 01:00 | 42.2394 | 20.8637 | 10.1053 | 56.2231 | 13.8037 | 12.5282 | 13.8377 | 6.8267
2018-10-16 02:00 | 40.944 | 20.5099 | 9.8861 | 58.949 | 13.4707 | 12.6962 | 10.7471 | 5.7206
2018-10-16 03:00 | 40.7187 | 20.3943 | 9.9307 | 60.2393 | 13.1016 | 13.0493 | 9.5632 | 6.9854
2018-10-16 04:00 | 40.9475 | 20.392 | 10.2325 | 62.0063 | 12.7994 | 13.8021 | 8.9713 | 8.2414
2018-10-16 05:00 | 40.6684 | 20.3047 | 10.3393 | 62.3762 | 12.6507 | 14.1388 | 9.8366 | 9.0717
2018-10-16 06:00 | 41.3424 | 20.5281 | 10.6607 | 61.8117 | 12.7043 | 14.6816 | 11.2322 | 10.0119
2018-10-16 07:00 | 43.5913 | 21.2595 | 11.2238 | 61.8178 | 12.9032 | 15.3964 | 12.8862 | 11.3453
2018-10-16 08:00 | 45.7305 | 20.6906 | 11.5273 | 60.8168 | 12.8949 | 12.8755 | 14.5111 | 13.8009
2018-10-16 09:00 | 52.1505 | 24.4577 | 12.8417 | 60.2841 | 13.3147 | 18.1225 | 16.7927 | 15.4597
2018-10-16 10:00 | 54.1503 | 25.1778 | 11.9737 | 56.0334 | 9.8006 | 15.7364 | 18.0818 | 16.0419
2018-10-16 11:00 | 59.3063 | 27.7112 | 11.6585 | 53.6796 | 9.5994 | 13.5614 | 20.3869 | 16.339
2018-10-16 12:00 | 66.2824 | 31.8187 | 12.6994 | 53.4307 | 10.5593 | 12.6858 | 22.3687 | 16.8291
2018-10-16 13:00 | 71.6951 | 35.432 | 14.461 | 52.644 | 12.1861 | 13.3043 | 24.7054 | 17.768
2018-10-16 14:00 | 74.102 | 37.7999 | 16.0703 | 51.5283 | 13.8728 | 14.4044 | 26.2227 | 18.5581
2018-10-16 15:00 | 75.0428 | 39.3762 | 17.4433 | 50.1509 | 15.0682 | 15.5843 | 27.1573 | 19.0232
2018-10-16 16:00 | 75.3559 | 40.2831 | 18.5526 | 48.7272 | 15.8318 | 16.6373 | 27.8356 | 19.4175
2018-10-16 17:00 | 74.7692 | 39.6739 | 19.0269 | 47.6395 | 16.2318 | 17.1834 | 28.0317 | 19.6595
2018-10-16 18:00 | 71.3611 | 37.2439 | 18.6853 | 47.1702 | 16.2201 | 17.1748 | 27.9752 | 19.6961
2018-10-16 19:00 | 65.8207 | 33.5593 | 17.2822 | 46.3295 | 15.6717 | 16.491 | 27.2832 | 19.3416
2018-10-16 20:00 | 59.2885 | 29.6462 | 15.0784 | 45.4204 | 14.309 | 15.0765 | 25.6593 | 18.4959
2018-10-16 21:00 | 55.0756 | 27.0519 | 13.4972 | 44.7955 | 15.7626 | 14.2351 | 23.7146 | 17.3159
2018-10-16 22:00 | 51.3985 | 25.0969 | 12.1 | 46.7314 | 15.3128 | 13.0926 | 21.5251 | 15.3618
2018-10-16 23:00 | 47.5718 | 23.3351 | 11.0365 | 49.3375 | 14.7603 | 12.4278 | 19.1493 | 12.6279
2018-10-17 | 43.8417 | 21.9432 | 10.3503 | 52.6529 | 14.2281 | 12.1638 | 16.5636 | 9.2692
2018-10-17 01:00 | 41.3374 | 21.0376 | 9.8766 | 56.3105 | 13.8072 | 12.0477 | 13.6474 | 6.5639
2018-10-17 02:00 | 40.5609 | 20.5631 | 9.6543 | 59.025 | 13.3795 | 12.2793 | 10.7968 | 5.3739
2018-10-17 03:00 | 37.4053 | 19.3667 | 9.0974 | 60.8388 | 13.0011 | 12.8852 | 9.5788 | 6.9649
2018-10-17 04:00 | 37.4916 | 19.4516 | 9.337 | 62.5036 | 12.7676 | 13.2735 | 8.9808 | 8.2191
2018-10-17 05:00 | 37.5251 | 19.4297 | 9.5309 | 62.9778 | 12.6013 | 13.5582 | 9.8324 | 9.0446
2018-10-17 06:00 | 37.7891 | 19.4425 | 9.7275 | 62.1877 | 12.5884 | 13.9506 | 11.2054 | 9.9812
2018-10-17 07:00 | 38.4293 | 19.6191 | 10.1007 | 61.8757 | 12.7393 | 14.5544 | 12.8594 | 11.3343
2018-10-17 08:00 | 36.1607 | 17.9972 | 10.2657 | 61.1199 | 12.7478 | 11.2447 | 14.3722 | 13.6513
2018-10-17 09:00 | 40.8592 | 20.8231 | 10.9737 | 60.0821 | 13.0244 | 17.7815 | 16.7633 | 15.1137
2018-10-17 10:00 | 39.429 | 19.8569 | 9.7474 | 55.7512 | 9.4637 | 14.8025 | 18.0125 | 15.6932
2018-10-17 11:00 | 39.8161 | 20.0016 | 8.9244 | 53.2562 | 9.3217 | 13.0193 | 20.3343 | 16.0368
2018-10-17 12:00 | 44.6974 | 21.8884 | 9.1916 | 52.4097 | 10.3533 | 12.4822 | 22.091 | 16.6622
2018-10-17 13:00 | 48.316 | 24.0065 | 10.1491 | 52.0827 | 12.1554 | 13.2616 | 24.6026 | 17.7674
2018-10-17 14:00 | 50.2919 | 25.3905 | 11.0803 | 50.8902 | 13.9026 | 14.4246 | 26.1608 | 18.5794
2018-10-17 15:00 | 50.9273 | 26.5272 | 11.9817 | 49.3801 | 15.1307 | 15.653 | 26.9649 | 19.0363
2018-10-17 16:00 | 51.6341 | 27.7295 | 12.8619 | 48.1566 | 15.86 | 16.6359 | 27.551 | 19.3787
2018-10-17 17:00 | 52.6957 | 28.3302 | 13.4445 | 46.5373 | 16.1089 | 17.072 | 27.7666 | 19.5885
2018-10-17 18:00 | 52.6368 | 27.972 | 13.5118 | 45.9123 | 16.0166 | 16.9778 | 27.6025 | 19.5683
2018-10-17 19:00 | 50.8043 | 26.7128 | 12.8167 | 45.975 | 15.5221 | 16.4366 | 27.1257 | 19.2972
2018-10-17 20:00 | 47.5116 | 24.6744 | 11.3757 | 45.0452 | 14.2915 | 15.1393 | 25.6838 | 18.5247
2018-10-17 21:00 | 45.7251 | 23.3099 | 10.4912 | 45.0166 | 15.7971 | 14.3322 | 23.7016 | 17.3423
2018-10-17 22:00 | 43.5438 | 21.9816 | 9.6091 | 46.9833 | 15.2919 | 13.2141 | 21.2226 | 15.3177
2018-10-17 23:00 | 41.9253 | 21.1807 | 9.1552 | 49.9058 | 14.7521 | 12.5635 | 19.0484 | 12.5937
2018-10-18 | 39.7912 | 20.514 | 8.9468 | 52.9579 | 14.2391 | 12.2641 | 16.5655 | 9.2535
2018-10-18 01:00 | 37.9518 | 19.8365 | 8.8827 | 56.7638 | 13.8457 | 12.1862 | 13.64 | 6.5601
2018-10-18 02:00 | 35.6353 | 18.8173 | 8.9016 | 59.5088 | 13.4707 | 12.2864 | 10.8024 | 5.3063
2018-10-18 03:00 | 39.327 | 20.3984 | 9.6148 | 60.5822 | 13.0632 | 12.3431 | 9.5655 | 6.9435
2018-10-18 04:00 | 39.2691 | 20.3878 | 9.699 | 62.0135 | 12.7582 | 12.6972 | 8.9462 | 8.1966
2018-10-18 05:00 | 39.6222 | 20.4003 | 9.9848 | 62.5206 | 12.5723 | 13.2476 | 9.8159 | 9.0236
2018-10-18 06:00 | 40.4298 | 20.5936 | 10.3007 | 61.9848 | 12.5823 | 13.7676 | 11.1974 | 9.9824
2018-10-18 07:00 | 43.3325 | 21.3684 | 10.8717 | 62.1027 | 12.7515 | 14.5501 | 12.8536 | 11.3426
2018-10-18 08:00 | 44.4779 | 20.453 | 11.1381 | 61.1287 | 12.6581 | 11.198 | 14.3463 | 13.4841
2018-10-18 09:00 | 52.2194 | 24.4383 | 12.4017 | 60.3666 | 13.1002 | 17.3695 | 16.69 | 14.9919
2018-10-18 10:00 | 54.4936 | 25.3074 | 11.4716 | 55.6999 | 9.4715 | 14.686 | 18.0008 | 15.5311
2018-10-18 11:00 | 58.8419 | 27.869 | 11.367 | 53.3359 | 9.3539 | 12.8206 | 20.3935 | 15.9697
2018-10-18 12:00 | 65.8992 | 31.6723 | 12.6382 | 52.2945 | 10.4897 | 12.597 | 22.3972 | 16.7917
2018-10-18 13:00 | 71.0641 | 35.263 | 14.4691 | 51.8504 | 12.4085 | 13.4615 | 25.0735 | 17.9531
2018-10-18 14:00 | 73.7845 | 37.7523 | 16.1114 | 51.292 | 14.306 | 14.7364 | 26.8269 | 18.8154
2018-10-18 15:00 | 74.7602 | 39.2762 | 17.4708 | 49.9658 | 15.6111 | 16.1091 | 27.7854 | 19.3211
2018-10-18 16:00 | 75.0302 | 40.0685 | 18.5424 | 48.8019 | 16.4872 | 17.2467 | 28.3476 | 19.6948
2018-10-18 17:00 | 74.8104 | 39.6835 | 19.1158 | 48.4392 | 17.0391 | 17.924 | 28.7703 | 20.0227
2018-10-18 18:00 | 71.4422 | 37.1674 | 18.7447 | 47.6181 | 16.9768 | 17.8502 | 28.5999 | 20.0071
2018-10-18 19:00 | 66.0385 | 33.6415 | 17.3885 | 47.0207 | 16.2521 | 17.1702 | 27.8743 | 19.645
2018-10-18 20:00 | 59.8341 | 30.073 | 15.3091 | 46.0076 | 14.8432 | 15.7474 | 26.2989 | 18.8278
2018-10-18 21:00 | 55.8831 | 27.5417 | 13.7891 | 46.382 | 16.2406 | 14.7665 | 24.1986 | 17.5852
2018-10-18 22:00 | 51.6779 | 25.1537 | 12.2411 | 47.8772 | 15.5754 | 13.4798 | 21.5416 | 15.4606
2018-10-18 23:00 | 47.859 | 23.3863 | 11.1039 | 49.9206 | 14.9257 | 12.6359 | 19.1748 | 12.6622
2018-10-19 | 45.0502 | 22.2174 | 10.3924 | 53.0879 | 14.4051 | 12.2358 | 16.5942 | 9.2012
2018-10-19 01:00 | 42.2944 | 21.388 | 9.9427 | 56.6658 | 14.0062 | 12.0765 | 13.6809 | 6.5386
2018-10-19 02:00 | 40.8731 | 20.8406 | 9.6637 | 59.2376 | 13.5399 | 12.2218 | 10.8536 | 5.2744
2018-10-19 03:00 | 39.6135 | 20.4557 | 9.5077 | 60.3291 | 13.0858 | 12.2157 | 9.6007 | 6.9544
2018-10-19 04:00 | 39.2783 | 20.347 | 9.633 | 62.2019 | 12.7962 | 12.6178 | 8.9752 | 8.2066
2018-10-19 05:00 | 39.6613 | 20.355 | 9.8563 | 62.4827 | 12.6009 | 13.0884 | 9.8326 | 9.0265
2018-10-19 06:00 | 41.1188 | 20.5987 | 10.2375 | 62.1278 | 12.6085 | 13.7067 | 11.2235 | 9.9992
2018-10-19 07:00 | 42.8788 | 21.1516 | 10.5636 | 61.9047 | 12.713 | 14.1153 | 12.837 | 11.3252
2018-10-19 08:00 | 43.8718 | 20.3684 | 10.821 | 60.8423 | 12.579 | 11.0922 | 14.3393 | 13.3284
2018-10-19 09:00 | 50.5952 | 24.1186 | 11.9135 | 59.8991 | 13.0715 | 16.6305 | 16.707 | 14.8056
2018-10-19 10:00 | 52.9955 | 25.0955 | 11.146 | 55.6319 | 9.4787 | 14.1572 | 18.0213 | 15.4341
2018-10-19 11:00 | 59.4329 | 28.2682 | 11.4215 | 53.7247 | 9.5792 | 12.7519 | 20.5769 | 16.0514
2018-10-19 12:00 | 67.9131 | 32.7081 | 12.9729 | 53.3907 | 10.9687 | 12.6861 | 23.0674 | 16.9877
2018-10-19 13:00 | 73.3243 | 36.8562 | 15.0965 | 53.1123 | 13.1811 | 13.9522 | 26.0697 | 18.3257
2018-10-19 14:00 | 75.935 | 39.8831 | 17.1758 | 52.8438 | 15.3388 | 15.6874 | 28.2438 | 19.4307
2018-10-19 15:00 | 77.4808 | 41.8734 | 18.892 | 52.0685 | 16.8531 | 17.2685 | 29.358 | 20.0135
2018-10-19 16:00 | 78.2578 | 42.7627 | 20.1813 | 51.3997 | 17.678 | 18.6625 | 29.8961 | 20.3854
2018-10-19 17:00 | 77.5501 | 41.9472 | 20.6021 | 50.504 | 17.9525 | 19.2281 | 30.052 | 20.5856
2018-10-19 18:00 | 74.2799 | 39.4931 | 20.2161 | 49.9705 | 17.9384 | 19.1383 | 29.9497 | 20.5748
2018-10-19 19:00 | 68.6003 | 36.0982 | 18.852 | 49.3767 | 17.322 | 18.3917 | 29.3027 | 20.2231
2018-10-19 20:00 | 61.4544 | 31.8963 | 16.3419 | 47.5349 | 15.6885 | 16.5005 | 27.4166 | 19.278
2018-10-19 21:00 | 57.0058 | 28.7812 | 14.4191 | 46.4324 | 16.8991 | 15.2649 | 25.0816 | 17.9772
2018-10-19 22:00 | 53.668 | 26.2728 | 12.6767 | 48.1322 | 16.0784 | 13.834 | 22.235 | 15.7591
2018-10-19 23:00 | 49.4623 | 24.1746 | 11.426 | 50.2195 | 15.3303 | 12.9302 | 19.4828 | 12.7826
2018-10-20 | 45.971 | 22.603 | 10.5501 | 53.1197 | 14.6989 | 12.319 | 16.7258 | 9.2488
2018-10-20 01:00 | 43.8305 | 21.6315 | 9.9908 | 56.9804 | 14.2112 | 12.0143 | 13.6614 | 6.4477
2018-10-20 02:00 | 41.9024 | 21.0685 | 9.6486 | 59.6741 | 13.6887 | 12.023 | 10.9092 | 5.1152
2018-10-20 03:00 | 37.2479 | 19.3377 | 8.7151 | 60.4101 | 13.1519 | 12.1122 | 6.7453 | 3.72
2018-10-20 04:00 | 37.5827 | 19.3492 | 8.9384 | 62.5724 | 12.808 | 12.5642 | 6.5891 | 3.6019
2018-10-20 05:00 | 37.3427 | 19.287 | 9.0465 | 62.639 | 12.6014 | 12.799 | 6.912 | 3.8853
2018-10-20 06:00 | 37.3264 | 19.3977 | 9.1526 | 61.717 | 12.5598 | 12.9766 | 7.5736 | 4.5142
2018-10-20 07:00 | 38.1389 | 19.6195 | 9.5019 | 61.4778 | 12.7036 | 13.6399 | 8.6931 | 5.3706
2018-10-20 08:00 | 35.4486 | 17.8477 | 9.3998 | 59.9616 | 12.5017 | 10.8785 | 9.8908 | 7.2517
2018-10-20 09:00 | 38.1605 | 19.8994 | 10.0677 | 58.8899 | 13.0533 | 15.5038 | 12.1723 | 8.5902
2018-10-20 10:00 | 36.1729 | 18.8313 | 8.9014 | 54.8231 | 9.4099 | 13.1085 | 13.4603 | 9.4196
2018-10-20 11:00 | 38.5586 | 19.5723 | 8.4393 | 53.4716 | 9.588 | 11.4042 | 15.8304 | 10.3215
2018-10-20 12:00 | 43.9721 | 21.9656 | 9.0762 | 53.1058 | 11.1102 | 11.0714 | 18.4373 | 11.8716
2018-10-20 13:00 | 47.7083 | 24.5396 | 10.2603 | 53.1517 | 13.4358 | 11.9937 | 22.3965 | 14.2988
2018-10-20 14:00 | 49.6561 | 26.4487 | 11.5118 | 52.5061 | 15.6377 | 13.3383 | 25.8012 | 16.7523
2018-10-20 15:00 | 50.9016 | 27.8255 | 12.6255 | 51.209 | 17.1126 | 14.6479 | 28.1283 | 18.5112
2018-10-20 16:00 | 51.9779 | 28.8893 | 13.5492 | 50.1086 | 17.9798 | 15.9114 | 29.3918 | 19.5471
2018-10-20 17:00 | 52.473 | 29.2941 | 14.0498 | 48.5712 | 18.2034 | 16.7726 | 29.3546 | 20.0358
2018-10-20 18:00 | 52.4759 | 29.1528 | 14.1014 | 48.1807 | 18.0806 | 17.2315 | 28.7454 | 20.0641
2018-10-20 19:00 | 51.0505 | 28.0675 | 13.4405 | 47.9966 | 17.382 | 17.0553 | 27.934 | 19.8644
2018-10-20 20:00 | 47.6783 | 25.699 | 11.8169 | 46.5787 | 15.5965 | 15.6674 | 26.2085 | 19.1872
2018-10-20 21:00 | 46.1508 | 24.305 | 10.9198 | 46.6994 | 16.9363 | 14.8386 | 23.9892 | 18.1572
2018-10-20 22:00 | 44.7095 | 22.8232 | 9.9528 | 48.8544 | 16.1609 | 13.6476 | 20.529 | 16.312
2018-10-20 23:00 | 42.9175 | 21.7535 | 9.4185 | 51.3639 | 15.4737 | 12.9265 | 16.8674 | 13.8318
2018-10-21 | 41.7587 | 21.0356 | 9.1117 | 54.3767 | 14.9088 | 12.4937 | 13.2802 | 10.655
2018-10-21 01:00 | 40.8237 | 20.5387 | 9.0039 | 58.3209 | 14.4592 | 12.3441 | 9.9942 | 7.4216
2018-10-21 02:00 | 38.8025 | 19.5776 | 8.967 | 60.7374 | 13.9639 | 12.312 | 7.804 | 5.106
2018-10-21 03:00 | 39.728 | 20.1216 | 8.8753 | 61.4103 | 13.452 | 12.1529 | 6.7172 | 3.7365
2018-10-21 04:00 | 38.7406 | 19.8645 | 8.835 | 62.1096 | 13.0442 | 12.1047 | 6.5628 | 3.5926
2018-10-21 05:00 | 38.0827 | 19.6411 | 8.9121 | 62.1461 | 12.7252 | 12.2482 | 6.8757 | 3.8594
2018-10-21 06:00 | 37.5817 | 19.6226 | 9.0878 | 61.4241 | 12.6339 | 12.5626 | 7.533 | 4.497
2018-10-21 07:00 | 37.4325 | 19.6607 | 9.2886 | 60.8592 | 12.6745 | 12.9287 | 8.6244 | 5.3456
2018-10-21 08:00 | 37.2055 | 19.716 | 9.3959 | 59.9088 | 12.7694 | 13.0928 | 10.1748 | 6.8806
2018-10-21 09:00 | 37.6009 | 19.9601 | 9.7623 | 58.5101 | 12.9658 | 13.5891 | 12.0916 | 8.2381
2018-10-21 10:00 | 33.3243 | 16.9424 | 8.379 | 54.5363 | 9.0201 | 9.4278 | 13.0271 | 9.1263
2018-10-21 11:00 | 38.8807 | 19.4652 | 8.4002 | 53.6141 | 9.5532 | 12.4456 | 15.7547 | 10.2202
2018-10-21 12:00 | 43.2403 | 21.2007 | 8.8502 | 52.6462 | 10.8781 | 11.1716 | 17.9194 | 11.722
2018-10-21 13:00 | 45.9346 | 22.7721 | 9.5929 | 51.8364 | 12.7064 | 11.6739 | 21.534 | 14.0145
2018-10-21 14:00 | 47.3988 | 24.0499 | 10.4431 | 50.5175 | 14.4823 | 12.6916 | 24.8225 | 16.382
2018-10-21 15:00 | 48.4838 | 25.0169 | 11.2402 | 48.6584 | 15.6769 | 13.8099 | 26.9733 | 18.0135
2018-10-21 16:00 | 49.3705 | 25.759 | 11.9497 | 47.2361 | 16.4248 | 14.9334 | 28.059 | 18.9627
2018-10-21 17:00 | 49.8746 | 26.2612 | 12.438 | 46.0711 | 16.689 | 15.6508 | 28.1296 | 19.4314
2018-10-21 18:00 | 50.1328 | 26.4675 | 12.5533 | 46.1448 | 16.5161 | 15.9644 | 27.6873 | 19.4547
2018-10-21 19:00 | 49.3854 | 25.8902 | 12.0974 | 46.7842 | 15.9066 | 15.7919 | 27.074 | 19.3085
2018-10-21 20:00 | 46.9228 | 24.2543 | 10.8321 | 45.8548 | 14.5007 | 14.6394 | 25.5346 | 18.7523
2018-10-21 21:00 | 46.1032 | 23.5029 | 10.3203 | 46.4404 | 16.2683 | 14.1012 | 23.4694 | 17.8666
2018-10-21 22:00 | 45.0033 | 22.5557 | 9.5282 | 48.3996 | 15.7035 | 13.0301 | 20.2792 | 16.1239
2018-10-21 23:00 | 43.8231 | 21.9517 | 9.1985 | 50.7923 | 15.1669 | 12.6041 | 16.7715 | 13.6895
2018-10-22 | 42.9356 | 21.4555 | 9.0338 | 54.3676 | 14.6586 | 12.3859 | 13.1732 | 10.4978
2018-10-22 01:00 | 41.8008 | 20.9424 | 8.952 | 57.9171 | 14.2545 | 12.2808 | 9.8828 | 7.2807
2018-10-22 02:00 | 39.5199 | 19.9665 | 8.9297 | 60.0416 | 13.7798 | 12.2239 | 7.8539 | 5.046
2018-10-22 03:00 | 43.0666 | 21.9766 | 9.6896 | 61.4292 | 13.3475 | 12.1519 | 9.6577 | 7.0037
2018-10-22 04:00 | 42.1796 | 21.7565 | 9.6884 | 63.1942 | 13.014 | 12.2334 | 9.0449 | 8.2411
2018-10-22 05:00 | 41.7982 | 21.696 | 9.7433 | 63.2545 | 12.7767 | 12.3699 | 9.8973 | 9.0507
2018-10-22 06:00 | 43.0864 | 21.8284 | 9.8824 | 61.9775 | 12.7101 | 12.6206 | 11.2649 | 10.0145
2018-10-22 07:00 | 44.5983 | 22.2758 | 10.1297 | 61.3795 | 12.7302 | 12.8916 | 12.8657 | 11.3582
2018-10-22 08:00 | 45.1372 | 21.2643 | 10.2707 | 59.8591 | 12.4859 | 10.8185 | 14.3115 | 12.8628
2018-10-22 09:00 | 52.6185 | 25.0549 | 11.3002 | 58.7024 | 13.0177 | 14.7579 | 16.6863 | 14.4292
2018-10-22 10:00 | 55.2556 | 26.1763 | 10.8745 | 55.4208 | 9.5298 | 12.9132 | 18.0833 | 15.1883
2018-10-22 11:00 | 60.6376 | 28.7242 | 11.4179 | 53.6186 | 9.3855 | 12.2769 | 20.5552 | 15.9251
2018-10-22 12:00 | 66.7943 | 31.7778 | 12.6517 | 52.2784 | 10.1904 | 12.59 | 22.1746 | 16.7439
2018-10-22 13:00 | 70.7706 | 34.5413 | 14.2016 | 51.2875 | 11.8167 | 13.454 | 24.5305 | 17.8051
2018-10-22 14:00 | 72.95 | 36.6511 | 15.7704 | 50.0813 | 13.6788 | 14.6934 | 26.4481 | 18.6807
2018-10-22 15:00 | 74.1335 | 38.0095 | 16.9983 | 48.338 | 15.0214 | 16.0032 | 27.4288 | 19.1522
2018-10-22 16:00 | 74.1828 | 38.4537 | 17.8689 | 46.7135 | 15.7632 | 17.091 | 27.8702 | 19.4711
2018-10-22 17:00 | 73.1449 | 37.3575 | 18.0969 | 45.4333 | 15.94 | 17.5452 | 27.8758 | 19.6537
2018-10-22 18:00 | 70.0341 | 34.9483 | 17.6808 | 45.1534 | 15.7213 | 17.4228 | 27.7359 | 19.6659
2018-10-22 19:00 | 65.2172 | 32.0925 | 16.5346 | 45.3898 | 15.1845 | 16.7578 | 27.268 | 19.3797
2018-10-22 20:00 | 59.09 | 28.8778 | 14.5599 | 44.5373 | 13.9142 | 15.2267 | 25.7215 | 18.5747
2018-10-22 21:00 | 55.7651 | 27.0791 | 13.3878 | 45.3628 | 15.8596 | 14.5062 | 23.8966 | 17.4883
2018-10-22 22:00 | 52.5468 | 25.3167 | 12.0628 | 47.4105 | 15.3494 | 13.401 | 21.5814 | 15.4965
2018-10-22 23:00 | 49.2571 | 23.9136 | 11.1986 | 50.371 | 14.8799 | 12.9008 | 19.4168 | 12.7127
2018-10-23 | 46.5093 | 22.7658 | 10.5513 | 53.5542 | 14.4264 | 12.5588 | 16.7404 | 9.1509
2018-10-23 01:00 | 44.1556 | 21.9446 | 10.1211 | 57.33 | 14.0789 | 12.3514 | 13.6758 | 6.3514
2018-10-23 02:00 | 42.904 | 21.5922 | 9.7997 | 59.8097 | 13.6589 | 12.2867 | 11.03 | 4.9507
2018-10-23 03:00 | 41.6127 | 21.2959 | 9.6052 | 60.7017 | 13.2129 | 12.1899 | 9.7405 | 7.0099
2018-10-23 04:00 | 41.0695 | 21.1353 | 9.602 | 62.2591 | 12.9137 | 12.3332 | 9.0619 | 8.2358
2018-10-23 05:00 | 40.4931 | 21.1063 | 9.6939 | 62.4832 | 12.6958 | 12.5262 | 9.8757 | 9.0414
2018-10-23 06:00 | 40.9555 | 21.2229 | 9.8428 | 61.8238 | 12.6392 | 12.7488 | 11.2336 | 10.0014
2018-10-23 07:00 | 42.9399 | 21.733 | 10.1192 | 61.5728 | 12.7042 | 13.0525 | 12.8354 | 11.3435
2018-10-23 08:00 | 44.4787 | 21.0526 | 10.2817 | 60.2473 | 12.5208 | 10.9162 | 14.337 | 12.8911
2018-10-23 09:00 | 50.8316 | 24.8348 | 11.1758 | 59.196 | 13.0399 | 14.7684 | 16.6734 | 14.2469
2018-10-23 10:00 | 54.6821 | 25.9095 | 10.6351 | 55.2924 | 9.5119 | 12.5873 | 18.0611 | 14.9162
2018-10-23 11:00 | 60.9312 | 28.711 | 11.3141 | 53.547 | 9.4794 | 12.1536 | 20.5882 | 15.8494
2018-10-23 12:00 | 67.0143 | 32.0445 | 12.6729 | 52.3547 | 10.5007 | 12.537 | 22.2637 | 16.7676
2018-10-23 13:00 | 71.8903 | 35.2595 | 14.3815 | 51.794 | 12.2618 | 13.4551 | 24.9551 | 17.9397
2018-10-23 14:00 | 73.8904 | 37.2761 | 15.9142 | 50.3634 | 13.9016 | 14.8697 | 26.7618 | 18.8026
2018-10-23 15:00 | 74.4241 | 38.2202 | 16.9788 | 48.3297 | 14.9507 | 16.1713 | 27.5414 | 19.1684
2018-10-23 16:00 | 74.5875 | 38.6439 | 17.8078 | 46.7997 | 15.5538 | 17.203 | 28.079 | 19.4961
2018-10-23 17:00 | 73.6428 | 37.656 | 18.0474 | 45.8775 | 15.735 | 17.4987 | 28.1579 | 19.6683
2018-10-23 18:00 | 70.5228 | 35.3018 | 17.6315 | 45.6453 | 15.564 | 17.273 | 28.0811 | 19.6603
2018-10-23 19:00 | 65.5362 | 32.2543 | 16.3588 | 45.7345 | 14.9395 | 16.4554 | 27.4368 | 19.3126
2018-10-23 20:00 | 59.4307 | 29.0248 | 14.4124 | 44.8184 | 13.6935 | 15.0127 | 25.8956 | 18.5212
2018-10-23 21:00 | 56.0997 | 27.2761 | 13.3796 | 45.0467 | 15.8707 | 14.4889 | 24.0828 | 17.4906
2018-10-23 22:00 | 52.8178 | 25.4252 | 12.0729 | 47.473 | 15.3177 | 13.3817 | 21.7046 | 15.5179
2018-10-23 23:00 | 49.6313 | 24.157 | 11.2215 | 50.9254 | 14.8954 | 12.8533 | 19.5882 | 12.7476
2018-10-24 | 47.3088 | 23.2404 | 10.6151 | 54.4618 | 14.5325 | 12.5632 | 16.9717 | 9.2237
2018-10-24 01:00 | 45.0738 | 22.4498 | 10.1802 | 58.0272 | 14.2282 | 12.3788 | 13.8651 | 6.4298
2018-10-24 02:00 | 43.3668 | 21.99 | 9.8858 | 60.2534 | 13.8021 | 12.4119 | 11.2175 | 4.9749
2018-10-24 03:00 | 39.8166 | 20.6623 | 8.9611 | 61.1073 | 13.3669 | 12.3617 | 9.8677 | 7.0546
2018-10-24 04:00 | 39.6483 | 20.7208 | 9.0988 | 62.5573 | 13.0529 | 12.5668 | 9.1938 | 8.282
2018-10-24 05:00 | 39.1511 | 20.546 | 9.206 | 62.7635 | 12.8364 | 12.7503 | 10.0122 | 9.0783
2018-10-24 06:00 | 38.319 | 20.3407 | 9.2943 | 61.7704 | 12.7293 | 12.924 | 11.3433 | 10.0318
2018-10-24 07:00 | 38.3496 | 20.3858 | 9.4518 | 61.1916 | 12.7551 | 13.1551 | 12.9397 | 11.3714
2018-10-24 08:00 | 36.5893 | 18.8043 | 9.3679 | 59.8543 | 12.5632 | 10.9133 | 14.3556 | 12.8798
2018-10-24 09:00 | 39.6743 | 21.1533 | 9.9093 | 58.4808 | 13.0832 | 14.8919 | 16.7607 | 14.3096
2018-10-24 10:00 | 38.9245 | 20.4203 | 9.0372 | 55.135 | 9.6383 | 12.8715 | 18.1597 | 15.0629
2018-10-24 11:00 | 41.976 | 20.9595 | 8.8851 | 53.7847 | 9.5866 | 12.4027 | 20.6953 | 15.9038
2018-10-24 12:00 | 46.6323 | 22.7774 | 9.4421 | 54.0002 | 10.7823 | 12.664 | 22.5207 | 16.8581
2018-10-24 13:00 | 50.1225 | 24.8702 | 10.4565 | 53.6915 | 12.6848 | 13.6455 | 25.2242 | 18.0596
2018-10-24 14:00 | 51.9731 | 26.4294 | 11.5353 | 52.6068 | 14.4817 | 15.2382 | 27.186 | 18.9883
2018-10-24 15:00 | 53.0273 | 27.7105 | 12.5065 | 51.5801 | 15.754 | 16.8662 | 28.2229 | 19.5195
2018-10-24 16:00 | 54.1241 | 28.9038 | 13.4262 | 50.3664 | 16.4978 | 18.0808 | 28.9271 | 19.9165
2018-10-24 17:00 | 55.1611 | 29.3593 | 13.9388 | 48.9439 | 16.6498 | 18.4423 | 29 | 20.0846
2018-10-24 18:00 | 55.0043 | 29.0171 | 13.9433 | 48.1983 | 16.4201 | 18.2046 | 28.811 | 20.04
2018-10-24 19:00 | 52.8305 | 27.6789 | 13.164 | 47.7484 | 15.788 | 17.4916 | 28.2597 | 19.7524
2018-10-24 20:00 | 49.2412 | 25.5341 | 11.5967 | 46.4187 | 14.4416 | 15.8267 | 26.5361 | 18.8967
2018-10-24 21:00 | 48.211 | 24.6382 | 10.8714 | 46.5157 | 16.3329 | 14.9714 | 24.672 | 17.7936
2018-10-24 22:00 | 47.0885 | 23.3446 | 9.8715 | 49.0752 | 15.6379 | 13.6093 | 21.9923 | 15.6835
2018-10-24 23:00 | 45.7828 | 22.5859 | 9.4343 | 51.6232 | 15.1037 | 13.0019 | 19.5836 | 12.8103
2018-10-25 | 44.7177 | 22.0334 | 9.1401 | 54.2968 | 14.6277 | 12.5339 | 16.8832 | 9.2146
2018-10-25 01:00 | 43.3668 | 21.4099 | 8.9841 | 57.6765 | 14.2271 | 12.2481 | 13.784 | 6.3601
2018-10-25 02:00 | 41.472 | 20.561 | 8.9021 | 60.1199 | 13.7752 | 12.1793 | 11.1277 | 4.8444
2018-10-25 03:00 | 44.8619 | 22.1694 | 9.5569 | 61.0035 | 13.325 | 12.0317 | 9.8239 | 7.0519
2018-10-25 04:00 | 44.0373 | 21.9118 | 9.4943 | 62.2208 | 12.9517 | 12.0531 | 9.1133 | 8.2627
2018-10-25 05:00 | 43.8149 | 21.7891 | 9.4936 | 62.3307 | 12.7109 | 12.1127 | 9.9166 | 9.0576
2018-10-25 06:00 | 43.7219 | 21.8757 | 9.6311 | 61.274 | 12.6392 | 12.2772 | 11.2657 | 10.0227
2018-10-25 07:00 | 45.6008 | 22.3038 | 9.8922 | 60.9162 | 12.6733 | 12.4763 | 12.8763 | 11.3601
2018-10-25 08:00 | 46.6497 | 21.4919 | 10.086 | 59.4088 | 12.4584 | 10.7612 | 14.3528 | 12.8462
2018-10-25 09:00 | 52.5903 | 25.0315 | 11.0684 | 58.3496 | 12.9588 | 14.2537 | 16.687 | 14.2731
2018-10-25 10:00 | 55.179 | 26.0986 | 10.6508 | 55.0703 | 9.5179 | 12.3036 | 18.0789 | 15.0359
2018-10-25 11:00 | 61.577 | 28.8394 | 11.2556 | 53.6833 | 9.4398 | 11.9268 | 20.5744 | 15.8161
2018-10-25 12:00 | 68.356 | 32.3721 | 12.6766 | 53.0031 | 10.5027 | 12.406 | 22.2711 | 16.7431
2018-10-25 13:00 | 72.5465 | 35.3093 | 14.3845 | 52.6088 | 12.2842 | 13.3852 | 24.6027 | 17.9013
2018-10-25 14:00 | 74.7203 | 37.6657 | 16.1262 | 52.0945 | 14.2258 | 14.8672 | 26.6331 | 18.8529
2018-10-25 15:00 | 76.0708 | 39.5698 | 17.6692 | 50.9005 | 15.6852 | 16.5269 | 28.0063 | 19.4608
2018-10-25 16:00 | 76.8053 | 40.5155 | 18.8309 | 49.7173 | 16.5298 | 17.8946 | 28.6743 | 19.9054
2018-10-25 17:00 | 76.3743 | 39.911 | 19.2754 | 48.8356 | 16.9111 | 18.5443 | 28.9427 | 20.1873
2018-10-25 18:00 | 73.361 | 37.6781 | 18.937 | 48.7152 | 16.8727 | 18.5715 | 28.882 | 20.217
2018-10-25 19:00 | 67.9554 | 34.4171 | 17.6385 | 48.2992 | 16.2102 | 17.8919 | 28.3573 | 19.9213
2018-10-25 20:00 | 61.1853 | 30.6877 | 15.429 | 46.5123 | 14.7534 | 16.2064 | 26.7108 | 19.0723
2018-10-25 21:00 | 57.5236 | 28.5617 | 14.1236 | 46.8229 | 16.5594 | 15.3264 | 24.7431 | 17.9151
2018-10-25 22:00 | 53.7884 | 26.2155 | 12.4377 | 48.5109 | 15.764 | 13.7187 | 21.8641 | 15.7219
2018-10-25 23:00 | 50.4545 | 24.6453 | 11.3421 | 50.7366 | 15.1916 | 12.8803 | 19.5293 | 12.8161
2018-10-26 | 48.0226 | 23.4602 | 10.6568 | 54.2572 | 14.6951 | 12.4982 | 16.8681 | 9.215
2018-10-26 01:00 | 45.9452 | 22.5687 | 10.0862 | 57.4509 | 14.2278 | 12.1593 | 13.7289 | 6.3088
2018-10-26 02:00 | 44.2662 | 21.9148 | 9.6437 | 59.6039 | 13.7022 | 12.0066 | 11.0492 | 4.857
2018-10-26 03:00 | 42.5625 | 21.4146 | 9.4099 | 60.3522 | 13.2251 | 11.883 | 9.7117 | 7.0064
2018-10-26 04:00 | 41.148 | 21.21 | 9.3799 | 61.8426 | 12.8637 | 11.9531 | 9.0309 | 8.2345
2018-10-26 05:00 | 40.6778 | 21.0402 | 9.4151 | 61.8844 | 12.6184 | 12.0472 | 9.8558 | 9.0382
2018-10-26 06:00 | 41.9447 | 21.1534 | 9.5609 | 61.0082 | 12.5402 | 12.2657 | 11.2263 | 9.9994
2018-10-26 07:00 | 43.9856 | 21.5543 | 9.8537 | 60.5672 | 12.6008 | 12.5404 | 12.8263 | 11.3348
2018-10-26 08:00 | 45.43 | 20.7219 | 10.0934 | 59.4792 | 12.4045 | 10.7945 | 14.3275 | 12.8849
2018-10-26 09:00 | 52.013 | 24.3164 | 11.1923 | 58.7005 | 12.9065 | 14.6247 | 16.6527 | 14.4284
2018-10-26 10:00 | 54.9353 | 25.5651 | 10.7938 | 55.2165 | 9.5997 | 12.842 | 18.0458 | 15.198
2018-10-26 11:00 | 60.685 | 28.5451 | 11.2292 | 53.5279 | 9.5125 | 11.9914 | 20.5006 | 15.9188
2018-10-26 12:00 | 68.4351 | 32.7605 | 12.8286 | 53.0922 | 10.8633 | 12.3937 | 22.3599 | 16.8723
2018-10-26 13:00 | 73.2954 | 36.5898 | 14.939 | 53.0285 | 13.0254 | 13.7351 | 25.4124 | 18.258
2018-10-26 14:00 | 75.8101 | 39.3187 | 16.9427 | 52.9516 | 15.2239 | 15.6875 | 27.7476 | 19.389
2018-10-26 15:00 | 77.5321 | 41.1829 | 18.6242 | 52.3755 | 16.8661 | 17.7453 | 29.0791 | 20.0595
2018-10-26 16:00 | 78.2302 | 42.0543 | 19.8431 | 51.5358 | 17.9078 | 19.2776 | 29.7388 | 20.4825
2018-10-26 17:00 | 78.0029 | 41.5385 | 20.3671 | 50.9219 | 18.3215 | 20.0022 | 30.0427 | 20.7537
2018-10-26 18:00 | 74.296 | 38.7908 | 19.859 | 50.25 | 18.1057 | 19.8136 | 29.7393 | 20.6887
2018-10-26 19:00 | 68.7321 | 35.266 | 18.4818 | 49.7856 | 17.2938 | 19.0405 | 29.0297 | 20.3088
2018-10-26 20:00 | 61.9403 | 31.5274 | 16.1533 | 48.1842 | 15.6119 | 17.1462 | 27.3718 | 19.4337
2018-10-26 21:00 | 57.9145 | 29.1724 | 14.5898 | 47.4097 | 17.2317 | 15.8938 | 25.1915 | 18.1625
2018-10-26 22:00 | 54.0568 | 26.4981 | 12.6772 | 48.4436 | 16.1786 | 13.9616 | 22.1521 | 15.8512
2018-10-26 23:00 | 50.4931 | 24.7798 | 11.5058 | 51.1969 | 15.4994 | 13.0169 | 19.6643 | 12.8943
2018-10-27 | 48.1009 | 23.588 | 10.7019 | 54.4517 | 14.9419 | 12.5084 | 16.9284 | 9.2671
2018-10-27 01:00 | 46.3912 | 22.7615 | 10.1085 | 57.7202 | 14.4094 | 12.1291 | 13.7427 | 6.3148
2018-10-27 02:00 | 45.2352 | 22.2242 | 9.6581 | 59.8063 | 13.7867 | 11.9458 | 11.1106 | 4.7879
2018-10-27 03:00 | 41.5236 | 20.4879 | 8.5495 | 60.0248 | 13.252 | 11.737 | 6.8632 | 3.7423
2018-10-27 04:00 | 40.371 | 20.4399 | 8.5499 | 61.2798 | 12.873 | 11.7596 | 6.6687 | 3.6064
2018-10-27 05:00 | 39.501 | 20.256 | 8.5917 | 61.4529 | 12.6317 | 11.8532 | 6.9526 | 3.8772
2018-10-27 06:00 | 39.0466 | 19.8801 | 8.731 | 60.4007 | 12.5306 | 12.0654 | 7.5776 | 4.5151
2018-10-27 07:00 | 38.4101 | 19.7058 | 8.8598 | 59.861 | 12.5363 | 12.2893 | 8.6499 | 5.3504
2018-10-27 08:00 | 35.9864 | 18.0837 | 8.7266 | 58.6133 | 12.2912 | 10.6026 | 9.8587 | 6.7617
2018-10-27 09:00 | 38.3873 | 19.8917 | 9.2999 | 57.5326 | 12.7764 | 13.9038 | 12.1205 | 8.1564
2018-10-27 10:00 | 37.88 | 19.1672 | 8.5551 | 54.4096 | 9.531 | 12.0103 | 13.494 | 9.186
2018-10-27 11:00 | 40.1883 | 19.8848 | 8.2587 | 53.3367 | 9.4901 | 10.9112 | 15.8077 | 10.2071
2018-10-27 12:00 | 44.8413 | 21.9751 | 8.8388 | 52.7802 | 10.8414 | 10.748 | 17.9221 | 11.7251
2018-10-27 13:00 | 48.2036 | 24.1673 | 9.8502 | 52.8141 | 12.9918 | 11.4904 | 21.6118 | 14.0629
2018-10-27 14:00 | 50.5604 | 26.2456 | 11.1187 | 53.1869 | 15.2427 | 12.9799 | 25.4033 | 16.6672
2018-10-27 15:00 | 52.5713 | 28.0118 | 12.4402 | 52.8396 | 17.005 | 14.8823 | 28.2315 | 18.6604
2018-10-27 16:00 | 54.2585 | 29.2756 | 13.4958 | 51.9494 | 18.0689 | 16.691 | 29.585 | 19.8128
2018-10-27 17:00 | 55.3705 | 30.1181 | 14.2372 | 51.3952 | 18.4322 | 17.9485 | 29.8938 | 20.4269
2018-10-27 18:00 | 55.7548 | 30.2109 | 14.4282 | 50.9278 | 18.1807 | 18.5214 | 29.5787 | 20.495
2018-10-27 19:00 | 53.6802 | 28.843 | 13.6844 | 49.6608 | 17.3221 | 18.1225 | 28.5165 | 20.2199
2018-10-27 20:00 | 49.7045 | 26.2951 | 11.8612 | 47.0641 | 15.72 | 16.1901 | 26.3852 | 19.4255
2018-10-27 21:00 | 48.7138 | 25.3505 | 11.0926 | 47.2459 | 17.1966 | 15.1951 | 24.086 | 18.3831
2018-10-27 22:00 | 47.2629 | 24.1339 | 10.0445 | 48.9647 | 16.2373 | 13.7384 | 21.0345 | 16.6137
2018-10-27 23:00 | 46.223 | 23.2182 | 9.4491 | 51.1259 | 15.6073 | 12.8546 | 17.4126 | 14.0575
2018-10-28 | 45.1763 | 22.3583 | 9.0627 | 53.7946 | 15.02 | 12.3938 | 13.4415 | 10.6639
2018-10-28 01:00 | 43.9573 | 21.7475 | 8.8415 | 56.9699 | 14.472 | 12.1281 | 9.967 | 7.2922
2018-10-28 02:00 | 41.9433 | 20.6773 | 8.7412 | 59.2447 | 13.8636 | 12.0097 | 7.911 | 4.8497
2018-10-28 03:00 | 43.1932 | 21.0977 | 8.6528 | 60.1243 | 13.2795 | 11.839 | 6.7773 | 3.7558
2018-10-28 04:00 | 43.0053 | 21.0181 | 8.6223 | 61.2661 | 12.8352 | 11.8026 | 6.5977 | 3.5827
2018-10-28 05:00 | 42.3786 | 20.9208 | 8.629 | 61.2894 | 12.5307 | 11.7995 | 6.9103 | 3.8484
2018-10-28 06:00 | 41.7114 | 20.6347 | 8.6784 | 60.2967 | 12.3917 | 11.8626 | 7.5389 | 4.4759
2018-10-28 07:00 | 40.7709 | 20.5116 | 8.7598 | 59.5984 | 12.3977 | 11.9609 | 8.6188 | 5.3284
2018-10-28 08:00 | 40.0062 | 20.3246 | 8.9524 | 58.6763 | 12.471 | 12.2204 | 10.1761 | 6.6504
2018-10-28 09:00 | 40.4133 | 20.4067 | 9.3244 | 57.4286 | 12.6368 | 12.7653 | 12.0876 | 8.0854
2018-10-28 10:00 | 36.6098 | 17.6086 | 8.1336 | 53.8658 | 8.9406 | 9.3853 | 13.077 | 9.0538
2018-10-28 11:00 | 40.6296 | 19.7724 | 8.103 | 52.4738 | 9.082 | 11.7989 | 15.7299 | 10.1456
2018-10-28 12:00 | 44.8929 | 21.467 | 8.549 | 51.926 | 10.2906 | 10.7474 | 17.6704 | 11.5872
2018-10-28 13:00 | 47.9593 | 23.4032 | 9.3434 | 52.1749 | 12.2099 | 11.2957 | 20.9354 | 13.8505
2018-10-28 14:00 | 49.7206 | 25.0433 | 10.379 | 52.4246 | 14.2237 | 12.5772 | 24.498 | 16.3894
2018-10-28 15:00 | 51.9187 | 26.8143 | 11.5925 | 51.9315 | 15.761 | 14.3661 | 27.5411 | 18.3678
2018-10-28 16:00 | 53.1572 | 27.85 | 12.6077 | 50.4482 | 16.5174 | 16.0739 | 28.9434 | 19.4634
2018-10-28 17:00 | 52.744 | 27.7499 | 13.0375 | 48.1037 | 16.3541 | 16.8697 | 28.8553 | 19.8801
2018-10-28 18:00 | 51.9527 | 27.3333 | 12.9726 | 46.9604 | 15.8605 | 16.8946 | 28.2473 | 19.8163
2018-10-28 19:00 | 50.2679 | 26.2274 | 12.1092 | 45.949 | 15.1252 | 16.1307 | 27.186 | 19.5191
2018-10-28 20:00 | 47.4585 | 24.3785 | 10.5201 | 44.3284 | 13.9971 | 14.3575 | 25.349 | 18.8067
2018-10-28 21:00 | 47.1234 | 23.9447 | 10.2241 | 45.9365 | 16.196 | 13.9521 | 23.3904 | 17.9221
2018-10-28 22:00 | 45.9253 | 22.8206 | 9.4565 | 48.2434 | 15.49 | 12.9754 | 20.3346 | 16.1943
2018-10-28 23:00 | 45.5768 | 22.3727 | 9.2165 | 51.7999 | 15.0241 | 12.6423 | 17.0753 | 13.8278
2018-10-29 | 45.075 | 22.0419 | 9.0661 | 54.9991 | 14.6249 | 12.4665 | 13.5066 | 10.6317
2018-10-29 01:00 | 43.7344 | 21.4129 | 8.9412 | 58.0815 | 14.2336 | 12.3146 | 10.2069 | 7.3742
2018-10-29 02:00 | 41.6257 | 20.3739 | 8.9071 | 60.1856 | 13.7147 | 12.2605 | 7.9174 | 4.9803
2018-10-29 03:00 | 45.7975 | 22.4405 | 9.6019 | 61.1877 | 13.2202 | 12.1182 | 9.6989 | 7.0398
2018-10-29 04:00 | 44.8108 | 22.0295 | 9.5739 | 62.3743 | 12.8463 | 12.1876 | 9.0524 | 8.2572
2018-10-29 05:00 | 44.548 | 21.9282 | 9.7453 | 62.896 | 12.5988 | 12.4484 | 9.8677 | 9.0477
2018-10-29 06:00 | 45.0802 | 21.9843 | 9.8475 | 62.0874 | 12.4863 | 12.5659 | 11.226 | 10.0063
2018-10-29 07:00 | 46.9071 | 22.4401 | 10.0286 | 61.2525 | 12.4778 | 12.7271 | 12.835 | 11.3453
2018-10-29 08:00 | 47.4118 | 21.3954 | 10.2183 | 59.9732 | 12.2309 | 10.9973 | 14.3097 | 12.4311
2018-10-29 09:00 | 53.8007 | 25.0465 | 11.1043 | 58.3912 | 12.6695 | 14.3717 | 16.6364 | 13.8679
2018-10-29 10:00 | 56.5658 | 26.2777 | 10.7875 | 55.1495 | 9.4225 | 12.414 | 18.0909 | 14.7506
2018-10-29 11:00 | 62.0512 | 28.8531 | 11.3044 | 52.7495 | 9.1703 | 12.0967 | 20.5679 | 15.756
2018-10-29 12:00 | 67.9524 | 32.1313 | 12.5128 | 51.6901 | 10.2001 | 12.5284 | 22.3179 | 16.775
2018-10-29 13:00 | 71.46 | 34.7902 | 13.9636 | 50.5247 | 11.6877 | 13.3164 | 24.3925 | 17.82
2018-10-29 14:00 | 73.3108 | 36.7251 | 15.4869 | 49.6557 | 13.2946 | 14.5356 | 26.0883 | 18.6351
2018-10-29 15:00 | 74.4496 | 38.1597 | 16.8319 | 48.9551 | 14.4764 | 16.0836 | 27.2651 | 19.1217
2018-10-29 16:00 | 74.3902 | 38.4168 | 17.6884 | 47.504 | 15.0222 | 17.1476 | 27.6372 | 19.3746
2018-10-29 17:00 | 72.8875 | 37.1721 | 17.6811 | 45.8652 | 15.0332 | 16.9831 | 27.5638 | 19.4337
2018-10-29 18:00 | 69.1464 | 34.469 | 16.8778 | 44.833 | 14.6315 | 16.1939 | 27.1065 | 19.2586
2018-10-29 19:00 | 63.5971 | 30.9171 | 15.1547 | 43.9342 | 13.9239 | 14.918 | 25.928 | 18.7411
2018-10-29 20:00 | 57.7453 | 27.6872 | 13.2283 | 42.3993 | 13.2449 | 13.6507 | 24.2365 | 17.9305
2018-10-29 21:00 | 54.6825 | 26.3075 | 12.6342 | 43.526 | 15.3341 | 13.7032 | 22.7607 | 16.9789
2018-10-29 22:00 | 51.3059 | 24.6744 | 11.6721 | 46.5099 | 14.777 | 13.1015 | 20.9064 | 15.1747
2018-10-29 23:00 | 48.8225 | 23.5608 | 11.153 | 49.8978 | 14.4381 | 13.1549 | 18.9679 | 12.5115
2018-10-30 | 47.2521 | 22.8096 | 11.003 | 53.7947 | 14.0944 | 13.7537 | 16.5203 | 9.0983
2018-10-30 01:00 | 45.448 | 22.1883 | 10.7351 | 57.8526 | 13.8125 | 13.8436 | 13.5814 | 6.3459
2018-10-30 02:00 | 44.8126 | 22.0248 | 10.776 | 61.0631 | 13.4947 | 14.4259 | 10.9578 | 4.9844
2018-10-30 03:00 | 44.5058 | 22.0021 | 10.7852 | 62.4651 | 13.1867 | 14.6443 | 9.7287 | 6.9851
2018-10-30 04:00 | 43.5849 | 21.8101 | 10.5632 | 63.6617 | 12.9376 | 14.3096 | 9.0778 | 8.2259
2018-10-30 05:00 | 42.9633 | 21.5909 | 10.455 | 63.5106 | 12.7468 | 14.0971 | 9.9166 | 9.0322
2018-10-30 06:00 | 43.5777 | 21.7214 | 10.5751 | 62.7948 | 12.7222 | 14.175 | 11.302 | 9.9884
2018-10-30 07:00 | 45.4255 | 22.2884 | 11.0019 | 62.2723 | 12.829 | 14.6917 | 12.9244 | 11.3324
2018-10-30 08:00 | 45.873 | 21.3164 | 10.892 | 60.7047 | 12.6577 | 11.2653 | 14.3502 | 12.7111
2018-10-30 09:00 | 52.5844 | 25.0616 | 11.8928 | 59.5594 | 13.2109 | 16.085 | 16.7487 | 14.1592
2018-10-30 10:00 | 55.8848 | 26.4104 | 11.507 | 56.2144 | 10.1119 | 14.0402 | 18.2673 | 15.0313
2018-10-30 11:00 | 61.3043 | 28.8835 | 11.5913 | 54.0561 | 9.4705 | 12.8642 | 20.6423 | 15.8829
2018-10-30 12:00 | 67.8307 | 32.2153 | 12.5647 | 52.9826 | 10.1638 | 12.5663 | 22.1678 | 16.6756
2018-10-30 13:00 | 72.0001 | 34.9009 | 13.9364 | 51.946 | 11.5066 | 13.0129 | 24.1212 | 17.5455
2018-10-30 14:00 | 73.7509 | 36.715 | 15.2682 | 50.9777 | 13.1753 | 13.8091 | 25.56 | 18.2402
2018-10-30 15:00 | 74.3829 | 37.8901 | 16.3898 | 49.2488 | 14.2954 | 14.7403 | 26.3916 | 18.6123
2018-10-30 16:00 | 74.451 | 38.479 | 17.314 | 47.6328 | 14.8711 | 15.6426 | 26.9836 | 18.943
2018-10-30 17:00 | 73.2726 | 37.4789 | 17.574 | 46.0687 | 15.0638 | 15.9733 | 27.0808 | 19.1083
2018-10-30 18:00 | 69.9804 | 34.9856 | 17.055 | 45.4523 | 14.8332 | 15.7041 | 26.839 | 19.0535
2018-10-30 19:00 | 64.748 | 31.8411 | 15.7836 | 45.016 | 14.1869 | 14.9688 | 26.3283 | 18.7518
2018-10-30 20:00 | 58.5085 | 28.365 | 13.7664 | 43.5029 | 13.4482 | 13.633 | 24.791 | 17.9669
2018-10-30 21:00 | 54.6863 | 26.4212 | 12.7521 | 43.7671 | 15.3398 | 13.385 | 22.9331 | 16.898
2018-10-30 22:00 | 50.6781 | 24.5005 | 11.5631 | 46.0631 | 14.7052 | 12.7022 | 20.8522 | 15.1076
2018-10-30 23:00 | 46.6388 | 22.9409 | 10.797 | 49.3028 | 14.3594 | 12.4098 | 18.9053 | 12.5436
2018-10-31 | 43.2344 | 21.7631 | 10.2991 | 53.1201 | 14.0404 | 12.3012 | 16.5338 | 9.2593
2018-10-31 01:00 | 41.1606 | 21.0895 | 9.9498 | 56.9905 | 13.8215 | 12.2531 | 13.6914 | 6.603
2018-10-31 02:00 | 40.9116 | 20.8578 | 9.8607 | 59.7931 | 13.5762 | 12.6684 | 10.8778 | 5.4893
2018-10-31 03:00 | 38.0172 | 19.806 | 9.1947 | 60.9974 | 13.2985 | 13.0219 | 9.6854 | 7.0181
2018-10-31 04:00 | 37.9715 | 19.8267 | 9.4323 | 62.7932 | 13.0758 | 13.4334 | 9.1174 | 8.2742
2018-10-31 05:00 | 38.0446 | 19.8313 | 9.6798 | 63.3435 | 12.9439 | 13.8771 | 9.9762 | 9.1084
2018-10-31 06:00 | 38.717 | 20.0923 | 10.0293 | 62.6427 | 12.9936 | 14.4309 | 11.3783 | 10.0747
2018-10-31 07:00 | 39.7 | 20.2961 | 10.4765 | 62.5835 | 13.1166 | 15.1926 | 13.0354 | 11.423
2018-10-31 08:00 | 37.2534 | 18.3368 | 10.1642 | 60.7512 | 12.844 | 11.2749 | 14.4094 | 13.4033
2018-10-31 09:00 | 41.0544 | 20.9565 | 11.0758 | 60.0435 | 13.4765 | 17.4103 | 16.9056 | 14.9622
2018-10-31 10:00 | 40.8966 | 20.5661 | 10.3713 | 56.6515 | 10.4326 | 15.6215 | 18.3763 | 15.8598
2018-10-31 11:00 | 39.7209 | 20.2192 | 9.3043 | 53.9872 | 9.7743 | 13.6542 | 20.5704 | 16.3036
2018-10-31 12:00 | 44.4561 | 21.7948 | 9.3463 | 52.9114 | 10.5218 | 12.8893 | 22.1602 | 16.778
2018-10-31 13:00 | 48.2678 | 23.7751 | 10.0335 | 51.8252 | 11.8903 | 13.2963 | 24.1704 | 17.5839
2018-10-31 14:00 | 50.519 | 25.5177 | 10.8419 | 50.9555 | 13.4132 | 14.1972 | 26.1519 | 18.3504
2018-10-31 15:00 | 51.3732 | 26.6721 | 11.6067 | 49.6553 | 14.4681 | 15.098 | 26.9608 | 18.7316
2018-10-31 16:00 | 51.7645 | 27.4122 | 12.2664 | 47.7677 | 15.0311 | 15.7741 | 27.0884 | 18.9435
2018-10-31 17:00 | 53.0887 | 28.0679 | 12.775 | 46.5998 | 15.2168 | 15.9646 | 27.1402 | 19.1067
2018-10-31 18:00 | 52.6919 | 27.605 | 12.6891 | 45.5907 | 14.89 | 15.6092 | 26.8729 | 19.0369
2018-10-31 19:00 | 50.0863 | 25.9095 | 11.7952 | 44.6205 | 14.0842 | 14.7986 | 26.2571 | 18.6954
2018-10-31 20:00 | 46.557 | 23.7678 | 10.3645 | 43.1453 | 13.3415 | 13.5882 | 24.7179 | 17.9147
2018-10-31 21:00 | 45.0471 | 22.9861 | 10.0357 | 44.105 | 15.4228 | 13.5085 | 23.1235 | 16.9592
2018-10-31 22:00 | 43.0889 | 21.8838 | 9.2899 | 46.0373 | 14.8015 | 12.6803 | 21.1054 | 15.1959
2018-10-31 23:00 | 41.0884 | 21.199 | 9.0251 | 49.0093 | 14.3647 | 12.4128 | 19.0381 | 12.627
2018-11-01 | 40.5925 | 20.6848 | 9.0437 | 52.7526 | 14.0194 | 12.5971 | 16.6753 | 9.4163
2018-11-01 01:00 | 39.7574 | 20.0805 | 9.1452 | 56.7503 | 13.6976 | 12.8074 | 13.8901 | 6.8309
2018-11-01 02:00 | 37.9667 | 19.2233 | 9.2614 | 59.4715 | 13.3512 | 13.1018 | 10.7876 | 5.6062
2018-11-01 03:00 | 41.5648 | 20.7647 | 9.9758 | 60.7435 | 13.0057 | 13.214 | 9.5813 | 6.9565
2018-11-01 04:00 | 41.4167 | 20.734 | 10.211 | 62.4891 | 12.7864 | 13.824 | 8.9874 | 8.2287
2018-11-01 05:00 | 41.7227 | 20.8351 | 10.3558 | 62.8162 | 12.645 | 14.1554 | 9.8444 | 9.0558
2018-11-01 06:00 | 42.8501 | 21.0942 | 10.6205 | 62.31 | 12.6624 | 14.5593 | 11.2377 | 10.0098
2018-11-01 07:00 | 45.3456 | 21.6894 | 11.115 | 62.1543 | 12.825 | 15.1858 | 12.9012 | 11.361
2018-11-01 08:00 | 46.1702 | 20.6494 | 11.2571 | 60.9929 | 12.7319 | 11.2571 | 14.3822 | 13.5538
2018-11-01 09:00 | 53.6193 | 24.7876 | 12.4722 | 60.2565 | 13.3249 | 18.1114 | 16.7793 | 15.067
2018-11-01 10:00 | 56.367 | 25.9423 | 11.9577 | 56.4782 | 10.1053 | 15.7302 | 18.1842 | 15.7334
2018-11-01 11:00 | 60.418 | 28.2754 | 11.6525 | 53.2565 | 9.2837 | 13.7352 | 20.3683 | 16.2016
2018-11-01 12:00 | 66.0986 | 31.8533 | 12.5616 | 52.659 | 10.1367 | 12.9203 | 22.1708 | 16.8065
2018-11-01 13:00 | 72.0693 | 35.5921 | 14.214 | 52.4759 | 11.7297 | 13.3344 | 24.5631 | 17.7998
2018-11-01 14:00 | 75.5668 | 38.5099 | 15.9764 | 52.3538 | 13.4425 | 14.4808 | 26.5582 | 18.7277
2018-11-01 15:00 | 77.6662 | 40.5975 | 17.458 | 51.8243 | 14.7357 | 15.6915 | 27.7909 | 19.2704
2018-11-01 16:00 | 77.34 | 41.1793 | 18.5157 | 50.2763 | 15.4618 | 16.6781 | 28.3485 | 19.6345
2018-11-01 17:00 | 75.7148 | 39.9963 | 18.8359 | 48.6413 | 15.6461 | 17.0614 | 28.333 | 19.8439
2018-11-01 18:00 | 72.5601 | 37.3189 | 18.2482 | 47.9449 | 15.3605 | 16.7408 | 27.9932 | 19.7635
2018-11-01 19:00 | 67.0436 | 33.9156 | 16.8614 | 47.479 | 14.6997 | 15.902 | 27.3413 | 19.3848
2018-11-01 20:00 | 60.2812 | 30.1762 | 14.78 | 45.7476 | 13.9831 | 14.5799 | 25.6967 | 18.5608
2018-11-01 21:00 | 56.4768 | 28.0121 | 13.5396 | 45.747 | 15.9243 | 14.167 | 23.7005 | 17.4173
2018-11-01 22:00 | 52.2217 | 25.5439 | 12.0034 | 47.1828 | 15.1509 | 13.0558 | 21.2733 | 15.3925
2018-11-01 23:00 | 48.8164 | 23.9025 | 11.0272 | 49.7822 | 14.6719 | 12.488 | 19.1535 | 12.6366
2018-11-02 | 46.6026 | 22.8906 | 10.4067 | 53.0457 | 14.3104 | 12.2494 | 16.684 | 9.2002
2018-11-02 01:00 | 44.1366 | 21.9996 | 9.9383 | 56.8454 | 13.9821 | 12.0636 | 13.7424 | 6.4778
2018-11-02 02:00 | 42.8491 | 21.5402 | 9.61 | 59.2782 | 13.5478 | 12.0854 | 10.8665 | 5.0674
2018-11-02 03:00 | 41.4924 | 21.1509 | 9.4632 | 60.2726 | 13.1117 | 12.1519 | 9.6039 | 6.9579
2018-11-02 04:00 | 40.9952 | 20.9953 | 9.4927 | 61.8277 | 12.7864 | 12.4177 | 8.9675 | 8.2
2018-11-02 05:00 | 40.9468 | 20.9259 | 9.5904 | 62.1863 | 12.5883 | 12.6622 | 9.8142 | 9.0145
2018-11-02 06:00 | 41.9217 | 21.0222 | 9.8713 | 61.4398 | 12.5845 | 13.1229 | 11.2052 | 9.9754
2018-11-02 07:00 | 44.1751 | 21.5488 | 10.2593 | 61.261 | 12.6902 | 13.5811 | 12.8308 | 11.3218
2018-11-02 08:00 | 45.076 | 20.6529 | 10.4165 | 59.9046 | 12.5275 | 10.9048 | 14.3271 | 13.0353
2018-11-02 09:00 | 51.7033 | 24.3506 | 11.5823 | 59.1284 | 13.0918 | 15.8238 | 16.6705 | 14.5649
2018-11-02 10:00 | 54.7649 | 25.6178 | 11.3141 | 55.7512 | 10.1295 | 14.1846 | 18.1287 | 15.4412
2018-11-02 11:00 | 59.985 | 28.2694 | 11.3662 | 53.7665 | 9.3901 | 12.7711 | 20.4167 | 16.0206
2018-11-02 12:00 | 68.151 | 32.6711 | 12.7425 | 53.886 | 10.5074 | 12.5128 | 22.3443 | 16.7868
2018-11-02 13:00 | 73.6596 | 36.6361 | 14.7225 | 54.0496 | 12.3893 | 13.496 | 25.2198 | 18.0491
2018-11-02 14:00 | 76.5429 | 39.6301 | 16.7273 | 54.1185 | 14.5518 | 15.1398 | 27.5256 | 19.1876
2018-11-02 15:00 | 78.2143 | 41.7024 | 18.4751 | 53.5126 | 16.1724 | 16.9314 | 28.8973 | 19.862
2018-11-02 16:00 | 78.2828 | 42.4395 | 19.6277 | 51.8754 | 17.0471 | 18.2373 | 29.5168 | 20.2358
2018-11-02 17:00 | 77.7209 | 41.6555 | 20.0125 | 50.9954 | 17.3251 | 18.862 | 29.7924 | 20.4826
2018-11-02 18:00 | 74.5692 | 39.0105 | 19.5145 | 50.4254 | 17.1491 | 18.7966 | 29.736 | 20.493
2018-11-02 19:00 | 67.9086 | 35.0119 | 18.0239 | 48.9139 | 16.2375 | 17.9441 | 28.8416 | 20.0762
2018-11-02 20:00 | 60.4341 | 30.7081 | 15.5377 | 46.3456 | 14.974 | 15.9004 | 26.8456 | 19.0717
2018-11-02 21:00 | 57.0806 | 28.4384 | 14.0164 | 46.3113 | 16.4789 | 14.8675 | 24.8966 | 17.8306
2018-11-02 22:00 | 53.594 | 26.2188 | 12.4027 | 48.0697 | 15.6626 | 13.6023 | 22.3241 | 15.7539
2018-11-02 23:00 | 50.5712 | 24.5977 | 11.3245 | 50.6021 | 15.108 | 12.8014 | 19.8162 | 12.8257
2018-11-03 | 47.8004 | 23.1911 | 10.5605 | 53.6035 | 14.6164 | 12.3549 | 16.898 | 9.1934
2018-11-03 01:00 | 45.6615 | 22.2195 | 9.996 | 57.0248 | 14.2018 | 12.0705 | 13.7378 | 6.3302
2018-11-03 02:00 | 44.6614 | 21.768 | 9.6139 | 59.4273 | 13.7188 | 11.9751 | 11.0364 | 4.8128
2018-11-03 03:00 | 40.5071 | 20.0362 | 8.5838 | 59.8422 | 13.2479 | 11.8185 | 6.8164 | 3.7207
2018-11-03 04:00 | 39.6269 | 19.8182 | 8.6265 | 61.1797 | 12.8908 | 11.897 | 6.6076 | 3.5692
2018-11-03 05:00 | 38.9169 | 19.5867 | 8.7195 | 61.5579 | 12.6309 | 12.0332 | 6.9063 | 3.8373
2018-11-03 06:00 | 37.9679 | 19.4807 | 8.9044 | 60.7524 | 12.563 | 12.3021 | 7.5605 | 4.4777
2018-11-03 07:00 | 37.705 | 19.5571 | 9.0512 | 60.3377 | 12.6161 | 12.5449 | 8.6504 | 5.3179
2018-11-03 08:00 | 35.5645 | 17.9919 | 8.9782 | 59.1307 | 12.4086 | 10.6908 | 9.8707 | 6.8248
2018-11-03 09:00 | 38.1291 | 19.9526 | 9.6112 | 58.0534 | 12.911 | 14.4322 | 12.1487 | 8.1935
2018-11-03 10:00 | 37.6514 | 19.3943 | 8.9956 | 55.0185 | 10.0472 | 12.7513 | 13.6055 | 9.282
2018-11-03 11:00 | 39.0931 | 19.6229 | 8.3939 | 53.385 | 9.3784 | 11.2171 | 15.7599 | 10.2812
2018-11-03 12:00 | 44.7519 | 21.8722 | 8.8636 | 53.6449 | 10.5916 | 10.7244 | 17.8651 | 11.682
2018-11-03 13:00 | 48.4812 | 24.1886 | 9.832 | 54.4397 | 12.5218 | 11.2676 | 21.3709 | 13.9006
2018-11-03 14:00 | 50.9648 | 26.4347 | 11.0904 | 54.4837 | 14.6166 | 12.5142 | 25.0559 | 16.4659
2018-11-03 15:00 | 52.5909 | 28.0076 | 12.2607 | 53.2806 | 16.1105 | 14.0058 | 27.4872 | 18.2915
2018-11-03 16:00 | 53.6545 | 29.0356 | 13.1908 | 52.0756 | 16.9 | 15.3964 | 28.7046 | 19.3438
2018-11-03 17:00 | 53.9143 | 29.5864 | 13.6764 | 50.6392 | 17.0757 | 16.2099 | 28.8702 | 19.8633
2018-11-03 18:00 | 54.184 | 29.7102 | 13.7906 | 50.367 | 16.9026 | 16.6882 | 28.566 | 19.929
2018-11-03 19:00 | 51.6052 | 28.0642 | 12.7921 | 48.6379 | 15.9325 | 16.1104 | 27.6391 | 19.6047
2018-11-03 20:00 | 47.8398 | 25.6379 | 11.1155 | 46.4223 | 14.8216 | 14.5123 | 25.8818 | 18.8808
2018-11-03 21:00 | 46.6385 | 24.342 | 10.382 | 46.0462 | 16.4317 | 13.8712 | 23.4423 | 17.8395
2018-11-03 22:00 | 44.9837 | 22.9013 | 9.4854 | 47.3844 | 15.6286 | 12.8777 | 20.2713 | 16.1016
2018-11-03 23:00 | 43.773 | 21.9824 | 9.0723 | 49.9519 | 15.0898 | 12.3438 | 16.7789 | 13.6519
2018-11-04 | 42.3997 | 21.172 | 8.8184 | 53.0697 | 14.5836 | 12.0167 | 13.1797 | 10.4623
2018-11-04 01:00 | 41.3973 | 20.6656 | 8.7134 | 56.5889 | 14.1951 | 11.9192 | 9.9459 | 7.2708
2018-11-04 02:00 | 38.5199 | 19.3413 | 8.6805 | 59.0074 | 13.7251 | 11.8597 | 7.739 | 5.077
2018-11-04 03:00 | 39.6093 | 19.9419 | 8.6514 | 59.8417 | 13.2479 | 11.7734 | 6.6823 | 3.691
2018-11-04 04:00 | 38.8497 | 19.9097 | 8.7884 | 61.5583 | 12.8897 | 11.9822 | 6.5486 | 3.5655
2018-11-04 05:00 | 38.2366 | 19.7912 | 9.0026 | 62.0516 | 12.6659 | 12.3605 | 6.8814 | 3.8551
2018-11-04 06:00 | 38.3055 | 19.7602 | 9.3166 | 62.211 | 12.6375 | 12.8563 | 7.5504 | 4.488
2018-11-04 07:00 | 38.3426 | 19.7753 | 9.4522 | 61.8266 | 12.685 | 13.0784 | 8.6352 | 5.3254
2018-11-04 08:00 | 38.4266 | 19.9161 | 9.6139 | 60.8079 | 12.8128 | 13.3449 | 10.2053 | 7.0072
2018-11-04 09:00 | 38.5068 | 20.0596 | 9.9043 | 59.2911 | 13.0436 | 13.8128 | 12.1179 | 8.3402
2018-11-04 10:00 | 33.9463 | 17.1387 | 8.8757 | 55.6192 | 9.9216 | 9.8009 | 13.1788 | 9.392
2018-11-04 11:00 | 37.8641 | 19.2098 | 8.5357 | 52.8342 | 9.2124 | 12.8452 | 15.6833 | 10.4212
2018-11-04 12:00 | 41.9983 | 20.6275 | 8.5175 | 51.3955 | 9.8677 | 10.8791 | 17.6391 | 11.6856
2018-11-04 13:00 | 44.6571 | 21.9813 | 8.8826 | 50.0336 | 11.14 | 10.6485 | 20.6144 | 13.5659
2018-11-04 14:00 | 46.6655 | 23.3287 | 9.5633 | 49.9536 | 12.8628 | 11.2387 | 23.7123 | 15.8087
2018-11-04 15:00 | 47.9612 | 24.5762 | 10.4186 | 48.8681 | 14.2562 | 12.2684 | 26.1643 | 17.5728
2018-11-04 16:00 | 48.9497 | 25.6385 | 11.285 | 47.4376 | 15.1805 | 13.5079 | 27.6033 | 18.6828
2018-11-04 17:00 | 49.788 | 26.4331 | 11.9815 | 46.3826 | 15.6379 | 14.6901 | 28.1369 | 19.3747
2018-11-04 18:00 | 49.9706 | 26.5804 | 12.3285 | 46.2539 | 15.4841 | 15.3683 | 27.8612 | 19.4928
2018-11-04 19:00 | 48.4592 | 25.529 | 11.7703 | 45.3508 | 14.6817 | 15.0609 | 26.8601 | 19.2189
2018-11-04 20:00 | 46.3384 | 23.9505 | 10.4663 | 43.8697 | 13.9755 | 13.7599 | 25.239 | 18.614
2018-11-04 21:00 | 46.227 | 23.3605 | 9.9192 | 45.2054 | 15.768 | 13.2517 | 23.1953 | 17.6396
2018-11-04 22:00 | 45.0791 | 22.2625 | 9.2212 | 47.9135 | 15.0998 | 12.5483 | 20.1897 | 15.9662
2018-11-04 23:00 | 44.7283 | 21.9822 | 9.0396 | 51.1136 | 14.726 | 12.3151 | 17.069 | 13.6873
2018-11-05 | 44.6108 | 21.9747 | 8.9172 | 54.5244 | 14.3721 | 12.1647 | 13.5411 | 10.5451
2018-11-05 01:00 | 43.5286 | 21.3804 | 8.8789 | 58.2894 | 14.0256 | 12.1452 | 10.2286 | 7.362
2018-11-05 02:00 | 41.5636 | 20.4311 | 8.9116 | 60.8443 | 13.6428 | 12.2309 | 7.9733 | 5.0496
2018-11-05 03:00 | 45.5151 | 22.5503 | 9.7197 | 62.3496 | 13.2531 | 12.2419 | 9.7991 | 7.0673
2018-11-05 04:00 | 44.9689 | 22.2924 | 9.8079 | 62.7868 | 13.2006 | 12.3636 | 9.6844 | 7.0698
2018-11-05 05:00 | 44.8252 | 22.2391 | 9.7875 | 63.748 | 12.9404 | 12.4584 | 9.0991 | 8.2648
2018-11-05 06:00 | 44.5787 | 22.0288 | 9.8197 | 63.5557 | 12.6987 | 12.547 | 9.9527 | 9.0639
2018-11-05 07:00 | 45.1942 | 22.017 | 9.9484 | 62.4682 | 12.6398 | 12.6907 | 11.3402 | 10.0233
2018-11-05 08:00 | 46.9347 | 22.44 | 10.2141 | 61.8699 | 12.7151 | 12.8448 | 12.9362 | 11.3597
2018-11-05 09:00 | 47.3545 | 21.2388 | 10.3378 | 60.3947 | 12.5462 | 10.9453 | 14.3751 | 12.627
2018-11-05 10:00 | 52.3492 | 24.0568 | 10.347 | 57.2818 | 10.3765 | 13.0219 | 16.2199 | 13.682
2018-11-05 11:00 | 57.9896 | 26.2881 | 10.4032 | 55.659 | 9.3044 | 11.7885 | 18.2125 | 14.6891
2018-11-05 12:00 | 65.7007 | 30.4272 | 11.6316 | 56.1994 | 10.1434 | 11.9642 | 21.1227 | 15.9434
2018-11-05 13:00 | 71.5927 | 34.5251 | 13.6584 | 56.7124 | 11.7565 | 13.0671 | 23.5784 | 17.3284
2018-11-05 14:00 | 75.1864 | 37.4988 | 15.6613 | 56.3881 | 13.5135 | 14.5928 | 26.0817 | 18.5321
2018-11-05 15:00 | 76.8599 | 39.5146 | 17.3488 | 55.2793 | 14.9449 | 16.2535 | 27.6101 | 19.3476
2018-11-05 16:00 | 77.3029 | 40.521 | 18.4188 | 53.0515 | 15.8211 | 17.5592 | 28.2921 | 19.7004
2018-11-05 17:00 | 76.7883 | 40.4527 | 19.0536 | 50.6103 | 16.0071 | 18.328 | 28.4357 | 19.8296
2018-11-05 18:00 | 74.7713 | 38.6168 | 18.8958 | 47.885 | 15.6131 | 18.1856 | 28.0534 | 19.7566
2018-11-05 19:00 | 69.4957 | 34.7619 | 17.485 | 45.3302 | 14.5825 | 16.7677 | 27.1276 | 19.3589
2018-11-05 20:00 | 62.7571 | 30.4884 | 15.2128 | 42.406 | 13.6541 | 14.7498 | 25.9123 | 18.7005
2018-11-05 21:00 | 58.2725 | 28.0133 | 13.8328 | 42.2496 | 15.4002 | 13.9869 | 24.5404 | 17.9737
2018-11-05 22:00 | 54.5306 | 26.0086 | 12.4507 | 44.1002 | 14.7843 | 13.1165 | 22.7438 | 16.7452
2018-11-05 23:00 | 51.2872 | 24.5357 | 11.5274 | 46.5541 | 14.4744 | 12.6594 | 20.9247 | 15.031
2018-11-06 | 48.0748 | 23.3414 | 10.8347 | 49.4947 | 14.2472 | 12.3975 | 18.994 | 12.4484
2018-11-06 01:00 | 45.2531 | 22.4053 | 10.3436 | 53.3915 | 14.0604 | 12.2806 | 16.5869 | 9.1086
2018-11-06 02:00 | 42.9227 | 21.6619 | 10.0045 | 57.3473 | 13.8803 | 12.2033 | 13.6046 | 6.4354
2018-11-06 03:00 | 41.3512 | 21.33 | 9.8234 | 59.9839 | 13.5663 | 12.3671 | 10.9839 | 5.193
2018-11-06 04:00 | 40.8632 | 21.2186 | 9.802 | 61.3079 | 13.2538 | 12.5058 | 9.7298 | 6.9934
2018-11-06 05:00 | 39.8983 | 21.1807 | 9.9188 | 62.9941 | 13.042 | 12.7503 | 9.0863 | 8.2299
2018-11-06 06:00 | 39.5543 | 21.1962 | 10.0438 | 63.3714 | 12.914 | 12.9654 | 9.9253 | 9.0565
2018-11-06 07:00 | 41.0027 | 21.4457 | 10.2866 | 62.5443 | 12.9559 | 13.3136 | 11.3149 | 10.0167
2018-11-06 08:00 | 43.0634 | 22.0234 | 10.5925 | 62.1462 | 13.1008 | 13.651 | 12.9388 | 11.3616
2018-11-06 09:00 | 44.562 | 21.1318 | 10.9758 | 60.9388 | 13.0125 | 11.1526 | 14.3883 | 13.1927
2018-11-06 10:00 | 49.7296 | 23.9213 | 10.9771 | 57.8689 | 10.9602 | 14.8282 | 16.2823 | 14.2681
2018-11-06 11:00 | 54.1745 | 25.726 | 10.623 | 55.6458 | 9.5475 | 12.6162 | 18.1971 | 15.0093
2018-11-06 12:00 | 63.0835 | 29.4373 | 11.4863 | 55.6179 | 9.9453 | 12.0084 | 20.9102 | 15.8453
2018-11-06 13:00 | 70.0017 | 33.3509 | 13.1337 | 55.4572 | 11.2469 | 12.5389 | 22.8934 | 16.8679
2018-11-06 14:00 | 73.8607 | 36.4241 | 14.9864 | 54.9014 | 13.051 | 13.6771 | 25.3809 | 18.0428
2018-11-06 15:00 | 75.8346 | 38.5398 | 16.5869 | 53.8233 | 14.5399 | 15.1306 | 26.9146 | 18.874
2018-11-06 16:00 | 76.7081 | 39.7771 | 17.7336 | 51.9106 | 15.3352 | 16.3343 | 27.5201 | 19.2276
2018-11-06 17:00 | 76.8482 | 40.0102 | 18.3777 | 49.9871 | 15.5122 | 17.0328 | 27.6824 | 19.3827
2018-11-06 18:00 | 75.2245 | 38.6673 | 18.3311 | 47.8089 | 15.2545 | 17.0718 | 27.6138 | 19.4534
2018-11-06 19:00 | 70.5975 | 35.303 | 17.3608 | 46.0216 | 14.4566 | 16.3688 | 27.2341 | 19.2702
2018-11-06 20:00 | 63.3071 | 30.7777 | 15.2898 | 42.8994 | 13.5797 | 14.7682 | 26.0366 | 18.6368
2018-11-06 21:00 | 58.1334 | 27.8822 | 13.7995 | 41.712 | 15.2204 | 13.8641 | 24.2947 | 17.7953
2018-11-06 22:00 | 53.6387 | 25.4493 | 12.305 | 42.9894 | 14.5618 | 12.9295 | 22.2772 | 16.5514
2018-11-06 23:00 | 50.1487 | 23.8005 | 11.3314 | 45.5846 | 14.2698 | 12.4583 | 20.5856 | 14.9254
2018-11-07 | 46.8684 | 22.5453 | 10.6936 | 49.0618 | 14.0823 | 12.2539 | 18.7646 | 12.4454
2018-11-07 01:00 | 44.0594 | 21.61 | 10.2682 | 53.1231 | 13.8866 | 12.2628 | 16.4267 | 9.2462
2018-11-07 02:00 | 42.0685 | 21.0481 | 9.9731 | 57.2805 | 13.7093 | 12.2883 | 13.5323 | 6.5904
2018-11-07 03:00 | 39.9059 | 20.6739 | 9.8129 | 60.1404 | 13.4452 | 12.4886 | 10.8309 | 5.4245
2018-11-07 04:00 | 36.3269 | 19.5362 | 9.1383 | 61.4236 | 13.1626 | 12.7576 | 9.6072 | 6.9626
2018-11-07 05:00 | 36.4606 | 19.6735 | 9.4972 | 63.1886 | 13.0138 | 13.3471 | 8.9979 | 8.226
2018-11-07 06:00 | 36.9588 | 19.8448 | 9.8567 | 64.0923 | 12.9407 | 13.9693 | 9.8685 | 9.0697
2018-11-07 07:00 | 37.1439 | 20.026 | 10.0555 | 63.1794 | 12.9907 | 14.3032 | 11.2344 | 10.0072
2018-11-07 08:00 | 38.4866 | 20.2936 | 10.431 | 62.6627 | 13.1908 | 14.9354 | 12.8779 | 11.365
2018-11-07 09:00 | 36.8613 | 18.5368 | 10.488 | 61.5853 | 13.1563 | 11.3575 | 14.3956 | 13.5475
2018-11-07 10:00 | 38.9471 | 20.4043 | 10.1991 | 58.4443 | 11.1109 | 16.2369 | 16.2796 | 14.6661
2018-11-07 11:00 | 39.1837 | 20.2015 | 9.0814 | 55.6217 | 9.37 | 13.5966 | 18.1061 | 15.2573
2018-11-07 12:00 | 43.1943 | 21.1866 | 8.7972 | 54.7988 | 9.4806 | 12.284 | 20.6719 | 15.866
2018-11-07 13:00 | 47.3784 | 22.9194 | 9.3493 | 54.2176 | 10.3592 | 12.4487 | 22.4079 | 16.7393
2018-11-07 14:00 | 50.1277 | 24.5332 | 10.2135 | 53.6972 | 11.7885 | 13.3225 | 24.7116 | 17.8178
2018-11-07 15:00 | 51.8333 | 25.9478 | 11.1981 | 52.9227 | 13.3696 | 14.6063 | 26.4644 | 18.6894
2018-11-07 16:00 | 53.3483 | 27.4093 | 12.446 | 52.0165 | 14.5376 | 16.2511 | 27.683 | 19.2409
2018-11-07 17:00 | 53.9402 | 28.1497 | 13.3003 | 50.0656 | 14.7628 | 17.2196 | 27.9188 | 19.4377
2018-11-07 18:00 | 53.8489 | 27.9686 | 13.0686 | 47.2134 | 14.442 | 16.6834 | 27.4352 | 19.377
2018-11-07 19:00 | 51.8208 | 26.4018 | 12.0878 | 44.3022 | 13.6238 | 15.3315 | 26.4747 | 19.0125
2018-11-07 20:00 | 48.0277 | 23.8982 | 10.5463 | 41.0837 | 12.992 | 13.8629 | 25.1195 | 18.3575
2018-11-07 21:00 | 46.3037 | 23.0325 | 10.1178 | 40.8868 | 14.7603 | 13.668 | 23.9455 | 17.7173
2018-11-07 22:00 | 44.2501 | 21.8878 | 9.4313 | 42.8914 | 14.2346 | 13.0262 | 22.2135 | 16.5848
2018-11-07 23:00 | 43.0303 | 21.2256 | 9.0724 | 45.4219 | 14.0571 | 12.6538 | 20.6153 | 14.9773
2018-11-08 | 42.1232 | 20.943 | 8.9765 | 48.8982 | 13.9537 | 12.4854 | 18.8465 | 12.451
2018-11-08 01:00 | 41.9348 | 20.8766 | 9.004 | 52.7143 | 13.8266 | 12.4497 | 16.4777 | 9.1115
2018-11-08 02:00 | 41.2882 | 20.5838 | 9.1329 | 56.8542 | 13.674 | 12.5469 | 13.5333 | 6.3467
2018-11-08 03:00 | 39.2498 | 19.7997 | 9.2436 | 59.8016 | 13.419 | 12.7154 | 10.9039 | 4.9757
2018-11-08 04:00 | 43.0318 | 21.4277 | 10.0095 | 60.9575 | 13.1482 | 12.7504 | 9.6814 | 6.9477
2018-11-08 05:00 | 42.7771 | 21.3906 | 10.1423 | 62.5667 | 12.8694 | 13.0761 | 9.0414 | 8.1997
2018-11-08 06:00 | 42.5781 | 21.3667 | 10.2978 | 62.8607 | 12.6987 | 13.3973 | 9.8836 | 9.0152
2018-11-08 07:00 | 43.4807 | 21.6337 | 10.6552 | 62.4572 | 12.6941 | 13.954 | 11.2618 | 9.9723
2018-11-08 08:00 | 45.4953 | 22.2508 | 11.0211 | 62.1497 | 12.8363 | 14.3134 | 12.895 | 11.308
2018-11-08 09:00 | 45.1444 | 21.1008 | 11.1377 | 60.6705 | 12.8323 | 11.1752 | 14.353 | 13.0074
2018-11-08 10:00 | 50.4465 | 24.0514 | 11.3923 | 58.1435 | 10.7477 | 15.4332 | 16.2736 | 14.2674
2018-11-08 11:00 | 54.2785 | 25.7775 | 11.1985 | 55.8249 | 9.2853 | 13.6486 | 18.1425 | 15.1298
2018-11-08 12:00 | 62.6082 | 29.2676 | 11.7437 | 55.3132 | 9.6972 | 12.8234 | 20.7634 | 15.8887
2018-11-08 13:00 | 69.0484 | 32.8488 | 12.928 | 54.6037 | 10.9456 | 12.879 | 22.5998 | 16.8172
2018-11-08 14:00 | 72.506 | 35.5186 | 14.3422 | 53.7816 | 12.4292 | 13.3898 | 24.7064 | 17.7817
2018-11-08 15:00 | 74.0836 | 37.335 | 15.5903 | 52.1935 | 13.6042 | 14.1828 | 26.118 | 18.4135
2018-11-08 16:00 | 74.5075 | 38.3318 | 16.5012 | 49.8117 | 14.2404 | 14.9524 | 26.7712 | 18.6459
2018-11-08 17:00 | 73.9777 | 38.2318 | 16.9928 | 47.3125 | 14.3161 | 15.3483 | 26.8885 | 18.7439
2018-11-08 18:00 | 72.5413 | 36.6599 | 16.7869 | 45.353 | 13.9234 | 15.084 | 26.5564 | 18.6858
2018-11-08 19:00 | 67.9226 | 33.2279 | 15.6724 | 43.4009 | 13.0638 | 14.2099 | 25.8384 | 18.3802
2018-11-08 20:00 | 61.1175 | 29.2281 | 14.0114 | 40.5852 | 12.5615 | 13.2606 | 24.8188 | 17.8966
2018-11-08 21:00 | 56.6273 | 27.1904 | 13.2325 | 40.8722 | 14.5838 | 13.3239 | 23.7954 | 17.4443
2018-11-08 22:00 | 52.1198 | 25.0258 | 12.1233 | 42.8672 | 14.2251 | 12.909 | 22.2341 | 16.5225
2018-11-08 23:00 | 48.4291 | 23.5872 | 11.4437 | 45.8458 | 14.1369 | 12.918 | 20.793 | 15.1078
2018-11-09 | 45.8551 | 22.551 | 10.9471 | 49.3422 | 14.1132 | 13.0037 | 19.1728 | 12.8064
2018-11-09 01:00 | 44.2938 | 21.8617 | 10.7785 | 53.7301 | 14.0904 | 13.4928 | 17.1591 | 9.8585
2018-11-09 02:00 | 43.4664 | 21.5329 | 10.8702 | 58.4059 | 14.125 | 14.2347 | 14.5587 | 7.5145
2018-11-09 03:00 | 44.1538 | 21.7619 | 11.3337 | 61.8898 | 14.1031 | 15.5738 | 11.1321 | 6.5217
2018-11-09 04:00 | 43.5812 | 21.6904 | 11.5298 | 63.3765 | 14.0264 | 16.094 | 9.8899 | 7.1431
2018-11-09 05:00 | 43.3857 | 21.7949 | 11.9186 | 65.2633 | 14.0506 | 16.8134 | 9.2913 | 8.4309
2018-11-09 06:00 | 44.2155 | 21.9956 | 12.3253 | 66.1433 | 14.1746 | 17.6609 | 10.1836 | 9.2901
2018-11-09 07:00 | 45.2163 | 22.1331 | 12.6221 | 65.4008 | 14.3556 | 18.2891 | 11.5517 | 10.2156
2018-11-09 08:00 | 47.2101 | 22.6329 | 12.8573 | 64.6886 | 14.6398 | 18.4146 | 13.169 | 11.5346
2018-11-09 09:00 | 49.1834 | 22.2156 | 13.2953 | 63.9918 | 14.8217 | 16.101 | 14.7894 | 14.4862
2018-11-09 10:00 | 54.4829 | 25.053 | 13.8104 | 61.8747 | 13.1517 | 20.0656 | 16.6758 | 15.8005
2018-11-09 11:00 | 56.0277 | 26.2798 | 12.7612 | 57.8662 | 11.1532 | 16.8564 | 18.4766 | 16.271
2018-11-09 12:00 | 60.0303 | 29.0147 | 12.3392 | 55.9472 | 10.6888 | 14.2023 | 21.0281 | 16.559
2018-11-09 13:00 | 66.9028 | 32.4128 | 13.32 | 54.5629 | 11.2197 | 13.5082 | 23.0466 | 17.0866
2018-11-09 14:00 | 70.9734 | 35.1716 | 14.6432 | 52.7964 | 12.3137 | 13.7863 | 24.8738 | 17.7889
2018-11-09 15:00 | 72.8078 | 36.9885 | 15.8289 | 51.2067 | 13.4112 | 14.4706 | 26.0784 | 18.3154
2018-11-09 16:00 | 73.3573 | 37.8702 | 16.6354 | 49.0975 | 13.9787 | 15.0945 | 26.596 | 18.5217
2018-11-09 17:00 | 72.7481 | 37.7309 | 17.0023 | 46.7008 | 14.0266 | 15.3313 | 26.7049 | 18.5961
2018-11-09 18:00 | 71.1316 | 36.2802 | 16.8626 | 44.6134 | 13.7646 | 15.1482 | 26.6866 | 18.6354
2018-11-09 19:00 | 66.5165 | 32.8679 | 15.8185 | 42.6416 | 12.9884 | 14.3419 | 26.1366 | 18.4137
2018-11-09 20:00 | 59.4238 | 28.5494 | 14.0804 | 39.6467 | 12.4946 | 13.3405 | 24.8322 | 17.8878
2018-11-09 21:00 | 54.1642 | 26.2132 | 13.2359 | 40.682 | 14.4977 | 13.4328 | 23.6709 | 17.4705
2018-11-09 22:00 | 49.4643 | 24.2323 | 12.3218 | 43.0494 | 14.2365 | 13.4586 | 22.3001 | 16.8386
2018-11-09 23:00 | 47.0289 | 22.8784 | 11.8909 | 46.7678 | 14.2473 | 14.0683 | 20.8795 | 15.6279
2018-11-10 | 44.5949 | 21.943 | 11.8841 | 50.9395 | 14.3632 | 15.137 | 19.2887 | 13.4525
2018-11-10 01:00 | 43.3947 | 21.4549 | 12.0279 | 55.5789 | 14.4455 | 16.0737 | 17.2292 | 10.5279
2018-11-10 02:00 | 42.8868 | 21.2952 | 12.2402 | 60.3291 | 14.6032 | 16.9818 | 14.5522 | 8.0816
2018-11-10 03:00 | 42.5873 | 21.4902 | 12.3163 | 63.4423 | 14.7482 | 17.6109 | 10.921 | 7.0232
2018-11-10 04:00 | 39.1878 | 20.1181 | 11.7349 | 64.482 | 14.6857 | 18.0986 | 6.8882 | 3.9364
2018-11-10 05:00 | 40.6169 | 20.5305 | 12.419 | 66.9615 | 14.9206 | 19.1477 | 6.8583 | 3.9059
2018-11-10 06:00 | 42.0623 | 20.9985 | 13.1463 | 68.6582 | 15.1877 | 20.3685 | 7.2828 | 4.2659
2018-11-10 07:00 | 42.8939 | 21.244 | 13.6904 | 68.9774 | 15.6402 | 21.2222 | 7.9736 | 4.9055
2018-11-10 08:00 | 44.4068 | 21.902 | 14.5816 | 70.2665 | 16.337 | 22.7845 | 9.1442 | 5.7764
2018-11-10 09:00 | 42.1059 | 20.411 | 14.5339 | 69.1455 | 16.431 | 18.5616 | 10.5377 | 9.7074
2018-11-10 10:00 | 43.3449 | 21.4998 | 14.2359 | 66.0528 | 14.5069 | 23.9181 | 12.1836 | 10.6303
2018-11-10 11:00 | 40.5669 | 20.2606 | 12.446 | 59.7487 | 11.8345 | 19.7015 | 13.7644 | 11.1466
2018-11-10 12:00 | 39.2768 | 19.9493 | 10.8227 | 55.9304 | 10.643 | 16.0634 | 15.9987 | 11.6929
2018-11-10 13:00 | 39.7047 | 20.6462 | 9.932 | 53.8432 | 10.6856 | 13.5484 | 18.579 | 12.648
2018-11-10 14:00 | 41.901 | 21.4736 | 9.6581 | 51.8113 | 11.5894 | 12.0766 | 20.8818 | 13.9647
2018-11-10 15:00 | 44.1829 | 22.2153 | 9.7526 | 49.0633 | 12.5076 | 11.6388 | 22.8899 | 15.4952
2018-11-10 16:00 | 45.1728 | 22.6936 | 9.9273 | 46.1505 | 12.9229 | 11.701 | 24.3355 | 16.669
2018-11-10 17:00 | 45.6412 | 22.9869 | 10.0331 | 43.3626 | 12.7733 | 11.8509 | 25.0406 | 17.3639
2018-11-10 18:00 | 45.6167 | 22.8734 | 9.9105 | 40.7882 | 12.205 | 11.7701 | 24.8089 | 17.6543
2018-11-10 19:00 | 44.8561 | 22.1615 | 9.431 | 38.2995 | 11.2502 | 11.3679 | 23.9476 | 17.4562
2018-11-10 20:00 | 43.6485 | 21.2274 | 8.892 | 37.0543 | 11.2779 | 11.2147 | 22.9042 | 17.2107
2018-11-10 21:00 | 42.294 | 21.0587 | 9.3316 | 39.3544 | 13.6935 | 12.3266 | 22.1146 | 17.134
2018-11-10 22:00 | 40.1778 | 20.187 | 9.2909 | 42.0297 | 13.5645 | 12.847 | 20.68 | 16.5597
2018-11-10 23:00 | 38.8532 | 19.7755 | 9.6108 | 45.5948 | 13.7156 | 13.7104 | 18.7715 | 15.5664
2018-11-11 | 38.0861 | 19.7256 | 10.0484 | 49.7159 | 13.9074 | 14.4379 | 16.2376 | 13.763
2018-11-11 01:00 | 38.5443 | 19.891 | 10.4784 | 54.0146 | 14.0978 | 15.0973 | 13.3469 | 11.1264
2018-11-11 02:00 | 37.0226 | 19.7065 | 10.9384 | 58.6524 | 14.2842 | 15.859 | 10.557 | 8.3695
2018-11-11 03:00 | 35.6784 | 19.1202 | 11.5049 | 62.2372 | 14.3551 | 16.8146 | 7.5786 | 6.7463
2018-11-11 04:00 | 37.1241 | 20.0644 | 11.8733 | 63.9974 | 14.3138 | 17.3764 | 6.6708 | 3.8046
2018-11-11 05:00 | 38.4941 | 20.6019 | 12.7039 | 66.8729 | 14.4765 | 18.5944 | 6.6888 | 3.7808
2018-11-11 06:00 | 40.4697 | 21.1161 | 13.7381 | 68.7102 | 14.7386 | 20.1864 | 7.1738 | 4.1792
2018-11-11 07:00 | 41.0588 | 21.2862 | 14.0089 | 67.8331 | 14.7783 | 20.6434 | 7.8945 | 4.8074
2018-11-11 08:00 | 42.0205 | 21.5711 | 14.4557 | 68.1428 | 14.8503 | 21.6775 | 9.0364 | 5.6404
2018-11-11 09:00 | 43.7334 | 22.2135 | 15.3214 | 68.9912 | 15.3991 | 23.0807 | 10.7026 | 9.4173
2018-11-11 10:00 | 42.0058 | 21.4316 | 14.4976 | 65.4496 | 13.2411 | 21.94 | 12.1681 | 10.3519
2018-11-11 11:00 | 36.619 | 17.3447 | 11.66 | 57.8235 | 10.2299 | 13.6333 | 13.3731 | 10.7389
2018-11-11 12:00 | 40.3203 | 19.5078 | 10.1873 | 54.678 | 9.7411 | 16.5942 | 15.6754 | 11.1749
2018-11-11 13:00 | 42.1112 | 20.3598 | 9.2179 | 52.775 | 9.9908 | 12.7623 | 17.7245 | 12.0143
2018-11-11 14:00 | 44.8209 | 21.5797 | 9.1273 | 51.2396 | 10.8443 | 11.7631 | 20.2987 | 13.5394
2018-11-11 15:00 | 45.9489 | 22.5357 | 9.3031 | 49.3519 | 11.7393 | 11.4369 | 22.6926 | 15.3562
2018-11-11 16:00 | 46.5341 | 23.0763 | 9.5793 | 46.9351 | 12.2883 | 11.5012 | 24.3173 | 16.6762
2018-11-11 17:00 | 46.9072 | 23.4151 | 9.8394 | 44.6056 | 12.4393 | 11.7906 | 25.0448 | 17.404
2018-11-11 18:00 | 46.9038 | 23.4642 | 9.9543 | 42.4872 | 12.2998 | 11.9723 | 24.888 | 17.7456
2018-11-11 19:00 | 45.8652 | 22.7738 | 9.6578 | 40.7703 | 11.6808 | 11.8017 | 24.1165 | 17.6027
2018-11-11 20:00 | 43.6588 | 21.409 | 9.047 | 38.7104 | 11.5521 | 11.6172 | 23.0052 | 17.3126
2018-11-11 21:00 | 41.438 | 20.8066 | 9.3703 | 39.6565 | 13.7241 | 12.5968 | 22.3314 | 17.2834
2018-11-11 22:00 | 40.1543 | 20.0602 | 9.538 | 42.5467 | 13.6578 | 13.4463 | 21.3448 | 16.9585
2018-11-11 23:00 | 40.2004 | 19.9891 | 10.2544 | 46.7731 | 13.8779 | 14.8071 | 19.7286 | 16.1646
2018-11-12 | 39.9953 | 20.0739 | 10.9738 | 51.0668 | 14.1356 | 16.1369 | 17.3356 | 14.5085
2018-11-12 01:00 | 40.336 | 20.3349 | 11.7422 | 56.0751 | 14.3907 | 17.4851 | 14.5364 | 12.0682
2018-11-12 02:00 | 40.7655 | 20.3809 | 12.2476 | 60.9893 | 14.6429 | 18.525 | 11.359 | 9.2018
2018-11-12 03:00 | 39.666 | 19.9767 | 12.6631 | 64.219 | 14.8151 | 19.3232 | 7.7969 | 7.2793
2018-11-12 04:00 | 45.0717 | 22.4657 | 14.105 | 67.3616 | 15.1249 | 20.5903 | 9.7414 | 7.2412
2018-11-12 05:00 | 45.2061 | 22.4903 | 14.4893 | 69.3074 | 15.2757 | 21.2607 | 9.2387 | 8.5349
2018-11-12 06:00 | 46.0499 | 22.6737 | 14.7688 | 70.2776 | 15.5501 | 21.7479 | 10.1608 | 9.4037
2018-11-12 07:00 | 48.9009 | 23.4701 | 15.6717 | 71.2401 | 16.2809 | 23.1258 | 11.6429 | 10.406
2018-11-12 08:00 | 52.0689 | 24.2753 | 16.6024 | 72.7734 | 16.9319 | 24.2235 | 13.3302 | 11.7582
2018-11-12 09:00 | 52.9321 | 23.486 | 16.4691 | 71.2471 | 17.0601 | 20.4374 | 15.0264 | 15.5029
2018-11-12 10:00 | 57.1754 | 26.1231 | 16.4559 | 67.6237 | 15.234 | 25.2045 | 16.7668 | 16.6391
2018-11-12 11:00 | 57.8726 | 26.5479 | 14.7114 | 60.6341 | 12.1002 | 20.656 | 18.3907 | 16.9499
2018-11-12 12:00 | 60.1795 | 28.4182 | 13.3462 | 56.699 | 10.5794 | 16.8635 | 20.8131 | 17.0282
2018-11-12 13:00 | 63.8651 | 31.1015 | 13.5092 | 54.061 | 10.5392 | 15.2136 | 22.7774 | 17.2295
2018-11-12 14:00 | 69.1888 | 33.647 | 14.032 | 51.5544 | 11.2591 | 14.244 | 24.1742 | 17.5716
2018-11-12 15:00 | 71.4379 | 35.3387 | 14.829 | 49.4261 | 12.16 | 14.1917 | 25.102 | 17.948
2018-11-12 16:00 | 72.0576 | 36.3543 | 15.5553 | 47.381 | 12.757 | 14.5606 | 25.5469 | 18.1396
2018-11-12 17:00 | 71.7527 | 36.5102 | 15.9773 | 45.155 | 12.9088 | 14.7187 | 25.758 | 18.2527
2018-11-12 18:00 | 70.0781 | 34.9762 | 15.8112 | 42.9862 | 12.5716 | 14.4427 | 25.5575 | 18.2484
2018-11-12 19:00 | 65.4822 | 31.6578 | 14.8459 | 41.0389 | 11.8275 | 13.6932 | 24.9217 | 18.0082
2018-11-12 20:00 | 58.8916 | 27.7807 | 13.4204 | 38.7938 | 11.7711 | 13.0712 | 23.9404 | 17.6053
2018-11-12 21:00 | 53.3193 | 25.5167 | 12.8407 | 40.0412 | 13.8089 | 13.6896 | 23.0588 | 17.3167
2018-11-12 22:00 | 49.6841 | 23.6978 | 12.2878 | 42.9862 | 13.7374 | 14.4003 | 22.0595 | 16.7867
2018-11-12 23:00 | 47.6302 | 22.7162 | 12.2531 | 47.0748 | 13.9775 | 15.4824 | 21.1583 | 15.792
2018-11-13 | 45.1152 | 22.0447 | 12.5197 | 51.7531 | 14.2312 | 16.7347 | 19.7832 | 13.662
2018-11-13 01:00 | 43.252 | 21.6123 | 13.1179 | 55.8755 | 14.391 | 17.9775 | 17.6802 | 10.6868
2018-11-13 02:00 | 42.1918 | 21.4944 | 12.9596 | 60.6783 | 14.6122 | 18.4604 | 15.021 | 8.2903
2018-11-13 03:00 | 43.0984 | 21.8732 | 13.2639 | 65.4034 | 14.9447 | 19.3839 | 10.9868 | 7.3916
2018-11-13 04:00 | 43.6403 | 22.0613 | 13.5784 | 67.53 | 15.1134 | 20.1027 | 9.883 | 7.2749
2018-11-13 05:00 | 44.171 | 22.2201 | 13.8034 | 69.5188 | 15.2971 | 20.7546 | 9.3311 | 8.5673
2018-11-13 06:00 | 46.2039 | 22.6848 | 14.3667 | 70.7793 | 15.6657 | 21.8654 | 10.2533 | 9.4507
2018-11-13 07:00 | 48.0296 | 23.1223 | 14.9084 | 70.8147 | 16.015 | 22.6115 | 11.6653 | 10.402
2018-11-13 08:00 | 49.908 | 23.7505 | 15.3181 | 70.9613 | 16.3777 | 22.9895 | 13.3198 | 11.7254
2018-11-13 09:00 | 51.085 | 22.5768 | 15.4569 | 69.7237 | 16.451 | 19.7089 | 14.9894 | 15.2773
2018-11-13 10:00 | 55.9358 | 25.7102 | 15.4882 | 66.235 | 14.5602 | 24.1596 | 16.723 | 16.3224
2018-11-13 11:00 | 57.3123 | 26.5447 | 14.1476 | 60.0947 | 11.7455 | 20.0815 | 18.3549 | 16.6824
2018-11-13 12:00 | 59.6507 | 28.4548 | 13.2061 | 55.9434 | 10.4988 | 16.8605 | 20.6908 | 16.898
2018-11-13 13:00 | 62.7488 | 30.8079 | 13.2003 | 52.8727 | 10.2053 | 15.1245 | 22.5916 | 17.1754
2018-11-13 14:00 | 67.2434 | 33.0193 | 13.9149 | 50.1081 | 10.7331 | 14.7297 | 24.0312 | 17.5693
2018-11-13 15:00 | 69.4888 | 34.5445 | 14.5467 | 47.2016 | 11.4276 | 14.3592 | 24.9667 | 17.8992
2018-11-13 16:00 | 69.5039 | 35.1898 | 15.0679 | 44.2473 | 11.8149 | 14.3265 | 25.401 | 18.0167
2018-11-13 17:00 | 68.6994 | 34.8985 | 15.2491 | 41.451 | 11.7012 | 14.2752 | 25.412 | 18.051
2018-11-13 18:00 | 67.4147 | 33.3916 | 14.9149 | 39.0956 | 11.1457 | 13.7501 | 25.1759 | 18.0025
2018-11-13 19:00 | 63.6197 | 30.5615 | 14.1154 | 37.4981 | 10.6323 | 13.0929 | 24.7125 | 17.8039
2018-11-13 20:00 | 58.1678 | 27.5207 | 13.1156 | 37.2217 | 11.1825 | 12.8068 | 24.0095 | 17.516
2018-11-13 21:00 | 53.9605 | 25.7986 | 12.8285 | 40.0886 | 13.631 | 13.7794 | 23.1731 | 17.2735
2018-11-13 22:00 | 49.4541 | 23.9569 | 12.3795 | 43.3063 | 13.7126 | 14.7184 | 22.029 | 16.7437
2018-11-13 23:00 | 47.5639 | 22.945 | 12.2593 | 47.2375 | 13.9911 | 15.5763 | 20.9227 | 15.6047
2018-11-14 | 44.7124 | 22.0797 | 12.0544 | 51.1735 | 14.2251 | 16.0549 | 19.4242 | 13.3592
2018-11-14 01:00 | 43.3068 | 21.7369 | 12.2563 | 56.3313 | 14.5329 | 16.9378 | 17.3912 | 10.5006
2018-11-14 02:00 | 42.62 | 21.6955 | 12.6216 | 61.6688 | 14.9009 | 17.9873 | 14.7961 | 8.1586
2018-11-14 03:00 | 41.9212 | 21.6971 | 12.7005 | 64.5923 | 15.0386 | 18.4916 | 10.9378 | 6.9524
2018-11-14 04:00 | 38.8933 | 20.9513 | 12.321 | 66.7061 | 15.0951 | 18.917 | 9.8117 | 7.1892
2018-11-14 05:00 | 39.8222 | 21.2291 | 12.7816 | 69.1733 | 15.0767 | 19.5104 | 9.2532 | 8.4577
2018-11-14 06:00 | 40.0166 | 21.1982 | 13.1158 | 69.7122 | 15.153 | 19.9578 | 10.1033 | 9.2927
2018-11-14 07:00 | 40.7216 | 21.3286 | 13.3582 | 68.862 | 15.4301 | 20.2307 | 11.4889 | 10.2253
2018-11-14 08:00 | 41.8666 | 21.7061 | 13.6402 | 68.4832 | 15.826 | 20.6798 | 13.1348 | 11.5568
2018-11-14 09:00 | 38.9206 | 19.8391 | 13.4686 | 67.2423 | 15.9887 | 13.7727 | 14.5916 | 14.5609
2018-11-14 10:00 | 44.0527 | 22.6231 | 13.8021 | 65.0031 | 14.4359 | 24.2305 | 16.7425 | 15.8738
2018-11-14 11:00 | 42.0731 | 21.7095 | 12.4823 | 60.201 | 11.9493 | 19.5573 | 18.4827 | 16.5704
2018-11-14 12:00 | 40.5452 | 21.2483 | 10.9614 | 56.7123 | 10.7405 | 16.5463 | 20.9039 | 16.8993
2018-11-14 13:00 | 43.1069 | 22.0364 | 10.2074 | 54.0516 | 10.63 | 14.6851 | 22.8262 | 17.2003
2018-11-14 14:00 | 46.2668 | 23.2192 | 10.3095 | 51.7153 | 11.4348 | 14.1701 | 24.5276 | 17.7162
2018-11-14 15:00 | 48.2879 | 24.0959 | 10.5974 | 49.3133 | 12.3134 | 14.3749 | 25.536 | 18.1228
2018-11-14 16:00 | 49.0474 | 24.8533 | 10.9233 | 47.03 | 12.8142 | 14.6937 | 26.0575 | 18.3019
2018-11-14 17:00 | 49.4473 | 25.3916 | 11.1922 | 44.6305 | 12.9455 | 14.8932 | 26.1997 | 18.4065
2018-11-14 18:00 | 50.083 | 25.5038 | 11.3156 | 42.5623 | 12.7694 | 14.7503 | 26.1478 | 18.439
2018-11-14 19:00 | 49.0193 | 24.5978 | 10.9881 | 40.8057 | 12.1358 | 14.1329 | 25.7078 | 18.2509
2018-11-14 20:00 | 45.6359 | 22.6218 | 10.0913 | 38.5347 | 12.1306 | 13.3467 | 24.4732 | 17.7513
2018-11-14 21:00 | 42.5873 | 21.5693 | 9.9551 | 40.1043 | 14.0079 | 13.6158 | 23.164 | 17.3443
2018-11-14 22:00 | 39.9202 | 20.6242 | 9.746 | 42.9727 | 13.8738 | 13.9613 | 21.8551 | 16.6695
2018-11-14 23:00 | 39.0041 | 20.1417 | 10.0718 | 46.7305 | 14.0155 | 14.8322 | 20.7231 | 15.5192
2018-11-15 | 38.5615 | 20.1865 | 10.5912 | 51.0548 | 14.2091 | 15.6357 | 19.347 | 13.3976
2018-11-15 01:00 | 38.8753 | 20.3708 | 11.1834 | 55.8873 | 14.4315 | 16.5598 | 17.3587 | 10.5291
2018-11-15 02:00 | 38.6196 | 20.2928 | 11.6262 | 60.496 | 14.5805 | 17.2678 | 14.6296 | 8.0557
2018-11-15 03:00 | 36.8388 | 19.7719 | 12.082 | 64.3349 | 14.688 | 17.9661 | 10.8222 | 7.0033
2018-11-15 04:00 | 41.6701 | 21.7869 | 13.2711 | 66.5592 | 14.8407 | 18.8676 | 9.741 | 7.1627
2018-11-15 05:00 | 43.0086 | 22.34 | 13.9377 | 69.4323 | 15.1313 | 20.0008 | 9.254 | 8.4892
2018-11-15 06:00 | 44.4128 | 22.7656 | 14.6176 | 71.3836 | 15.4453 | 21.122 | 10.1819 | 9.3741
2018-11-15 07:00 | 46.2065 | 23.2336 | 15.0826 | 71.1004 | 15.8669 | 21.8501 | 11.5948 | 10.3368
2018-11-15 08:00 | 48.0607 | 23.881 | 15.3261 | 70.5447 | 16.1652 | 22.0328 | 13.2332 | 11.6374
2018-11-15 09:00 | 48.6426 | 22.6732 | 15.3537 | 69.2833 | 16.1979 | 17.4875 | 14.8655 | 14.9877
2018-11-15 10:00 | 54.5671 | 25.9581 | 15.7925 | 66.791 | 14.7347 | 24.0921 | 16.7597 | 16.2788
2018-11-15 11:00 | 56.2405 | 26.3939 | 14.3801 | 60.6942 | 11.8389 | 20.1711 | 18.2337 | 16.6363
2018-11-15 12:00 | 58.9029 | 28.2081 | 13.2965 | 56.2337 | 10.5098 | 16.892 | 20.5838 | 16.8421
2018-11-15 13:00 | 62.478 | 30.9591 | 13.2655 | 53.3599 | 10.3628 | 14.8845 | 22.8227 | 17.2642
2018-11-15 14:00 | 66.8606 | 33.2432 | 13.9853 | 50.8492 | 11.1392 | 14.1161 | 24.4108 | 17.751
2018-11-15 15:00 | 70.0259 | 34.8652 | 14.8368 | 48.6678 | 12.0642 | 14.2299 | 25.2133 | 18.0826
2018-11-15 16:00 | 71.3721 | 35.8487 | 15.5367 | 46.2985 | 12.5992 | 14.6477 | 25.6849 | 18.2729
2018-11-15 17:00 | 71.3803 | 35.9988 | 15.9783 | 43.8257 | 12.6541 | 14.9472 | 25.9788 | 18.4436
2018-11-15 18:00 | 70.0424 | 34.6314 | 15.8707 | 41.8046 | 12.3124 | 14.8182 | 25.957 | 18.5031
2018-11-15 19:00 | 65.365 | 31.1528 | 14.7435 | 39.5135 | 11.5017 | 13.8754 | 25.1613 | 18.175
2018-11-15 20:00 | 59.0327 | 27.6684 | 13.452 | 37.8307 | 11.8198 | 13.2234 | 24.1103 | 17.7009
2018-11-15 21:00 | 54.0404 | 25.7816 | 12.907 | 39.7676 | 13.8327 | 13.5111 | 23.0666 | 17.2935
2018-11-15 22:00 | 48.9878 | 23.8215 | 12.0474 | 42.4673 | 13.7009 | 13.511 | 21.7135 | 16.5207
2018-11-15 23:00 | 45.5953 | 22.6462 | 11.7648 | 46.38 | 13.8462 | 14.2231 | 20.4942 | 15.3497
2018-11-16 | 43.3639 | 21.8602 | 11.7674 | 50.6981 | 14.0558 | 15.0554 | 19.1101 | 13.2289
2018-11-16 01:00 | 42.1506 | 21.4429 | 11.9581 | 55.6078 | 14.2465 | 15.9888 | 17.1942 | 10.3469
2018-11-16 02:00 | 40.9078 | 21.2063 | 12.0296 | 60.1486 | 14.4102 | 16.5633 | 14.4686 | 7.8525
2018-11-16 03:00 | 40.3358 | 21.288 | 12.2381 | 63.4731 | 14.5037 | 17.2562 | 10.8027 | 6.7705
2018-11-16 04:00 | 40.9101 | 21.4133 | 12.5671 | 65.364 | 14.5429 | 17.9572 | 9.6719 | 7.1073
2018-11-16 05:00 | 41.5416 | 21.7597 | 13.2022 | 68.2741 | 14.7524 | 18.9947 | 9.1702 | 8.4326
2018-11-16 06:00 | 42.8546 | 22.2528 | 13.7945 | 69.7134 | 15.0752 | 19.8936 | 10.102 | 9.3028
2018-11-16 07:00 | 45.4634 | 23.0463 | 14.5594 | 70.3254 | 15.6052 | 21.1301 | 11.5645 | 10.3078
2018-11-16 08:00 | 48.3257 | 23.6381 | 15.0312 | 70.4028 | 15.9949 | 21.7429 | 13.227 | 11.6411
2018-11-16 09:00 | 48.6662 | 22.6282 | 14.9544 | 68.86 | 16.0232 | 18.1129 | 14.8567 | 14.9008
2018-11-16 10:00 | 54.0105 | 25.8147 | 15.4173 | 66.6708 | 14.5426 | 22.6312 | 16.7377 | 16.1333
2018-11-16 11:00 | 55.2692 | 26.2671 | 14.1428 | 60.3492 | 11.706 | 19.425 | 18.2044 | 16.5566
2018-11-16 12:00 | 57.8835 | 27.7953 | 13.087 | 55.2982 | 10.4134 | 16.4847 | 20.3867 | 16.7366
2018-11-16 13:00 | 62.3966 | 30.1878 | 12.9135 | 52.3798 | 10.001 | 14.4914 | 21.9905 | 17.0186
2018-11-16 14:00 | 67.5331 | 32.6409 | 13.5655 | 50.1909 | 10.5881 | 13.6447 | 23.6426 | 17.4607
2018-11-16 15:00 | 70.5893 | 34.4338 | 14.4804 | 48.3221 | 11.4537 | 13.7036 | 24.7309 | 17.8779
2018-11-16 16:00 | 71.4889 | 35.4514 | 15.2338 | 45.9945 | 12.0709 | 14.0906 | 25.3603 | 18.0865
2018-11-16 17:00 | 71.2488 | 35.581 | 15.6723 | 43.6262 | 12.2651 | 14.3565 | 25.649 | 18.2295
2018-11-16 18:00 | 69.7675 | 34.1558 | 15.4852 | 41.5523 | 11.9564 | 14.1384 | 25.5273 | 18.2482
2018-11-16 19:00 | 65.6593 | 31.1095 | 14.5682 | 39.8439 | 11.2693 | 13.4101 | 25.0098 | 18.0331
2018-11-16 20:00 | 59.9201 | 27.8292 | 13.3794 | 38.0726 | 11.7803 | 12.8957 | 24.1271 | 17.6342
2018-11-16 21:00 | 55.0395 | 25.9564 | 12.7639 | 39.614 | 13.6594 | 13.2149 | 23.0815 | 17.2048
2018-11-16 22:00 | 50.72 | 24.1861 | 11.9411 | 42.4276 | 13.6133 | 13.2189 | 21.7284 | 16.4208
2018-11-16 23:00 | 47.6281 | 23.0229 | 11.5075 | 46.0346 | 13.7511 | 13.5242 | 20.3654 | 15.0956
2018-11-17 | 43.5653 | 21.923 | 11.3011 | 50.1166 | 13.9019 | 14.0633 | 18.8088 | 12.8944
2018-11-17 01:00 | 40.5901 | 21.166 | 11.2605 | 54.5343 | 14.0594 | 14.6708 | 16.7864 | 9.9368
2018-11-17 02:00 | 39.608 | 20.9538 | 11.5231 | 59.4983 | 14.2386 | 15.5869 | 14.075 | 7.491
2018-11-17 03:00 | 39.2982 | 21.0342 | 11.7753 | 63.2118 | 14.3822 | 16.4187 | 10.7731 | 6.4361
2018-11-17 04:00 | 37.0007 | 20.0346 | 11.4366 | 64.8703 | 14.4703 | 17.0701 | 6.7845 | 3.8383
2018-11-17 05:00 | 38.1282 | 20.5036 | 12.1121 | 67.4194 | 14.6787 | 18.1224 | 6.7417 | 3.807
2018-11-17 06:00 | 39.1692 | 20.7809 | 12.6781 | 68.9 | 14.8747 | 18.9997 | 7.1457 | 4.1437
2018-11-17 07:00 | 40.1223 | 21.2172 | 13.2285 | 68.7937 | 15.2409 | 19.8805 | 7.872 | 4.8012
2018-11-17 08:00 | 41.2928 | 21.665 | 13.7839 | 69.0145 | 15.7476 | 20.8598 | 9.0148 | 5.6513
2018-11-17 09:00 | 39.554 | 20.02 | 13.8824 | 68.2219 | 16.0099 | 17.2648 | 10.4014 | 9.1944
2018-11-17 10:00 | 41.0989 | 21.6652 | 13.9018 | 65.8103 | 14.4653 | 22.5315 | 12.1822 | 10.2147
2018-11-17 11:00 | 38.6688 | 20.4829 | 12.3895 | 60.0922 | 11.8244 | 18.9288 | 13.7035 | 10.9014
2018-11-17 12:00 | 37.7315 | 19.6903 | 10.7815 | 55.6587 | 10.5825 | 15.6853 | 15.7961 | 11.5532
2018-11-17 13:00 | 39.2315 | 20.0186 | 9.584 | 52.1857 | 10.0467 | 12.9979 | 17.7739 | 12.2778
2018-11-17 14:00 | 43.3456 | 21.0704 | 9.1958 | 50.1763 | 10.5781 | 11.5931 | 19.9805 | 13.4978
2018-11-17 15:00 | 45.9647 | 22.0245 | 9.3201 | 48.6511 | 11.3809 | 11.3386 | 22.2298 | 15.2228
2018-11-17 16:00 | 47.1319 | 22.8867 | 9.6334 | 46.3489 | 11.8731 | 11.5709 | 24.2898 | 16.6834
2018-11-17 17:00 | 47.5009 | 23.3305 | 9.8819 | 43.8679 | 11.903 | 11.9114 | 25.2941 | 17.5112
2018-11-17 18:00 | 46.9021 | 23.1308 | 9.8218 | 41.4438 | 11.6032 | 11.9812 | 24.9129 | 17.7768
2018-11-17 19:00 | 45.5907 | 22.3518 | 9.3892 | 39.3941 | 10.9323 | 11.6393 | 23.7978 | 17.5386
2018-11-17 20:00 | 43.3914 | 21.4519 | 9.0818 | 38.0297 | 11.51 | 11.7201 | 22.8095 | 17.2646
2018-11-17 21:00 | 42.2265 | 21.3587 | 9.4491 | 40.4647 | 13.5035 | 12.6015 | 22.1475 | 17.1543
2018-11-17 22:00 | 40.6604 | 20.7684 | 9.3524 | 43.1859 | 13.5416 | 12.848 | 20.8266 | 16.5791
2018-11-17 23:00 | 38.8911 | 20.2806 | 9.5372 | 46.82 | 13.764 | 13.3673 | 18.9108 | 15.5793
2018-11-18 | 37.129 | 20.099 | 9.9945 | 51.1288 | 13.9488 | 14.1982 | 16.3847 | 13.8223
2018-11-18 01:00 | 37.3388 | 20.2334 | 10.3756 | 55.4456 | 14.157 | 14.8246 | 13.4095 | 11.1655
2018-11-18 02:00 | 36.9904 | 20.2276 | 10.849 | 60.1519 | 14.4104 | 15.6252 | 10.5599 | 8.3514
2018-11-18 03:00 | 36.0634 | 19.6358 | 11.4147 | 63.4719 | 14.5166 | 16.5997 | 7.665 | 6.6105
2018-11-18 04:00 | 38.6476 | 20.6757 | 11.8696 | 65.5399 | 14.6042 | 17.2341 | 6.7368 | 3.8349
2018-11-18 05:00 | 39.1157 | 20.9848 | 12.2272 | 67.5814 | 14.6812 | 17.8455 | 6.6842 | 3.7658
2018-11-18 06:00 | 39.6116 | 21.0897 | 12.595 | 68.8079 | 14.5321 | 18.6007 | 7.0571 | 4.0928
2018-11-18 07:00 | 40.3437 | 21.387 | 13.1815 | 68.6922 | 14.999 | 19.4583 | 7.7869 | 4.7457
2018-11-18 08:00 | 40.6318 | 21.732 | 13.6614 | 68.6295 | 15.713 | 20.0511 | 8.925 | 5.5928
2018-11-18 09:00 | 40.2876 | 21.8983 | 13.934 | 67.7211 | 16.1822 | 20.4053 | 10.5151 | 8.8825
2018-11-18 10:00 | 39.4365 | 21.5007 | 13.7486 | 65.0239 | 14.75 | 20.2795 | 12.1012 | 10.018
2018-11-18 11:00 | 33.4235 | 17.7098 | 11.7024 | 59.3574 | 11.2526 | 12.4659 | 13.178 | 10.7121
2018-11-18 12:00 | 36.9489 | 19.6015 | 10.678 | 55.6289 | 10.2548 | 17.4638 | 15.7323 | 11.3385
2018-11-18 13:00 | 38.565 | 19.9163 | 9.7603 | 52.4032 | 9.9566 | 13.4729 | 17.6799 | 12.2348
2018-11-18 14:00 | 39.9694 | 20.3701 | 9.274 | 49.9815 | 10.545 | 11.851 | 19.9901 | 13.576
2018-11-18 15:00 | 41.7621 | 20.9328 | 9.2069 | 47.6635 | 11.4414 | 11.3338 | 22.2656 | 15.2379
2018-11-18 16:00 | 43.7625 | 21.602 | 9.3689 | 45.3115 | 11.954 | 11.4112 | 23.9529 | 16.5181
2018-11-18 17:00 | 45.0696 | 22.1652 | 9.5489 | 43.1665 | 11.9845 | 11.6637 | 24.8399 | 17.293
2018-11-18 18:00 | 45.3996 | 22.257 | 9.576 | 40.9695 | 11.7333 | 11.8139 | 24.7558 | 17.6584
2018-11-18 19:00 | 44.5487 | 21.8047 | 9.27 | 39.1527 | 11.0327 | 11.6264 | 24.0107 | 17.5164
2018-11-18 20:00 | 42.7763 | 21.0823 | 9.0567 | 37.6312 | 11.6752 | 11.7372 | 22.9943 | 17.3082
2018-11-18 21:00 | 41.4171 | 20.9446 | 9.4573 | 40.2059 | 13.6539 | 12.5954 | 22.1515 | 17.1933
2018-11-18 22:00 | 38.6612 | 20.1399 | 9.4782 | 43.1159 | 13.6509 | 13.0572 | 20.8217 | 16.6931
2018-11-18 23:00 | 37.7851 | 19.8818 | 10.0298 | 47.1702 | 13.8806 | 14.2424 | 19.208 | 15.8949
2018-11-19 | 37.7635 | 20.1425 | 10.7028 | 51.7351 | 14.2139 | 15.2655 | 16.8583 | 14.2014
2018-11-19 01:00 | 38.1315 | 20.3959 | 11.1899 | 56.2207 | 14.4487 | 16.0783 | 13.8904 | 11.5496
2018-11-19 02:00 | 38.49 | 20.4314 | 11.8656 | 61.1289 | 14.7025 | 17.2145 | 11.0733 | 8.8264
2018-11-19 03:00 | 37.7421 | 20.0005 | 12.5302 | 64.7808 | 14.9622 | 18.2991 | 7.7247 | 7.0863
2018-11-19 04:00 | 42.8597 | 22.3529 | 13.6168 | 67.0227 | 15.1452 | 19.1464 | 9.6336 | 7.1514
2018-11-19 05:00 | 43.4174 | 22.4578 | 13.9854 | 69.2523 | 15.3858 | 19.9028 | 9.1442 | 8.4492
2018-11-19 06:00 | 44.1043 | 22.6802 | 14.3152 | 70.57 | 15.5341 | 20.3223 | 10.0476 | 9.2996
2018-11-19 07:00 | 45.8887 | 23.2415 | 14.9271 | 70.9704 | 15.9696 | 21.3183 | 11.4847 | 10.2819
2018-11-19 08:00 | 48.4793 | 23.8821 | 15.5334 | 70.9953 | 16.3366 | 22.1754 | 13.1692 | 11.6346
2018-11-19 09:00 | 48.8842 | 21.9217 | 15.4333 | 69.6405 | 16.0502 | 17.2286 | 14.8313 | 14.9647
2018-11-19 10:00 | 54.2071 | 25.8359 | 15.7569 | 66.7062 | 14.7288 | 24.3193 | 16.6717 | 16.1318
2018-11-19 11:00 | 55.8706 | 26.5621 | 14.752 | 61.4163 | 12.1797 | 20.3615 | 18.2204 | 16.7311
2018-11-19 12:00 | 58.1436 | 27.8733 | 13.6165 | 55.8907 | 10.5982 | 17.4363 | 20.395 | 16.9685
2018-11-19 13:00 | 62.0267 | 29.9219 | 13.0569 | 51.4636 | 9.7856 | 15.2555 | 22.0577 | 17.1559
2018-11-19 14:00 | 65.4542 | 31.9703 | 13.357 | 48.7372 | 10.0584 | 14.1042 | 23.5121 | 17.543
2018-11-19 15:00 | 68.6279 | 33.5102 | 13.875 | 46.4427 | 10.5568 | 13.5223 | 24.289 | 17.7082
2018-11-19 16:00 | 69.2383 | 34.0551 | 14.268 | 43.2941 | 10.7664 | 13.4669 | 24.4151 | 17.705
2018-11-19 17:00 | 68.1302 | 33.6769 | 14.3651 | 39.7108 | 10.4919 | 13.3682 | 24.4557 | 17.7132
2018-11-19 18:00 | 66.4747 | 32.2163 | 14.0766 | 36.9701 | 10.0005 | 12.9206 | 24.2577 | 17.6675
2018-11-19 19:00 | 62.6987 | 29.4933 | 13.2827 | 35.2457 | 9.5167 | 12.2352 | 23.7103 | 17.4417
2018-11-19 20:00 | 58.169 | 27.0964 | 12.7185 | 36.0938 | 10.8425 | 12.4119 | 23.3424 | 17.3238
2018-11-19 21:00 | 54.0997 | 25.7727 | 12.5638 | 39.3805 | 13.2395 | 13.4384 | 22.8103 | 17.1496
2018-11-19 22:00 | 50.1892 | 24.1782 | 11.9317 | 42.3675 | 13.4162 | 13.7728 | 21.6328 | 16.449
2018-11-19 23:00 | 46.0765 | 22.976 | 11.6525 | 46.3257 | 13.7129 | 14.3803 | 20.4039 | 15.2133
2018-11-20 | 43.8631 | 22.1272 | 11.7097 | 50.5522 | 14.0219 | 15.3047 | 19.0116 | 13.0984
2018-11-20 01:00 | 41.8576 | 21.518 | 11.9337 | 55.7011 | 14.2902 | 16.1639 | 17.0035 | 10.1775
2018-11-20 02:00 | 40.8776 | 21.3126 | 12.3717 | 61.0866 | 14.609 | 17.215 | 14.4285 | 7.8287
2018-11-20 03:00 | 41.4079 | 21.476 | 12.9094 | 65.2238 | 14.8903 | 18.4482 | 10.857 | 6.8869
2018-11-20 04:00 | 41.7083 | 21.8431 | 13.4236 | 67.6928 | 15.1187 | 19.2306 | 9.7507 | 7.1652
2018-11-20 05:00 | 42.4138 | 22.182 | 13.8617 | 70.075 | 15.4093 | 20.0371 | 9.2163 | 8.467
2018-11-20 06:00 | 42.9446 | 22.2796 | 14.1545 | 70.6078 | 15.6006 | 20.6658 | 10.0934 | 9.3117
2018-11-20 07:00 | 44.832 | 22.6988 | 14.6926 | 70.6811 | 16.0419 | 21.4617 | 11.5203 | 10.2874
2018-11-20 08:00 | 47.5497 | 23.543 | 15.2958 | 71.0435 | 16.6367 | 22.1382 | 13.2114 | 11.6435
2018-11-20 09:00 | 48.6842 | 21.9821 | 15.4694 | 70.3761 | 16.8804 | 17.17 | 14.8771 | 15.0074
2018-11-20 10:00 | 54.567 | 26.2159 | 16.1655 | 68.5104 | 15.6036 | 25.2844 | 16.8083 | 16.3722
2018-11-20 11:00 | 55.5887 | 26.3728 | 14.7581 | 61.3558 | 12.363 | 21.0709 | 18.3017 | 16.8159
2018-11-20 12:00 | 58.284 | 27.7718 | 13.2712 | 56.356 | 10.6799 | 17.1176 | 20.4273 | 16.841
2018-11-20 13:00 | 62.9597 | 30.1413 | 12.8582 | 52.9065 | 9.9848 | 14.5948 | 21.8819 | 16.9063
2018-11-20 14:00 | 68.1529 | 32.5244 | 13.4484 | 50.4117 | 10.4695 | 13.6407 | 23.3109 | 17.2934
2018-11-20 15:00 | 70.5063 | 34.1356 | 14.2532 | 48.0859 | 11.2127 | 13.6262 | 24.3462 | 17.6783
2018-11-20 16:00 | 71.111 | 34.8949 | 14.87 | 45.4405 | 11.6159 | 13.9002 | 24.7711 | 17.8505
2018-11-20 17:00 | 70.8756 | 34.8953 | 15.2336 | 43.0959 | 11.6249 | 14.0783 | 24.8793 | 17.9667
2018-11-20 18:00 | 69.337 | 33.5704 | 15.0785 | 40.8304 | 11.3402 | 13.8673 | 24.7731 | 18.0047
2018-11-20 19:00 | 65.0997 | 30.581 | 14.2169 | 39.0854 | 10.7162 | 13.1523 | 24.2674 | 17.7964
2018-11-20 20:00 | 59.2856 | 27.54 | 13.1588 | 37.5385 | 11.4201 | 12.7993 | 23.5918 | 17.4655
2018-11-20 21:00 | 53.9377 | 25.6513 | 12.6205 | 39.5924 | 13.3572 | 13.2625 | 22.8292 | 17.1714
2018-11-20 22:00 | 49.3328 | 23.887 | 12.0155 | 42.8057 | 13.4105 | 13.9311 | 21.8259 | 16.6213
2018-11-20 23:00 | 47.2055 | 22.9943 | 11.7994 | 46.7828 | 13.6475 | 14.6795 | 20.6908 | 15.4343
2018-11-21 | 44.8055 | 22.1298 | 11.5644 | 50.7457 | 13.8594 | 15.0855 | 19.228 | 13.2269
2018-11-21 01:00 | 42.9296 | 21.5483 | 11.4999 | 55.159 | 13.9873 | 15.6898 | 17.1666 | 10.216
2018-11-21 02:00 | 42.3834 | 21.3616 | 11.7981 | 60.2551 | 14.2048 | 16.7386 | 14.6296 | 7.8678
2018-11-21 03:00 | 42.4559 | 21.4219 | 12.0307 | 63.5934 | 14.3071 | 17.6077 | 10.8776 | 6.8161
2018-11-21 04:00 | 40.426 | 20.6915 | 11.7966 | 65.9072 | 14.311 | 18.4071 | 9.7452 | 7.1432
2018-11-21 05:00 | 40.9032 | 20.8964 | 12.0194 | 67.5764 | 14.202 | 18.843 | 9.1726 | 8.4053
2018-11-21 06:00 | 41.2806 | 21.0011 | 12.1944 | 67.9635 | 14.1622 | 19.1505 | 10.0511 | 9.241
2018-11-21 07:00 | 42.8989 | 21.4026 | 12.7117 | 68.1217 | 14.4904 | 20.0478 | 11.5017 | 10.2337
2018-11-21 08:00 | 43.8516 | 21.5828 | 12.9383 | 67.8001 | 14.6205 | 20.5912 | 13.1311 | 11.5588
2018-11-21 09:00 | 42.5393 | 19.762 | 12.6407 | 66.3588 | 14.4408 | 16.1162 | 14.7772 | 14.3649
2018-11-21 10:00 | 44.6542 | 21.8413 | 12.7132 | 64.1648 | 13.2712 | 22.158 | 16.6754 | 15.6024
2018-11-21 11:00 | 42.5815 | 20.8496 | 11.0884 | 58.6575 | 10.1403 | 18.3085 | 18.1535 | 15.9819
2018-11-21 12:00 | 42.672 | 20.7823 | 10.1231 | 55.5215 | 9.6178 | 15.9314 | 20.3989 | 16.4046
2018-11-21 13:00 | 43.4763 | 21.6328 | 9.8607 | 53.2002 | 9.8522 | 14.7088 | 22.0036 | 16.8746
2018-11-21 14:00 | 46.1707 | 22.5541 | 9.9512 | 50.7193 | 10.5108 | 14.2653 | 23.473 | 17.4204
2018-11-21 15:00 | 47.8309 | 23.1409 | 10.1378 | 47.859 | 11.1357 | 14.4088 | 24.3956 | 17.8038
2018-11-21 16:00 | 48.049 | 23.4116 | 10.2676 | 44.6936 | 11.2779 | 14.5855 | 24.7584 | 17.8997
2018-11-21 17:00 | 47.9141 | 23.5676 | 10.274 | 41.771 | 11.0165 | 14.4832 | 24.6918 | 17.8991
2018-11-21 18:00 | 48.075 | 23.4292 | 10.1128 | 39.1275 | 10.5346 | 13.945 | 24.4545 | 17.8472
2018-11-21 19:00 | 47.3069 | 22.7744 | 9.7852 | 37.2556 | 9.9563 | 13.2725 | 23.9042 | 17.6126
2018-11-21 20:00 | 46.4032 | 22.4125 | 9.8193 | 37.9238 | 11.1316 | 13.5659 | 23.4871 | 17.4458
2018-11-21 21:00 | 45.9295 | 22.5581 | 10.1868 | 40.5084 | 13.4317 | 14.2518 | 22.9389 | 17.1985
2018-11-21 22:00 | 44.8024 | 21.9657 | 9.889 | 43.1448 | 13.5123 | 14.1187 | 21.7638 | 16.4015
2018-11-21 23:00 | 44.0628 | 21.6376 | 9.8445 | 46.7337 | 13.6753 | 14.3026 | 20.4754 | 14.9976
2018-11-22 | 43.7432 | 21.6161 | 9.9682 | 50.7123 | 13.7919 | 14.5532 | 18.8845 | 12.6027
2018-11-22 01:00 | 43.0612 | 21.4807 | 10.1071 | 54.7607 | 13.8343 | 14.8169 | 16.6506 | 9.4107
2018-11-22 02:00 | 42.4375 | 21.2007 | 10.1657 | 59.0054 | 13.8002 | 14.929 | 13.7994 | 6.7036
2018-11-22 03:00 | 40.8097 | 20.4909 | 10.422 | 62.0523 | 13.6553 | 15.4647 | 10.8801 | 5.3666
2018-11-22 04:00 | 44.5118 | 22.0874 | 11.1379 | 63.4587 | 13.4059 | 15.6105 | 9.64 | 6.9668
2018-11-22 05:00 | 43.9607 | 22.0317 | 11.2836 | 65.1809 | 13.2608 | 15.9689 | 9.0071 | 8.2289
2018-11-22 06:00 | 43.9452 | 21.9816 | 11.49 | 65.9224 | 13.1762 | 16.3797 | 9.8676 | 9.0474
2018-11-22 07:00 | 44.7899 | 22.1679 | 11.4751 | 64.8489 | 13.1719 | 16.3687 | 11.2443 | 10.008
2018-11-22 08:00 | 46.8261 | 22.6888 | 11.6905 | 64.4192 | 13.3094 | 16.5462 | 12.871 | 11.3458
2018-11-22 09:00 | 45.902 | 21.029 | 11.5051 | 62.5784 | 13.2259 | 11.56 | 14.3556 | 12.955
2018-11-22 10:00 | 52.3622 | 24.6956 | 12.0896 | 60.2505 | 12.1982 | 18.0213 | 16.4138 | 14.2199
2018-11-22 11:00 | 55.5012 | 25.838 | 11.5104 | 56.3896 | 9.531 | 15.5079 | 18.0586 | 15.0336
2018-11-22 12:00 | 62.2881 | 28.8804 | 11.9757 | 54.8906 | 9.565 | 14.6945 | 20.5995 | 15.9435
2018-11-22 13:00 | 67.301 | 31.7384 | 12.9685 | 53.1742 | 9.9917 | 14.5945 | 22.0313 | 16.7281
2018-11-22 14:00 | 70.2249 | 33.7104 | 13.7869 | 51.0902 | 10.6725 | 14.386 | 23.5681 | 17.4089
2018-11-22 15:00 | 71.2307 | 34.7451 | 14.3668 | 48.8108 | 11.3127 | 14.2701 | 24.3788 | 17.778
2018-11-22 16:00 | 71.0128 | 35.035 | 14.7536 | 45.7833 | 11.5418 | 14.405 | 24.5922 | 17.8064
2018-11-22 17:00 | 69.8332 | 34.3959 | 14.9124 | 42.7799 | 11.3298 | 14.6983 | 24.4269 | 17.7498
2018-11-22 18:00 | 67.7923 | 32.6724 | 14.6019 | 40.3718 | 10.8788 | 14.2932 | 24.1772 | 17.6907
2018-11-22 19:00 | 63.4418 | 29.7596 | 13.9041 | 38.5127 | 10.2932 | 13.8975 | 23.7275 | 17.5136
2018-11-22 20:00 | 58.3961 | 27.3061 | 13.3682 | 38.3535 | 11.4083 | 14.0559 | 23.4284 | 17.4308
2018-11-22 21:00 | 54.9649 | 26.1679 | 13.3446 | 41.1294 | 13.5951 | 15.1253 | 22.9452 | 17.2303
2018-11-22 22:00 | 51.2457 | 24.7581 | 12.6031 | 43.855 | 13.6431 | 15.1285 | 21.7935 | 16.4843
2018-11-22 23:00 | 49.626 | 23.88 | 12.4706 | 47.8145 | 13.7699 | 16.0517 | 20.4666 | 15.0721
2018-11-23 | 47.8628 | 23.0256 | 12.3009 | 52.1697 | 13.8432 | 16.474 | 18.8731 | 12.7116
2018-11-23 01:00 | 45.2819 | 22.1652 | 11.8098 | 55.8142 | 13.8387 | 16.204 | 16.711 | 9.5657
2018-11-23 02:00 | 43.556 | 21.6706 | 11.3889 | 59.9314 | 13.8314 | 16.0914 | 13.9103 | 6.9389
2018-11-23 03:00 | 42.9857 | 21.5873 | 11.328 | 62.5865 | 13.7278 | 16.3337 | 10.822 | 5.6497
2018-11-23 04:00 | 42.7534 | 21.5775 | 11.4209 | 63.9355 | 13.4985 | 16.5953 | 9.6059 | 6.9584
2018-11-23 05:00 | 43.1442 | 21.6345 | 11.6599 | 65.6684 | 13.3457 | 17.1881 | 8.9916 | 8.2248
2018-11-23 06:00 | 43.002 | 21.5247 | 11.4957 | 65.7795 | 13.2143 | 16.9742 | 9.8373 | 9.0306
2018-11-23 07:00 | 43.5418 | 21.6055 | 11.4 | 64.5011 | 13.1887 | 16.858 | 11.2001 | 9.9817
2018-11-23 08:00 | 45.5601 | 22.0855 | 11.6474 | 63.8609 | 13.2923 | 17.1423 | 12.8131 | 11.3107
2018-11-23 09:00 | 46.106 | 20.8026 | 11.6861 | 62.6603 | 13.1608 | 11.6965 | 14.3203 | 12.9869
2018-11-23 10:00 | 52.8767 | 24.5312 | 12.3534 | 60.7762 | 12.079 | 19.242 | 16.3596 | 14.2049
2018-11-23 11:00 | 56.8121 | 25.7355 | 11.8634 | 57.1547 | 9.4654 | 16.4244 | 17.9845 | 14.9945
2018-11-23 12:00 | 62.9681 | 28.7524 | 12.5665 | 55.7755 | 9.5926 | 15.7235 | 20.4704 | 15.8964
2018-11-23 13:00 | 67.8959 | 31.6236 | 13.4813 | 53.7496 | 10.0553 | 15.7813 | 21.9085 | 16.6755
2018-11-23 14:00 | 70.5445 | 33.5807 | 14.118 | 51.0705 | 10.6355 | 15.5824 | 23.3946 | 17.369
2018-11-23 15:00 | 71.4061 | 34.6025 | 14.4879 | 48.1336 | 11.0687 | 15.1519 | 24.2056 | 17.7363
2018-11-23 16:00 | 71.3241 | 35.0039 | 14.8794 | 45.309 | 11.1368 | 15.1805 | 24.5145 | 17.8113
2018-11-23 17:00 | 70.4571 | 34.6078 | 14.8952 | 42.2978 | 10.8426 | 15.1951 | 24.5023 | 17.7881
2018-11-23 18:00 | 68.6866 | 33.0783 | 14.7719 | 40.1425 | 10.5142 | 15.4583 | 24.2217 | 17.723
2018-11-23 19:00 | 65.1741 | 30.4679 | 14.6861 | 40.0736 | 10.1442 | 16.1141 | 23.8427 | 17.5682
2018-11-23 20:00 | 61.2863 | 28.3221 | 14.3749 | 40.4668 | 11.3732 | 16.4894 | 23.5876 | 17.5004
2018-11-23 21:00 | 57.8356 | 27.1744 | 14.0976 | 42.8309 | 13.5086 | 17.0075 | 23.0644 | 17.2816
2018-11-23 22:00 | 54.9944 | 25.8762 | 13.286 | 45.1397 | 13.5661 | 16.8847 | 21.8881 | 16.4774
2018-11-23 23:00 | 52.3753 | 24.786 | 12.5812 | 48.0781 | 13.6991 | 16.5782 | 20.5286 | 15.0437
2018-11-24 | 49.8163 | 23.7953 | 12.1032 | 51.8739 | 13.7592 | 16.3148 | 18.911 | 12.6281
2018-11-24 01:00 | 47.8778 | 23.0315 | 11.7039 | 55.7791 | 13.7022 | 16.2435 | 16.6875 | 9.3808
2018-11-24 02:00 | 46.8521 | 22.6517 | 11.7994 | 60.5238 | 13.6612 | 16.999 | 13.845 | 6.6705
2018-11-24 03:00 | 46.6902 | 22.599 | 11.6694 | 63.5973 | 13.4944 | 17.2152 | 10.8949 | 5.2839
2018-11-24 04:00 | 43.7576 | 21.3154 | 10.6793 | 64.0806 | 13.1912 | 16.9575 | 6.7641 | 3.7016
2018-11-24 05:00 | 43.6866 | 21.4004 | 10.618 | 65.165 | 12.9706 | 16.798 | 6.6052 | 3.5862
2018-11-24 06:00 | 43.4398 | 21.3922 | 10.4261 | 64.8923 | 12.8218 | 16.3474 | 6.9381 | 3.868
2018-11-24 07:00 | 44.2276 | 21.4784 | 10.924 | 65.0016 | 12.8419 | 17.1701 | 7.6154 | 4.5121
2018-11-24 08:00 | 44.7647 | 21.5531 | 11.2578 | 64.887 | 12.9474 | 17.7972 | 8.7078 | 5.342
2018-11-24 09:00 | 40.2422 | 19.0723 | 10.4887 | 62.9331 | 12.8441 | 11.7095 | 9.8836 | 6.7337
2018-11-24 10:00 | 43.2319 | 21.0733 | 10.4727 | 60.5558 | 11.8813 | 18.3435 | 11.8956 | 7.8152
2018-11-24 11:00 | 42.5226 | 20.3298 | 9.3077 | 56.1354 | 9.147 | 15.0473 | 13.5067 | 8.7445
2018-11-24 12:00 | 44.4339 | 21.0662 | 9.0523 | 54.6397 | 9.2339 | 13.3666 | 15.933 | 10.0473
2018-11-24 13:00 | 46.1487 | 22.0471 | 9.1069 | 53.2325 | 9.6876 | 12.2063 | 17.7406 | 11.6434
2018-11-24 14:00 | 47.0937 | 22.6729 | 9.1543 | 50.5028 | 10.3835 | 11.5264 | 20.2304 | 13.4661
2018-11-24 15:00 | 47.4467 | 23.0845 | 9.2482 | 47.6836 | 11.0996 | 11.2732 | 22.6122 | 15.3338
2018-11-24 16:00 | 47.4404 | 23.2329 | 9.3563 | 45.0927 | 11.4714 | 11.2437 | 24.1375 | 16.6024
2018-11-24 17:00 | 47.0815 | 23.2192 | 9.4218 | 42.3184 | 11.4367 | 11.3274 | 24.6714 | 17.2443
2018-11-24 18:00 | 46.603 | 23.1308 | 9.5971 | 40.8969 | 11.2286 | 11.7768 | 24.3476 | 17.5153
2018-11-24 19:00 | 45.8023 | 22.7031 | 9.522 | 39.8058 | 10.6934 | 12.0555 | 23.596 | 17.414
2018-11-24 20:00 | 44.5904 | 22.2661 | 9.5537 | 39.1527 | 11.5753 | 12.6729 | 23.0051 | 17.3784
2018-11-24 21:00 | 43.915 | 22.1966 | 9.9079 | 41.0347 | 13.508 | 13.6406 | 22.3794 | 17.2939
2018-11-24 22:00 | 42.2928 | 21.5122 | 9.74 | 43.6064 | 13.5542 | 13.8954 | 21.0228 | 16.6382
2018-11-24 23:00 | 41.0753 | 20.9576 | 9.7103 | 46.6791 | 13.6948 | 14.1613 | 19.0238 | 15.4952
2018-11-25 | 40.0379 | 20.5656 | 9.664 | 50.3495 | 13.7569 | 14.1934 | 16.3231 | 13.5171
2018-11-25 01:00 | 38.4416 | 20.1818 | 9.8041 | 54.9445 | 13.7587 | 14.4292 | 13.2903 | 10.8028
2018-11-25 02:00 | 37.9338 | 19.9627 | 10.2985 | 59.6507 | 13.8103 | 15.3062 | 10.4351 | 7.9526
2018-11-25 03:00 | 35.9762 | 19.1135 | 10.4044 | 62.2861 | 13.7187 | 15.5706 | 7.6782 | 5.9357
2018-11-25 04:00 | 37.721 | 19.9108 | 10.5836 | 63.771 | 13.5668 | 15.8949 | 6.694 | 3.73
2018-11-25 05:00 | 38.66 | 20.1884 | 11.0549 | 66.1252 | 13.5291 | 16.691 | 6.6482 | 3.6627
2018-11-25 06:00 | 38.9409 | 20.3698 | 11.4857 | 67.3848 | 13.5747 | 17.3967 | 7.0327 | 3.9883
2018-11-25 07:00 | 39.6099 | 20.6063 | 11.9626 | 67.3199 | 13.7822 | 18.2519 | 7.7419 | 4.656
2018-11-25 08:00 | 40.6295 | 20.9181 | 12.5173 | 67.6012 | 14.1347 | 19.1905 | 8.885 | 5.5135
2018-11-25 09:00 | 40.9215 | 21.0367 | 12.9643 | 67.2679 | 14.4076 | 19.9031 | 10.4637 | 8.3032
2018-11-25 10:00 | 39.7721 | 20.5883 | 12.4534 | 64.2727 | 13.162 | 19.1252 | 12.0672 | 9.2955
2018-11-25 11:00 | 33.5616 | 16.6062 | 10.285 | 57.9091 | 9.7882 | 10.279 | 13.1278 | 10.0428
2018-11-25 12:00 | 38.3441 | 19.4559 | 9.909 | 55.1912 | 9.6793 | 17.1861 | 15.8168 | 11.0817
2018-11-25 13:00 | 39.3581 | 20.1428 | 9.3265 | 53.0338 | 9.7881 | 13.1449 | 17.8349 | 12.174
2018-11-25 14:00 | 42.054 | 20.9573 | 9.1056 | 51.3037 | 10.5972 | 11.7024 | 20.2153 | 13.6582
2018-11-25 15:00 | 43.9846 | 21.7228 | 9.2107 | 49.1001 | 11.5043 | 11.2804 | 22.5938 | 15.3576
2018-11-25 16:00 | 45.4442 | 22.3081 | 9.4036 | 46.5413 | 11.9545 | 11.336 | 24.2176 | 16.5915
2018-11-25 17:00 | 46.5859 | 22.7756 | 9.5762 | 44.0242 | 12.0295 | 11.487 | 24.9322 | 17.288
2018-11-25 18:00 | 46.6639 | 22.855 | 9.6304 | 41.9272 | 11.7891 | 11.5771 | 24.7517 | 17.6047
2018-11-25 19:00 | 45.6755 | 22.4077 | 9.3887 | 40.2577 | 11.1886 | 11.5041 | 24.0502 | 17.5058
2018-11-25 20:00 | 43.6308 | 21.668 | 9.217 | 38.8188 | 11.9213 | 11.8773 | 23.2805 | 17.4278
2018-11-25 21:00 | 42.0355 | 21.3965 | 9.4802 | 40.7831 | 13.7228 | 12.7875 | 22.5542 | 17.369
2018-11-25 22:00 | 40.1724 | 20.7155 | 9.3904 | 43.0426 | 13.6774 | 13.2799 | 21.0474 | 16.778
2018-11-25 23:00 | 39.0044 | 20.2162 | 9.5149 | 46.3225 | 13.7821 | 13.8438 | 19.0834 | 15.7431
2018-11-26 | 39.2296 | 20.1497 | 9.9723 | 50.6827 | 13.9318 | 14.6676 | 16.6552 | 13.9769
2018-11-26 01:00 | 39.354 | 20.1223 | 10.3157 | 54.8454 | 13.9912 | 15.3184 | 13.6924 | 11.2756
2018-11-26 02:00 | 39.2907 | 20.0813 | 10.9423 | 59.9113 | 14.1278 | 16.3655 | 10.8341 | 8.5072
2018-11-26 03:00 | 38.179 | 19.5523 | 11.6651 | 63.762 | 14.2283 | 17.5991 | 7.7609 | 6.7309
2018-11-26 04:00 | 42.9674 | 21.7914 | 12.707 | 66.0529 | 14.2218 | 18.348 | 9.665 | 7.1086
2018-11-26 05:00 | 42.9785 | 21.8397 | 13.1188 | 68.4253 | 14.2618 | 19.238 | 9.1611 | 8.4002
2018-11-26 06:00 | 43.6366 | 22.0363 | 13.4928 | 69.3437 | 14.3152 | 19.822 | 10.0665 | 9.2531
2018-11-26 07:00 | 45.2363 | 22.4097 | 13.8712 | 69.131 | 14.5486 | 20.4156 | 11.4852 | 10.2284
2018-11-26 08:00 | 47.562 | 22.9786 | 14.2402 | 68.9248 | 14.8464 | 20.9803 | 13.1208 | 11.5614
2018-11-26 09:00 | 48.2095 | 21.6434 | 14.1144 | 67.2521 | 14.8266 | 16.2664 | 14.7778 | 14.4956
2018-11-26 10:00 | 54.2365 | 25.3336 | 14.7629 | 65.38 | 14.1041 | 22.8034 | 16.7603 | 15.8663
2018-11-26 11:00 | 55.8369 | 25.8882 | 13.4809 | 59.7393 | 10.8968 | 19.2615 | 18.2235 | 16.337
2018-11-26 12:00 | 59.6171 | 28.2566 | 12.9203 | 56.185 | 10.2803 | 16.5031 | 20.6552 | 16.7536
2018-11-26 13:00 | 63.1374 | 31.0494 | 13.1394 | 53.949 | 10.3959 | 14.8074 | 22.7656 | 17.2513
2018-11-26 14:00 | 67.4705 | 33.2835 | 13.8517 | 51.173 | 11.0256 | 14.0918 | 24.1896 | 17.6771
2018-11-26 15:00 | 70.2852 | 34.8919 | 14.634 | 48.6069 | 11.7716 | 14.0662 | 25.0535 | 17.9785
2018-11-26 16:00 | 71.0533 | 35.694 | 15.2258 | 46.015 | 12.1873 | 14.296 | 25.3993 | 18.0688
2018-11-26 17:00 | 70.8044 | 35.6488 | 15.5194 | 43.4598 | 12.1627 | 14.4226 | 25.5564 | 18.1369
2018-11-26 18:00 | 69.2689 | 34.2405 | 15.3478 | 41.2074 | 11.8866 | 14.164 | 25.4831 | 18.1551
2018-11-26 19:00 | 65.042 | 31.2731 | 14.4951 | 39.4084 | 11.2327 | 13.4497 | 24.9597 | 17.9423
2018-11-26 20:00 | 59.6162 | 28.2445 | 13.5267 | 38.473 | 11.9861 | 13.1872 | 24.2929 | 17.6797
2018-11-26 21:00 | 54.2533 | 26.2143 | 12.8988 | 40.6438 | 13.8077 | 13.6359 | 23.3626 | 17.393
2018-11-26 22:00 | 50.9118 | 24.5042 | 12.1804 | 43.1916 | 13.7321 | 14.0735 | 22.0061 | 16.6557
2018-11-26 23:00 | 48.3203 | 23.3081 | 11.6453 | 46.6143 | 13.7491 | 14.3197 | 20.5798 | 15.2383
2018-11-27 | 45.304 | 22.2977 | 11.2809 | 50.5536 | 13.7924 | 14.6085 | 19.0325 | 12.9171
2018-11-27 01:00 | 43.801 | 21.6793 | 11.3362 | 55.1177 | 13.8611 | 15.423 | 17.0674 | 9.9609
2018-11-27 02:00 | 42.9113 | 21.3902 | 11.4653 | 60.0907 | 13.9678 | 16.1417 | 14.4835 | 7.5268
2018-11-27 03:00 | 41.7341 | 21.1663 | 11.398 | 63.286 | 13.8988 | 16.4598 | 10.8235 | 6.2975
2018-11-27 04:00 | 41.6764 | 21.1115 | 11.673 | 65.4715 | 13.8229 | 17.0839 | 9.6621 | 7.054
2018-11-27 05:00 | 41.6265 | 21.2402 | 11.9567 | 67.3825 | 13.8054 | 17.6694 | 9.1097 | 8.3324
2018-11-27 06:00 | 41.5762 | 21.2883 | 12.1762 | 67.7588 | 13.6867 | 18.1472 | 9.9815 | 9.1654
2018-11-27 07:00 | 43.3533 | 21.6899 | 12.7778 | 67.7093 | 13.9068 | 19.1305 | 11.4206 | 10.1501
2018-11-27 08:00 | 45.7768 | 22.4015 | 13.2341 | 67.6226 | 14.2066 | 19.6885 | 13.0988 | 11.4954
2018-11-27 09:00 | 46.8047 | 21.2289 | 13.2464 | 66.6182 | 14.1783 | 15.4372 | 14.7341 | 14.2291
2018-11-27 10:00 | 53.4829 | 25.0165 | 13.9213 | 64.4206 | 13.4167 | 21.7882 | 16.7336 | 15.6012
2018-11-27 11:00 | 55.3878 | 25.5238 | 12.6086 | 58.5061 | 10.0705 | 18.0104 | 18.129 | 15.9753
2018-11-27 12:00 | 59.1793 | 27.8792 | 12.319 | 55.3397 | 9.6185 | 15.698 | 20.3912 | 16.3846
2018-11-27 13:00 | 63.7983 | 30.832 | 12.8746 | 53.2869 | 10.0104 | 14.5569 | 22.1343 | 16.9313
2018-11-27 14:00 | 68.4429 | 33.2407 | 13.785 | 50.7042 | 10.8249 | 14.0974 | 23.8583 | 17.5184
2018-11-27 15:00 | 70.1215 | 34.5014 | 14.5761 | 47.913 | 11.5258 | 14.3321 | 24.7329 | 17.8965
2018-11-27 16:00 | 70.6704 | 35.0668 | 15.0905 | 45.2482 | 11.7989 | 14.6466 | 25.1373 | 18.0274
2018-11-27 17:00 | 70.2543 | 34.8529 | 15.2642 | 42.5383 | 11.5831 | 14.7158 | 25.2738 | 18.0838
2018-11-27 18:00 | 68.6023 | 33.4371 | 14.9745 | 40.0647 | 11.1984 | 14.3767 | 25.2537 | 18.1113
2018-11-27 19:00 | 64.8964 | 30.5783 | 13.9903 | 38.2766 | 10.5433 | 13.4497 | 24.6463 | 17.8442
2018-11-27 20:00 | 60.8646 | 28.1316 | 13.2452 | 38.1227 | 11.6321 | 13.3475 | 23.8921 | 17.5492
2018-11-27 21:00 | 57.5431 | 26.8478 | 12.9303 | 40.707 | 13.671 | 13.8639 | 23.0726 | 17.1821
2018-11-27 22:00 | 54.3767 | 25.306 | 12.1424 | 43.1353 | 13.6338 | 13.8236 | 21.7769 | 16.3137
2018-11-27 23:00 | 51.8691 | 24.1879 | 11.6102 | 46.4341 | 13.7089 | 13.984 | 20.4179 | 14.8753
2018-11-28 | 49.1945 | 23.2661 | 11.2177 | 50.2539 | 13.7447 | 14.1884 | 18.7926 | 12.4773
2018-11-28 01:00 | 47.1782 | 22.5572 | 10.9285 | 54.4033 | 13.6747 | 14.4036 | 16.5241 | 9.2604
2018-11-28 02:00 | 45.8402 | 22.127 | 10.7764 | 58.7615 | 13.6147 | 14.6293 | 13.6747 | 6.5305
2018-11-28 03:00 | 45.2606 | 22.0243 | 10.7501 | 61.822 | 13.459 | 15.0516 | 10.7951 | 5.2679
2018-11-28 04:00 | 41.7194 | 20.89 | 10.0065 | 63.2501 | 13.225 | 15.102 | 9.5774 | 6.9255
2018-11-28 05:00 | 41.6142 | 20.8986 | 10.0916 | 64.8906 | 13.0622 | 15.2338 | 8.9638 | 8.1783
2018-11-28 06:00 | 41.7982 | 20.8996 | 10.1104 | 65.1125 | 12.9431 | 15.3049 | 9.8172 | 9
2018-11-28 07:00 | 41.4092 | 20.926 | 10.4025 | 64.6111 | 13.0562 | 15.9157 | 11.2105 | 9.9742
2018-11-28 08:00 | 42.2667 | 21.1504 | 10.8176 | 64.6251 | 13.2827 | 16.5428 | 12.8843 | 11.3338
2018-11-28 09:00 | 39.1823 | 18.8678 | 10.3851 | 62.8598 | 13.1156 | 11.4851 | 14.3483 | 13.1651
2018-11-28 10:00 | 42.9091 | 21.3966 | 10.6436 | 60.7449 | 12.253 | 18.2892 | 16.4043 | 14.2604
2018-11-28 11:00 | 43.8772 | 20.8953 | 9.7343 | 56.8125 | 9.4188 | 15.7235 | 17.9744 | 14.9269
2018-11-28 12:00 | 45.3364 | 21.3712 | 9.4856 | 54.7568 | 9.5022 | 14.3475 | 20.4279 | 15.8177
2018-11-28 13:00 | 47.0136 | 22.4219 | 9.5406 | 52.2662 | 9.9573 | 13.7313 | 21.9097 | 16.6174
2018-11-28 14:00 | 48.7471 | 23.275 | 9.7202 | 49.9085 | 10.5701 | 13.7759 | 23.5351 | 17.3769
2018-11-28 15:00 | 49.3443 | 23.5969 | 9.8703 | 47.6105 | 11.1157 | 14.0086 | 24.3911 | 17.8135
2018-11-28 16:00 | 48.5361 | 23.5629 | 10.0317 | 45.0136 | 11.3376 | 14.402 | 24.4828 | 17.8626
2018-11-28 17:00 | 48.127 | 23.7454 | 10.1325 | 42.0803 | 11.1941 | 14.4327 | 24.4663 | 17.8843
2018-11-28 18:00 | 48.1836 | 23.6152 | 10.1404 | 39.814 | 10.8278 | 14.1601 | 24.1721 | 17.7835
2018-11-28 19:00 | 47.0417 | 22.8266 | 9.901 | 38.4329 | 10.217 | 13.6811 | 23.6603 | 17.5458
2018-11-28 20:00 | 45.7423 | 22.2493 | 9.852 | 37.8336 | 11.3374 | 13.821 | 23.3834 | 17.4388
2018-11-28 21:00 | 45.2476 | 22.382 | 10.1984 | 40.603 | 13.5157 | 14.5169 | 22.9268 | 17.2243
2018-11-28 22:00 | 44.0134 | 21.9107 | 9.8992 | 43.2794 | 13.6435 | 14.3707 | 21.8311 | 16.4618
2018-11-28 23:00 | 43.5526 | 21.6396 | 9.8226 | 46.8648 | 13.7999 | 14.3572 | 20.5345 | 15.0249
2018-11-29 | 42.9959 | 21.5224 | 10.0278 | 51.233 | 13.8891 | 14.6944 | 18.9168 | 12.6389
2018-11-29 01:00 | 43.151 | 21.5943 | 10.3495 | 55.1713 | 13.8713 | 15.2508 | 16.6499 | 9.3638
2018-11-29 02:00 | 43.0641 | 21.4423 | 10.5145 | 59.9616 | 13.8075 | 15.4929 | 13.7711 | 6.6017
2018-11-29 03:00 | 41.9795 | 20.7729 | 10.5681 | 63.1144 | 13.6138 | 15.6058 | 10.9166 | 5.2132
2018-11-29 04:00 | 46.1471 | 22.4798 | 11.2436 | 65.0342 | 13.3155 | 15.7259 | 9.661 | 6.9588
2018-11-29 05:00 | 45.8889 | 22.4579 | 11.4583 | 66.9627 | 13.0886 | 16.3054 | 9.0208 | 8.2112
2018-11-29 06:00 | 46.1284 | 22.401 | 11.8002 | 66.7718 | 12.9466 | 17.0268 | 9.878 | 9.0306
2018-11-29 07:00 | 47.3713 | 22.6098 | 12.0232 | 66.5825 | 12.9441 | 17.3584 | 11.2655 | 9.9992
2018-11-29 08:00 | 49.7009 | 23.1199 | 12.3864 | 66.608 | 13.0408 | 17.7494 | 12.8891 | 11.3385
2018-11-29 09:00 | 48.5068 | 21.615 | 11.873 | 64.3303 | 12.8984 | 11.9996 | 14.363 | 12.7746
2018-11-29 10:00 | 56.0679 | 25.5231 | 12.464 | 63.1379 | 11.997 | 18.7529 | 16.459 | 13.9503
2018-11-29 11:00 | 59.6465 | 26.9129 | 12.4734 | 60.7407 | 9.3147 | 16.8038 | 18.0941 | 14.8608
2018-11-29 12:00 | 63.3467 | 29.3247 | 13.4655 | 58.4904 | 9.4176 | 16.904 | 20.539 | 15.9764
2018-11-29 13:00 | 65.5031 | 31.2764 | 13.9668 | 54.1313 | 9.5971 | 16.7632 | 21.9488 | 16.8312
2018-11-29 14:00 | 67.4564 | 32.6207 | 14.6375 | 50.6773 | 9.8129 | 17.2863 | 23.1362 | 17.3687
2018-11-29 15:00 | 67.8777 | 33.1195 | 14.8426 | 47.0959 | 10.0582 | 17.2154 | 23.6069 | 17.6092
2018-11-29 16:00 | 67.2519 | 33.065 | 14.6721 | 43.5752 | 10.0329 | 16.603 | 23.6843 | 17.5782
2018-11-29 17:00 | 66.5204 | 32.6498 | 14.9099 | 41.2335 | 9.9137 | 17.0491 | 23.6504 | 17.535
2018-11-29 18:00 | 64.6398 | 31.1806 | 14.4274 | 38.9574 | 9.6891 | 16.0549 | 23.4847 | 17.4878
2018-11-29 19:00 | 59.7349 | 28.4565 | 13.6207 | 37.8506 | 9.3419 | 14.9714 | 23.1791 | 17.4298
2018-11-29 20:00 | 55.8069 | 26.6513 | 13.5193 | 39.7535 | 10.9924 | 15.6665 | 23.1787 | 17.5319
2018-11-29 21:00 | 53.4914 | 25.7477 | 13.8946 | 43.8355 | 13.5065 | 17.3265 | 22.8727 | 17.4293
2018-11-29 22:00 | 51.268 | 24.5903 | 13.7551 | 47.9919 | 13.7865 | 18.5279 | 21.845 | 16.7633
2018-11-29 23:00 | 48.8581 | 23.686 | 13.3099 | 51.5169 | 14.0467 | 18.4559 | 20.5697 | 15.3872
2018-11-30 | 46.8994 | 22.9603 | 13.1582 | 55.6438 | 14.2212 | 18.3923 | 18.9983 | 13.032
2018-11-30 01:00 | 45.4621 | 22.3777 | 12.9845 | 60.6308 | 14.2488 | 18.5426 | 16.7949 | 9.8531
2018-11-30 02:00 | 44.8057 | 22.1195 | 13.1205 | 65.3638 | 14.2767 | 19.355 | 13.9931 | 7.2168
2018-11-30 03:00 | 44.4026 | 22.049 | 13.2551 | 68.258 | 14.2084 | 20.0249 | 10.8734 | 5.9713
2018-11-30 04:00 | 44.5884 | 22.1056 | 13.6905 | 69.8467 | 14.0333 | 20.9982 | 9.6796 | 7.0388
2018-11-30 05:00 | 45.3679 | 22.2859 | 14.4498 | 72.0816 | 13.9402 | 22.5342 | 9.1093 | 8.3187
2018-11-30 06:00 | 44.1931 | 22.0405 | 13.6699 | 70.8112 | 13.8041 | 21.1154 | 9.9291 | 9.1158
2018-11-30 07:00 | 45.3109 | 22.2234 | 13.7846 | 70.2462 | 13.8812 | 21.1726 | 11.3129 | 10.0752
2018-11-30 08:00 | 48.6045 | 22.9297 | 15.0232 | 71.5195 | 14.0857 | 23.0451 | 12.9754 | 11.424
2018-11-30 09:00 | 45.3318 | 20.6791 | 13.6418 | 67.2987 | 13.8908 | 12.7345 | 14.3869 | 13.3388
2018-11-30 10:00 | 53.4321 | 24.9583 | 14.7205 | 65.4865 | 13.1523 | 24.1263 | 16.5052 | 14.6453
2018-11-30 11:00 | 55.7072 | 25.906 | 13.6812 | 61.1141 | 10.2681 | 20.0839 | 18.0689 | 15.4519
2018-11-30 12:00 | 59.5894 | 28.2229 | 13.2347 | 56.8375 | 9.9268 | 17.6129 | 20.4513 | 16.2671
2018-11-30 13:00 | 63.5839 | 30.5513 | 13.7739 | 53.3506 | 9.9072 | 17.5186 | 21.9628 | 16.944
2018-11-30 14:00 | 66.9616 | 32.2741 | 14.0388 | 50.3101 | 10.2674 | 16.3027 | 23.1978 | 17.4238
2018-11-30 15:00 | 68.2874 | 33.188 | 14.2101 | 47.3911 | 10.6568 | 15.3626 | 23.7392 | 17.6112
2018-11-30 16:00 | 68.066 | 33.3839 | 14.8153 | 44.8388 | 10.8205 | 15.9385 | 23.8845 | 17.5927
2018-11-30 17:00 | 67.1756 | 32.9025 | 15.2006 | 42.6219 | 10.5663 | 16.4628 | 23.84 | 17.5559
2018-11-30 18:00 | 65.7033 | 31.5672 | 14.9584 | 40.9674 | 10.3646 | 16.1565 | 23.6814 | 17.5278
2018-11-30 19:00 | 60.9547 | 28.8559 | 14.2799 | 39.9015 | 10.0353 | 15.775 | 23.3792 | 17.4302
2018-11-30 20:00 | 56.1374 | 26.5204 | 13.895 | 40.1906 | 11.3279 | 16.2807 | 23.2603 | 17.4986
2018-11-30 21:00 | 53.0092 | 25.3132 | 14.2424 | 44.113 | 13.6319 | 18.0779 | 22.9136 | 17.4349
2018-11-30 22:00 | 49.3246 | 23.8835 | 13.282 | 46.8494 | 13.8462 | 17.4691 | 21.8341 | 16.7289
2018-11-30 23:00 | 46.407 | 22.8702 | 12.8231 | 49.3186 | 14.1545 | 17.6018 | 20.6551 | 15.4618
2018-12-01 | 43.9494 | 22.0981 | 12.8011 | 53.2502 | 14.476 | 18.1174 | 19.2493 | 13.283
2018-12-01 01:00 | 42.1237 | 21.5315 | 12.6709 | 57.3551 | 14.6121 | 18.3176 | 17.1247 | 10.228
2018-12-01 02:00 | 40.7521 | 21.1811 | 12.7661 | 61.9206 | 14.7105 | 18.6901 | 14.3549 | 7.6625
2018-12-01 03:00 | 40.6688 | 21.203 | 13.0683 | 65.9209 | 14.7732 | 19.463 | 10.84 | 6.5204
2018-12-01 04:00 | 37.3916 | 20.0597 | 12.6888 | 67.5386 | 14.634 | 19.9747 | 6.8208 | 3.8447
2018-12-01 05:00 | 38.1141 | 20.3541 | 13.2856 | 70.0247 | 14.5455 | 21.0079 | 6.7499 | 3.7817
2018-12-01 06:00 | 38.9101 | 20.5622 | 13.8358 | 70.6782 | 14.5444 | 21.8464 | 7.1401 | 4.1103
2018-12-01 07:00 | 39.8281 | 20.7529 | 14.2936 | 70.2544 | 14.6579 | 22.4838 | 7.8249 | 4.744
2018-12-01 08:00 | 40.2204 | 20.8393 | 14.1961 | 69.6709 | 14.8 | 22.3299 | 8.8896 | 5.5372
2018-12-01 09:00 | 35.7284 | 17.9133 | 13.499 | 69.1847 | 14.7391 | 12.9808 | 10.0282 | 8.2576
2018-12-01 10:00 | 41.4788 | 21.2 | 14.3696 | 67.5318 | 14.1635 | 25.51 | 12.2046 | 9.4402
2018-12-01 11:00 | 39.5615 | 20.0547 | 13.1605 | 62.454 | 10.9024 | 21.6166 | 13.6299 | 10.2879
2018-12-01 12:00 | 39.0008 | 19.8753 | 11.7446 | 58.8888 | 10.3958 | 18.0053 | 15.784 | 11.3158
2018-12-01 13:00 | 39.621 | 20.1816 | 10.951 | 55.5301 | 10.3228 | 15.5912 | 17.8234 | 12.4717
2018-12-01 14:00 | 40.8323 | 20.4818 | 11.0239 | 52.1113 | 10.6697 | 15.4047 | 19.8537 | 13.9205
2018-12-01 15:00 | 42.4384 | 20.8246 | 11.0015 | 48.9708 | 10.996 | 15.3972 | 21.6237 | 15.3692
2018-12-01 16:00 | 43.6137 | 21.0512 | 10.8198 | 46.0533 | 11.0473 | 14.9618 | 22.8595 | 16.3643
2018-12-01 17:00 | 43.9268 | 21.1814 | 10.8773 | 43.8253 | 10.813 | 15.0558 | 23.348 | 16.8852
2018-12-01 18:00 | 43.5836 | 21.14 | 10.6815 | 41.6322 | 10.4053 | 14.6965 | 23.0877 | 17.1347
2018-12-01 19:00 | 42.3817 | 20.6952 | 10.6258 | 40.1306 | 9.9813 | 14.8316 | 22.5208 | 17.1163
2018-12-01 20:00 | 40.7122 | 20.5278 | 11.0132 | 40.2877 | 11.4548 | 15.955 | 22.2947 | 17.3122
2018-12-01 21:00 | 40.2859 | 20.8613 | 11.4688 | 43.683 | 13.7681 | 16.9207 | 22.0871 | 17.4788
2018-12-01 22:00 | 39.4885 | 20.558 | 11.8095 | 46.7853 | 14.1039 | 17.7918 | 21.0414 | 17.0334
2018-12-01 23:00 | 39.747 | 20.5147 | 12.703 | 51.3665 | 14.4668 | 19.6198 | 19.3291 | 16.0703
2018-12-02 | 40.6937 | 20.7318 | 13.7682 | 56.9981 | 14.8278 | 21.5095 | 16.9579 | 14.3135
2018-12-02 01:00 | 40.5851 | 20.797 | 13.9837 | 61.0165 | 15.0486 | 22.1183 | 13.9086 | 11.6611
2018-12-02 02:00 | 39.8509 | 20.6888 | 13.9718 | 65.0971 | 15.2118 | 22.087 | 10.8314 | 8.749
2018-12-02 03:00 | 37.9669 | 19.8654 | 13.6893 | 68.0765 | 15.3346 | 21.646 | 7.7301 | 6.8249
2018-12-02 04:00 | 39.4709 | 20.6622 | 13.9179 | 69.6402 | 15.3411 | 22.0768 | 6.7884 | 3.9101
2018-12-02 05:00 | 40.0091 | 20.9543 | 14.3535 | 71.6241 | 15.5856 | 22.6747 | 6.7487 | 3.8565
2018-12-02 06:00 | 40.1736 | 21.1531 | 14.5948 | 72.3441 | 15.7579 | 22.7464 | 7.1224 | 4.1747
2018-12-02 07:00 | 40.8222 | 21.4993 | 15.1185 | 71.8886 | 16.1339 | 23.0776 | 7.8575 | 4.8225
2018-12-02 08:00 | 41.0641 | 21.8691 | 15.2678 | 71.907 | 16.5942 | 23.2715 | 8.9745 | 5.6432
2018-12-02 09:00 | 41.3655 | 22.0036 | 15.3787 | 71.1496 | 17.0373 | 23.2299 | 10.569 | 9.0403
2018-12-02 10:00 | 41.8884 | 22.1382 | 15.7334 | 69.5081 | 16.4295 | 23.608 | 12.3498 | 10.2776
2018-12-02 11:00 | 33.7396 | 17.042 | 13.2761 | 62.2238 | 12.5298 | 11.7435 | 13.2703 | 10.969
2018-12-02 12:00 | 38.081 | 20.0427 | 12.3719 | 58.2937 | 11.5228 | 21.9014 | 15.8474 | 11.8437
2018-12-02 13:00 | 37.5716 | 19.6606 | 11.0079 | 54.8746 | 10.6733 | 16.5644 | 18.0083 | 12.7878
2018-12-02 14:00 | 38.1619 | 19.6439 | 10.2419 | 51.6485 | 10.6192 | 14.3329 | 19.8475 | 14.0267
2018-12-02 15:00 | 39.7891 | 19.7387 | 9.9615 | 48.8188 | 10.8514 | 13.6229 | 21.5016 | 15.3915
2018-12-02 16:00 | 40.7223 | 19.7958 | 9.4044 | 45.0807 | 10.8836 | 12.4188 | 22.7026 | 16.3406
2018-12-02 17:00 | 40.7816 | 19.8623 | 9.2882 | 42.1033 | 10.7368 | 12.1129 | 23.1855 | 16.8625
2018-12-02 18:00 | 40.1379 | 19.8761 | 9.5246 | 40.0122 | 10.4557 | 12.6196 | 23.0044 | 17.1417
2018-12-02 19:00 | 39.2288 | 19.6362 | 10.0184 | 38.7456 | 10.0402 | 13.7266 | 22.5396 | 17.1875
2018-12-02 20:00 | 38.8865 | 19.7122 | 10.532 | 39.4074 | 11.4929 | 14.8313 | 22.4205 | 17.465
2018-12-02 21:00 | 39.3342 | 20.2473 | 11.2975 | 42.7385 | 13.9801 | 16.2155 | 22.3099 | 17.714
2018-12-02 22:00 | 38.7139 | 20.0927 | 11.5098 | 46.2218 | 14.4517 | 16.8437 | 21.3986 | 17.3557
2018-12-02 23:00 | 38.646 | 20.2643 | 12.2228 | 50.8573 | 14.9296 | 18.1649 | 19.7206 | 16.4476
2018-12-03 | 38.5862 | 20.4827 | 12.7873 | 55.1898 | 15.3446 | 19.2297 | 17.2433 | 14.6796
2018-12-03 01:00 | 38.8342 | 20.7016 | 13.117 | 59.67 | 15.7261 | 19.7716 | 14.3916 | 12.1144
2018-12-03 02:00 | 38.4007 | 20.6687 | 13.3629 | 64.2621 | 16.0709 | 20.0673 | 11.5354 | 9.2842
2018-12-03 03:00 | 37.2482 | 20.2151 | 13.7251 | 67.837 | 16.3227 | 20.6115 | 7.8184 | 7.421
2018-12-03 04:00 | 42.0032 | 22.5431 | 14.712 | 70.3392 | 16.5205 | 21.1726 | 9.7322 | 7.2101
2018-12-03 05:00 | 42.4956 | 22.5558 | 15.0532 | 72.4896 | 16.7446 | 21.8206 | 9.2475 | 8.5144
2018-12-03 06:00 | 43.104 | 22.7903 | 15.3607 | 73.4998 | 16.9511 | 22.34 | 10.1563 | 9.3684
2018-12-03 07:00 | 44.6374 | 23.193 | 15.6811 | 73.4029 | 17.1424 | 22.82 | 11.5712 | 10.3321
2018-12-03 08:00 | 46.7079 | 23.8774 | 15.9757 | 72.9591 | 17.3831 | 23.1454 | 13.2079 | 11.6499
2018-12-03 09:00 | 45.1448 | 21.7555 | 15.6186 | 71.163 | 17.2913 | 14.1512 | 14.5826 | 14.8837
2018-12-03 10:00 | 54.116 | 26.3867 | 16.5627 | 69.8316 | 16.6483 | 26.6049 | 16.903 | 16.2441
2018-12-03 11:00 | 56.033 | 26.7368 | 15.4779 | 63.8479 | 13.2534 | 22.3766 | 18.3343 | 16.9328
2018-12-03 12:00 | 58.4732 | 27.9471 | 14.3732 | 58.5749 | 11.768 | 19.1868 | 20.5178 | 17.3318
2018-12-03 13:00 | 61.1324 | 29.8161 | 13.803 | 54.6471 | 10.7622 | 16.7846 | 22.2608 | 17.4978
2018-12-03 14:00 | 63.4933 | 31.4378 | 13.8893 | 51.3162 | 10.5717 | 15.6462 | 23.3336 | 17.7364
2018-12-03 15:00 | 64.9027 | 32.3941 | 14.1271 | 48.1388 | 10.8242 | 14.9796 | 23.8408 | 17.7956
2018-12-03 16:00 | 66.076 | 32.7456 | 14.3312 | 44.9963 | 10.9307 | 14.4773 | 23.9677 | 17.674
2018-12-03 17:00 | 65.7175 | 32.3922 | 14.3915 | 41.9551 | 10.7617 | 14.1608 | 23.8481 | 17.5656
2018-12-03 18:00 | 64.0152 | 30.8793 | 14.115 | 39.1198 | 10.4471 | 13.9038 | 23.6107 | 17.4863
2018-12-03 19:00 | 59.8208 | 28.1693 | 13.4516 | 38.1957 | 10.0267 | 13.5845 | 23.2719 | 17.3701
2018-12-03 20:00 | 54.2244 | 25.8926 | 13.2322 | 39.8332 | 11.4071 | 14.4484 | 23.1479 | 17.5016
2018-12-03 21:00 | 51.453 | 24.9196 | 13.5524 | 44.2947 | 13.7116 | 16.1179 | 22.9111 | 17.5732
2018-12-03 22:00 | 48.7124 | 23.6655 | 13.1694 | 46.956 | 14.0204 | 16.5796 | 22.0468 | 17.0407
2018-12-03 23:00 | 46.8471 | 22.8964 | 13.0908 | 50.5011 | 14.4516 | 17.2562 | 21.0954 | 15.9172
2018-12-04 | 44.477 | 22.2326 | 13.1364 | 54.4096 | 14.7742 | 18.0881 | 19.7017 | 13.7415
2018-12-04 01:00 | 43.512 | 21.8937 | 13.296 | 60.0971 | 15.0176 | 18.8211 | 17.7422 | 10.8054
2018-12-04 02:00 | 43.44 | 21.8526 | 13.6051 | 66.0375 | 15.3389 | 19.6998 | 15.1479 | 8.3904
2018-12-04 03:00 | 43.6005 | 21.8913 | 13.7157 | 69.4323 | 15.4185 | 20.382 | 10.9406 | 7.1892
2018-12-04 04:00 | 43.8503 | 21.9535 | 13.8236 | 71.4027 | 15.3683 | 20.7937 | 9.8017 | 7.2207
2018-12-04 05:00 | 43.8076 | 22.113 | 14.057 | 73.4762 | 15.4112 | 21.2942 | 9.2813 | 8.5022
2018-12-04 06:00 | 43.7588 | 22.3398 | 14.4197 | 74.1399 | 15.5292 | 21.8639 | 10.1947 | 9.3583
2018-12-04 07:00 | 44.6441 | 22.5804 | 14.5348 | 72.548 | 15.6506 | 21.955 | 11.5815 | 10.2914
2018-12-04 08:00 | 46.7889 | 23.1133 | 14.6996 | 71.7971 | 15.7885 | 22.1129 | 13.2096 | 11.5961
2018-12-04 09:00 | 47.3502 | 21.5904 | 14.5778 | 71.0126 | 15.6014 | 16.5266 | 14.8131 | 14.5208
2018-12-04 10:00 | 53.9211 | 25.6004 | 15.3457 | 69.0742 | 15.2092 | 24.3435 | 16.9213 | 15.9064
2018-12-04 11:00 | 55.6116 | 26.1722 | 14.1734 | 62.9478 | 11.666 | 20.6514 | 18.3092 | 16.4602
2018-12-04 12:00 | 58.5026 | 27.9637 | 13.7325 | 58.7486 | 10.6981 | 18.3308 | 20.4771 | 16.961
2018-12-04 13:00 | 61.1666 | 30.0127 | 13.7762 | 54.6882 | 10.3644 | 16.9756 | 22.1687 | 17.3063
2018-12-04 14:00 | 63.3607 | 31.6898 | 14.2712 | 51.747 | 10.5605 | 16.7346 | 23.3264 | 17.647
2018-12-04 15:00 | 65.3127 | 32.7038 | 14.5567 | 48.6329 | 10.8818 | 16.2839 | 24.0244 | 17.8398
2018-12-04 16:00 | 65.5847 | 33.1276 | 14.7892 | 45.4631 | 10.9305 | 16.0569 | 24.3597 | 17.8322
2018-12-04 17:00 | 65.2304 | 32.6938 | 14.7131 | 42.5456 | 10.7201 | 15.5617 | 24.242 | 17.7331
2018-12-04 18:00 | 63.67 | 31.1364 | 14.4848 | 41.0203 | 10.3964 | 15.3845 | 23.9107 | 17.6485
2018-12-04 19:00 | 59.5067 | 28.4445 | 13.9068 | 39.8985 | 10.0348 | 15.1646 | 23.5011 | 17.5141
2018-12-04 20:00 | 54.5355 | 26.1221 | 13.5847 | 39.8886 | 11.5166 | 15.6034 | 23.2139 | 17.5402
2018-12-04 21:00 | 50.6741 | 24.9567 | 13.6753 | 43.3281 | 13.8228 | 16.7006 | 22.8895 | 17.5193
2018-12-04 22:00 | 47.9951 | 23.8174 | 13.3546 | 46.4811 | 14.1279 | 17.2275 | 22.0558 | 16.9776
2018-12-04 23:00 | 45.989 | 23.0871 | 13.2289 | 50.5482 | 14.4794 | 17.7929 | 20.9982 | 15.7753
2018-12-05 | 44.2823 | 22.4204 | 13.2458 | 54.7943 | 14.8212 | 18.4236 | 19.6625 | 13.6111
2018-12-05 01:00 | 42.6148 | 21.917 | 13.252 | 59.1617 | 15.0552 | 18.859 | 17.5975 | 10.5945
2018-12-05 02:00 | 41.8049 | 21.7467 | 13.2565 | 64.0226 | 15.2829 | 19.3009 | 14.9303 | 8.0986
2018-12-05 03:00 | 41.5301 | 21.8214 | 13.3263 | 67.9974 | 15.3978 | 19.7705 | 10.9308 | 6.9167
2018-12-05 04:00 | 39.0729 | 21.0689 | 12.8949 | 71.6934 | 15.3348 | 20.1571 | 9.7782 | 7.1568
2018-12-05 05:00 | 39.5359 | 21.339 | 13.2637 | 74.5447 | 15.252 | 20.6703 | 9.2335 | 8.4184
2018-12-05 06:00 | 39.628 | 21.2858 | 13.3741 | 73.5513 | 15.2188 | 20.9251 | 10.1064 | 9.2562
2018-12-05 07:00 | 40.4595 | 21.5195 | 13.6349 | 72.3183 | 15.48 | 21.4716 | 11.5113 | 10.2068
2018-12-05 08:00 | 40.5308 | 21.7079 | 13.6893 | 71.5167 | 15.7885 | 21.4997 | 13.1704 | 11.5221
2018-12-05 09:00 | 36.2468 | 18.8842 | 13.1669 | 69.701 | 15.6464 | 14.8418 | 14.6507 | 14.2518
2018-12-05 10:00 | 42.2584 | 22.0855 | 13.8315 | 68.487 | 15.1046 | 23.9142 | 16.8733 | 15.5956
2018-12-05 11:00 | 40.9847 | 21.1081 | 12.6749 | 63.5951 | 11.7022 | 20.7282 | 18.2892 | 16.2917
2018-12-05 12:00 | 40.331 | 20.8494 | 12.1934 | 60.0196 | 11.078 | 19.3847 | 20.5233 | 17.0615
2018-12-05 13:00 | 40.053 | 20.8642 | 11.5519 | 55.8059 | 10.6032 | 18.2181 | 22.4414 | 17.5244
2018-12-05 14:00 | 40.7515 | 20.9987 | 11.0435 | 51.7558 | 10.2482 | 17.3796 | 23.2758 | 17.7986
2018-12-05 15:00 | 41.2398 | 21.0809 | 10.7822 | 48.1004 | 10.0913 | 16.8141 | 23.6604 | 17.8822
2018-12-05 16:00 | 40.5724 | 21.0392 | 10.389 | 44.1597 | 9.8159 | 16.0084 | 23.7228 | 17.7383
2018-12-05 17:00 | 40.2813 | 21.0013 | 10.2521 | 40.6206 | 9.4343 | 15.6792 | 23.6157 | 17.6362
2018-12-05 18:00 | 40.9 | 21.0598 | 10.1558 | 38.2056 | 9.1389 | 15.2831 | 23.4504 | 17.5828
2018-12-05 19:00 | 41.3491 | 20.9048 | 10.2646 | 38.2502 | 9.0634 | 15.286 | 23.3059 | 17.5869
2018-12-05 20:00 | 41.4356 | 21.0958 | 11.1254 | 41.4875 | 11.2449 | 16.6825 | 23.4269 | 17.7826
2018-12-05 21:00 | 41.5089 | 21.5111 | 12.0121 | 46.1269 | 14.0135 | 18.1549 | 23.185 | 17.7392
2018-12-05 22:00 | 40.8464 | 21.2453 | 12.1025 | 49.4755 | 14.4963 | 18.5962 | 22.186 | 17.0845
2018-12-05 23:00 | 40.6264 | 21.1087 | 12.1251 | 52.7248 | 14.9282 | 18.8816 | 20.9658 | 15.7986
2018-12-06 | 39.9827 | 21.054 | 12.1848 | 55.8203 | 15.2706 | 18.999 | 19.4127 | 13.5228
2018-12-06 01:00 | 40.2992 | 21.1433 | 12.5157 | 60.482 | 15.568 | 19.5136 | 17.308 | 10.5031
2018-12-06 02:00 | 40.5754 | 21.0391 | 12.859 | 65.7663 | 15.846 | 20.0058 | 14.5303 | 7.9334
2018-12-06 03:00 | 39.0434 | 20.376 | 12.8757 | 68.2927 | 15.958 | 20.0572 | 10.8987 | 6.6858
2018-12-06 04:00 | 43.1393 | 22.0367 | 13.4582 | 69.5562 | 15.8381 | 19.9949 | 9.7127 | 7.128
2018-12-06 05:00 | 42.868 | 22.0514 | 13.4752 | 71.1639 | 15.6777 | 20.1218 | 9.1247 | 8.3922
2018-12-06 06:00 | 42.9804 | 22.0729 | 13.5426 | 71.6463 | 15.6012 | 20.3298 | 9.9871 | 9.2219
2018-12-06 07:00 | 44.4657 | 22.3076 | 13.737 | 70.9616 | 15.6999 | 20.5903 | 11.3778 | 10.1846
2018-12-06 08:00 | 46.6644 | 22.855 | 14.0056 | 70.393 | 15.9029 | 20.8832 | 12.9973 | 11.5107
2018-12-06 09:00 | 44.7211 | 20.6223 | 13.6882 | 68.5387 | 15.7774 | 12.5731 | 14.4555 | 13.9464
2018-12-06 10:00 | 53.4142 | 25.331 | 14.5875 | 67.0024 | 15.3882 | 23.9848 | 16.6812 | 15.2682
2018-12-06 11:00 | 56.4146 | 26.3 | 14.1354 | 63.3581 | 12.233 | 20.6459 | 18.1613 | 16.0685
2018-12-06 12:00 | 60.4442 | 28.3683 | 14.2369 | 59.5758 | 11.3875 | 19.4672 | 20.5095 | 16.9579
2018-12-06 13:00 | 64.201 | 30.3003 | 14.268 | 55.921 | 10.7619 | 18.6687 | 22.4279 | 17.5397
2018-12-06 14:00 | 66.5538 | 31.7359 | 14.6261 | 52.3117 | 10.5842 | 18.6778 | 23.5399 | 18.0004
2018-12-06 15:00 | 68.0614 | 32.6615 | 15.1008 | 49.2094 | 10.5715 | 18.8614 | 24.0182 | 18.2027
2018-12-06 16:00 | 67.6297 | 32.8534 | 15.1802 | 45.6468 | 10.2656 | 18.2689 | 24.0434 | 18.0671
2018-12-06 17:00 | 66.6544 | 32.4026 | 15.13 | 42.625 | 9.9365 | 17.9779 | 23.8985 | 17.9589
2018-12-06 18:00 | 64.9953 | 30.9427 | 14.8356 | 41.1856 | 9.7328 | 17.5521 | 23.7282 | 17.9153
2018-12-06 19:00 | 61.0877 | 28.5242 | 14.4884 | 40.9578 | 9.633 | 17.4647 | 23.5269 | 17.835
2018-12-06 20:00 | 56.7011 | 26.5575 | 14.4329 | 42.0607 | 11.6397 | 18.0839 | 23.505 | 17.9056
2018-12-06 21:00 | 53.5334 | 25.5662 | 14.8272 | 45.675 | 14.3027 | 19.6885 | 23.2318 | 17.832
2018-12-06 22:00 | 51.0755 | 24.426 | 14.6208 | 48.5067 | 14.7031 | 20.4394 | 22.2256 | 17.1833
2018-12-06 23:00 | 48.1627 | 23.4845 | 14.1344 | 51.6973 | 15.0758 | 20.3307 | 20.9779 | 15.8827
2018-12-07 | 45.0632 | 22.5879 | 13.7713 | 55.3873 | 15.4007 | 20.2274 | 19.4582 | 13.6179
2018-12-07 01:00 | 42.8549 | 21.9776 | 13.7246 | 60.0373 | 15.6746 | 20.4514 | 17.3325 | 10.5741
2018-12-07 02:00 | 41.8676 | 21.6902 | 13.6538 | 64.4133 | 15.7841 | 20.5319 | 14.5039 | 7.9683
2018-12-07 03:00 | 41.5866 | 21.7497 | 13.7642 | 67.9783 | 15.9378 | 20.8531 | 10.9141 | 6.7889
2018-12-07 04:00 | 41.351 | 21.7655 | 13.6611 | 69.2608 | 15.8287 | 20.7257 | 9.7305 | 7.1528
2018-12-07 05:00 | 41.4108 | 21.8582 | 13.6938 | 71.1907 | 15.8021 | 20.699 | 9.1443 | 8.4172
2018-12-07 06:00 | 41.6899 | 21.9908 | 13.698 | 71.5527 | 15.7174 | 20.5913 | 9.9991 | 9.249
2018-12-07 07:00 | 43.1378 | 22.2709 | 13.9518 | 70.7103 | 15.9095 | 20.8582 | 11.3885 | 10.2036
2018-12-07 08:00 | 45.4344 | 22.8912 | 14.3099 | 70.4371 | 16.2149 | 21.1158 | 13.0153 | 11.5246
2018-12-07 09:00 | 44.034 | 20.592 | 14.1696 | 69.044 | 16.227 | 12.7476 | 14.4821 | 14.0733
2018-12-07 10:00 | 51.9388 | 25.4194 | 15.0032 | 67.0582 | 16.0286 | 24.3267 | 16.7152 | 15.4107
2018-12-07 11:00 | 54.3532 | 26.1749 | 13.883 | 61.552 | 12.2702 | 20.1129 | 18.1695 | 16.0576
2018-12-07 12:00 | 57.7034 | 28.0188 | 13.6169 | 57.5289 | 11.1673 | 18.2591 | 20.5218 | 16.8422
2018-12-07 13:00 | 60.9684 | 30.0107 | 13.5809 | 53.7285 | 10.4342 | 16.9991 | 22.179 | 17.3686
2018-12-07 14:00 | 63.4095 | 31.6431 | 13.7345 | 50.4197 | 10.2027 | 15.9093 | 23.4382 | 17.7731
2018-12-07 15:00 | 65.2553 | 32.7087 | 13.9886 | 47.7034 | 10.2766 | 15.0738 | 24.1125 | 17.9162
2018-12-07 16:00 | 65.9827 | 33.2552 | 14.257 | 45.0267 | 10.3334 | 14.4645 | 24.3299 | 17.8313
2018-12-07 17:00 | 66.8787 | 33.1958 | 14.4041 | 42.1512 | 10.2112 | 14.0585 | 24.2103 | 17.6936
2018-12-07 18:00 | 66.1456 | 32.017 | 14.2309 | 40.2772 | 10.0179 | 13.6033 | 23.9601 | 17.5998
2018-12-07 19:00 | 62.3101 | 29.3119 | 13.544 | 38.9055 | 9.6612 | 13.1817 | 23.5534 | 17.4707
2018-12-07 20:00 | 56.3234 | 26.6453 | 12.983 | 38.351 | 11.1053 | 13.7482 | 23.2998 | 17.4866
2018-12-07 21:00 | 51.7296 | 25.2249 | 12.8705 | 41.1649 | 13.4363 | 14.9274 | 22.8848 | 17.4104
2018-12-07 22:00 | 48.7506 | 23.9028 | 12.5277 | 44.4438 | 13.8229 | 15.6108 | 21.8986 | 16.8515
2018-12-07 23:00 | 46.302 | 22.9365 | 12.5323 | 48.6061 | 14.3283 | 16.5503 | 20.8081 | 15.6878
2018-12-08 | 43.9999 | 22.0772 | 12.5228 | 53.568 | 14.8078 | 17.2583 | 19.4227 | 13.5253
2018-12-08 01:00 | 42.5466 | 21.5913 | 12.7082 | 58.5769 | 15.163 | 18.1441 | 17.3601 | 10.5814
2018-12-08 02:00 | 41.6934 | 21.3693 | 13.0128 | 63.6484 | 15.4711 | 18.9852 | 14.7119 | 8.1344
2018-12-08 03:00 | 41.6906 | 21.5045 | 13.4015 | 67.5002 | 15.797 | 19.9903 | 10.9683 | 7.0925
2018-12-08 04:00 | 38.7836 | 20.4252 | 13.114 | 69.4219 | 15.9655 | 20.7694 | 6.955 | 3.9708
2018-12-08 05:00 | 39.1681 | 20.7113 | 13.3429 | 71.3372 | 15.9786 | 21.0968 | 6.8675 | 3.9071
2018-12-08 06:00 | 39.9819 | 20.9974 | 13.7085 | 72.5112 | 16.048 | 21.6742 | 7.2373 | 4.2278
2018-12-08 07:00 | 40.8103 | 21.2459 | 14.059 | 72.0345 | 16.3897 | 22.1838 | 7.933 | 4.8655
2018-12-08 08:00 | 41.5779 | 21.5459 | 14.4081 | 71.8596 | 16.8229 | 22.7011 | 9.0472 | 5.6915
2018-12-08 09:00 | 39.1611 | 19.1996 | 14.3124 | 71.0166 | 16.9315 | 16.7677 | 10.4377 | 9.1203
2018-12-08 10:00 | 42.4723 | 22.1876 | 15.1094 | 69.6695 | 17.098 | 26.2223 | 12.4729 | 10.4497
2018-12-08 11:00 | 40.3676 | 20.9253 | 13.6224 | 63.822 | 13.3837 | 22.0544 | 13.8893 | 11.3182
2018-12-08 12:00 | 39.5379 | 20.131 | 12.0668 | 59.162 | 11.6583 | 18.756 | 15.9872 | 12.1736
2018-12-08 13:00 | 40.0216 | 20.1976 | 10.8336 | 55.2341 | 10.6157 | 15.7858 | 18.3589 | 13.067
2018-12-08 14:00 | 40.0316 | 20.5465 | 10.004 | 51.8375 | 10.4841 | 13.6527 | 20.2392 | 14.1712
2018-12-08 15:00 | 41.9258 | 21.1301 | 9.6274 | 49.0393 | 10.7704 | 12.5209 | 22.0818 | 15.486
2018-12-08 16:00 | 43.9406 | 21.6116 | 9.5251 | 45.9721 | 10.9152 | 12.0413 | 23.3985 | 16.4811
2018-12-08 17:00 | 45.062 | 21.9031 | 9.5044 | 43.1527 | 10.8154 | 11.8043 | 23.9256 | 17.0124
2018-12-08 18:00 | 45.2591 | 22.0447 | 9.4876 | 41.0726 | 10.5772 | 11.7491 | 23.7093 | 17.2847
2018-12-08 19:00 | 44.3537 | 21.5977 | 9.2243 | 39.336 | 10.1042 | 11.6951 | 22.9939 | 17.1785
2018-12-08 20:00 | 42.3578 | 21.0018 | 9.2625 | 38.0018 | 11.2914 | 12.4737 | 22.5019 | 17.2515
2018-12-08 21:00 | 40.3328 | 20.8844 | 9.8266 | 40.6946 | 13.4495 | 13.8501 | 22.0766 | 17.3621
2018-12-08 22:00 | 38.5922 | 20.2919 | 10.0883 | 43.9109 | 13.743 | 14.769 | 21.041 | 17.0033
2018-12-08 23:00 | 38.1599 | 20.0365 | 10.5784 | 48.0394 | 14.1395 | 15.7882 | 19.3488 | 16.1124
2018-12-09 | 37.5402 | 20.0128 | 11.0677 | 52.5648 | 14.4968 | 16.5975 | 16.8997 | 14.3355
2018-12-09 01:00 | 38.0172 | 20.1879 | 11.5525 | 57.4864 | 14.7891 | 17.4334 | 14.0194 | 11.7137
2018-12-09 02:00 | 37.8541 | 20.1646 | 12.0128 | 62.4246 | 15.0957 | 18.2408 | 11.1287 | 8.8593
2018-12-09 03:00 | 36.4404 | 19.5694 | 12.3938 | 65.907 | 15.3216 | 18.9008 | 7.749 | 6.9713
2018-12-09 04:00 | 38.7743 | 20.5401 | 12.8305 | 68.3347 | 15.4453 | 19.5567 | 6.8252 | 3.9069
2018-12-09 05:00 | 39.9652 | 21.0048 | 13.4134 | 70.929 | 15.6795 | 20.5264 | 6.8255 | 3.8711
2018-12-09 06:00 | 40.6019 | 21.3065 | 13.8089 | 71.7987 | 16.0365 | 21.2677 | 7.2232 | 4.2065
2018-12-09 07:00 | 41.2761 | 21.4945 | 14.0462 | 71.4634 | 16.2697 | 21.6431 | 7.9101 | 4.8354
2018-12-09 08:00 | 41.4652 | 21.5929 | 14.0896 | 70.9174 | 16.4303 | 21.5848 | 8.9973 | 5.6319
2018-12-09 09:00 | 41.5978 | 21.709 | 14.2778 | 70.4018 | 16.4718 | 21.7512 | 10.5808 | 8.8658
2018-12-09 10:00 | 41.5787 | 21.7689 | 14.4545 | 68.2718 | 16.3208 | 22.1181 | 12.409 | 10.0859
2018-12-09 11:00 | 35.3517 | 17.4063 | 12.37 | 62.1579 | 12.3436 | 12.8247 | 13.4077 | 10.805
2018-12-09 12:00 | 38.3597 | 19.8946 | 11.807 | 58.1027 | 11.3224 | 20.0093 | 15.8877 | 11.766
2018-12-09 13:00 | 38.0134 | 20.0832 | 11.0322 | 54.3872 | 10.6668 | 16.0664 | 18.1759 | 12.84
2018-12-09 14:00 | 37.9164 | 20.2382 | 10.3921 | 51.1296 | 10.597 | 14.0723 | 20.2361 | 14.1953
2018-12-09 15:00 | 38.2195 | 20.4832 | 10.0438 | 48.1128 | 10.749 | 13.134 | 22.2883 | 15.6818
2018-12-09 16:00 | 39.5672 | 20.6533 | 9.7941 | 44.2009 | 10.6135 | 12.5855 | 23.7346 | 16.6986
2018-12-09 17:00 | 40.3858 | 20.6306 | 9.5269 | 40.8584 | 10.1541 | 12.1763 | 24.1016 | 17.1574
2018-12-09 18:00 | 40.6809 | 20.4322 | 9.279 | 38.0597 | 9.7078 | 11.921 | 23.6151 | 17.3462
2018-12-09 19:00 | 39.9857 | 20.2222 | 9.131 | 36.7486 | 9.3399 | 11.9173 | 22.9805 | 17.2653
2018-12-09 20:00 | 39.8464 | 20.4378 | 9.6644 | 38.0193 | 11.1414 | 13.0351 | 22.5531 | 17.3826
2018-12-09 21:00 | 38.6017 | 20.778 | 10.5947 | 41.9209 | 13.6429 | 14.7105 | 22.1942 | 17.544
2018-12-09 22:00 | 38.2133 | 20.5679 | 11.0993 | 45.6416 | 14.0818 | 15.9368 | 21.1986 | 17.2096
2018-12-09 23:00 | 38.0852 | 20.4369 | 11.521 | 49.5972 | 14.4814 | 16.8929 | 19.4713 | 16.2648
2018-12-10 | 38.5759 | 20.5466 | 11.8694 | 54.0547 | 14.7924 | 17.5931 | 16.9484 | 14.429
2018-12-10 01:00 | 39.526 | 20.7481 | 12.3089 | 58.8688 | 15.0804 | 18.4584 | 13.9835 | 11.7783
2018-12-10 02:00 | 39.1961 | 20.6059 | 12.6482 | 63.5801 | 15.2538 | 19.1513 | 11.0698 | 8.8717
2018-12-10 03:00 | 38.1521 | 20.0326 | 12.8931 | 66.8546 | 15.3018 | 19.5817 | 7.756 | 6.9257
2018-12-10 04:00 | 42.6074 | 22.1723 | 13.6323 | 68.9289 | 15.1807 | 19.7557 | 9.6383 | 7.1324
2018-12-10 05:00 | 42.4982 | 22.1307 | 13.6758 | 70.6035 | 15.1161 | 19.8612 | 9.1219 | 8.3958
2018-12-10 06:00 | 42.7565 | 22.1852 | 13.8326 | 71.1538 | 15.1083 | 20.2121 | 9.9984 | 9.2275
2018-12-10 07:00 | 43.6932 | 22.3147 | 13.9017 | 70.0427 | 15.1451 | 20.3011 | 11.3723 | 10.177
2018-12-10 08:00 | 46.0291 | 22.8991 | 14.2286 | 70.1013 | 15.2698 | 20.5922 | 13.0173 | 11.4961
2018-12-10 09:00 | 44.2682 | 20.5371 | 13.8277 | 68.1001 | 15.1358 | 12.4822 | 14.4597 | 14.0665
2018-12-10 10:00 | 52.3988 | 25.3054 | 14.77 | 66.2746 | 15.1271 | 23.6193 | 16.7715 | 15.4531
2018-12-10 11:00 | 54.3975 | 26.1256 | 13.8399 | 61.3382 | 11.5824 | 19.7847 | 18.1493 | 16.0734
2018-12-10 12:00 | 57.2231 | 27.8144 | 13.7058 | 57.1799 | 10.7149 | 18.2127 | 20.437 | 16.8941
2018-12-10 13:00 | 60.1195 | 29.5666 | 13.6594 | 53.5596 | 10.1388 | 16.8436 | 22.2797 | 17.4056
2018-12-10 14:00 | 61.779 | 30.9201 | 13.6862 | 49.3644 | 9.823 | 15.7145 | 23.214 | 17.6662
2018-12-10 15:00 | 63.125 | 31.7704 | 13.8225 | 45.4607 | 9.8048 | 15.0415 | 23.6926 | 17.7522
2018-12-10 16:00 | 64.8877 | 32.2253 | 13.9733 | 42.0639 | 9.7117 | 14.5345 | 23.8234 | 17.6259
2018-12-10 17:00 | 65.1289 | 32.0582 | 14.0005 | 39.7786 | 9.4985 | 14.0361 | 23.7424 | 17.5178
2018-12-10 18:00 | 64.6073 | 30.8797 | 13.7748 | 37.8008 | 9.2718 | 13.6001 | 23.5609 | 17.4693
2018-12-10 19:00 | 61.1296 | 28.5189 | 13.1886 | 36.8167 | 9.0464 | 13.2418 | 23.2423 | 17.3567
2018-12-10 20:00 | 55.8503 | 26.3227 | 12.9349 | 37.674 | 10.8489 | 13.9879 | 23.1248 | 17.4431
2018-12-10 21:00 | 50.957 | 25.12 | 13.0577 | 41.2901 | 13.4121 | 15.3237 | 22.809 | 17.4069
2018-12-10 22:00 | 47.8271 | 23.8958 | 12.7786 | 44.8827 | 13.877 | 15.9499 | 21.8676 | 16.8061
2018-12-10 23:00 | 45.6259 | 23.046 | 12.6747 | 48.5344 | 14.3588 | 16.6152 | 20.7149 | 15.5534
2018-12-11 | 42.8385 | 22.2831 | 12.6016 | 52.8081 | 14.7199 | 17.1026 | 19.214 | 13.327
2018-12-11 01:00 | 41.1891 | 21.773 | 12.6616 | 57.7688 | 14.9535 | 17.7044 | 17.1423 | 10.2957
2018-12-11 02:00 | 40.2019 | 21.5479 | 12.7894 | 62.5272 | 15.1983 | 18.3046 | 14.4402 | 7.7512
2018-12-11 03:00 | 40.925 | 21.7224 | 13.1266 | 66.6674 | 15.5664 | 19.0374 | 10.9009 | 6.7135
2018-12-11 04:00 | 42.0021 | 21.9426 | 13.5809 | 69.557 | 15.6836 | 19.8785 | 9.7693 | 7.168
2018-12-11 05:00 | 42.3934 | 22.0778 | 13.8621 | 71.5747 | 15.6111 | 20.5428 | 9.1972 | 8.4502
2018-12-11 06:00 | 43.1937 | 22.2848 | 14.215 | 72.3558 | 15.9298 | 21.0606 | 10.0848 | 9.3028
2018-12-11 07:00 | 44.2238 | 22.6896 | 14.5116 | 71.4842 | 16.3903 | 21.3575 | 11.4922 | 10.2689
2018-12-11 08:00 | 46.5183 | 23.3392 | 14.9206 | 71.2645 | 16.8204 | 21.856 | 13.1389 | 11.6057
2018-12-11 09:00 | 45.6841 | 21.3551 | 14.8289 | 70.2486 | 16.8518 | 13.5983 | 14.5698 | 14.5253
2018-12-11 10:00 | 53.7171 | 26.0455 | 15.7971 | 68.8532 | 16.5912 | 25.5398 | 16.8803 | 15.8919
2018-12-11 11:00 | 55.7728 | 26.8271 | 14.9536 | 63.612 | 13.1305 | 21.6811 | 18.3259 | 16.6324
2018-12-11 12:00 | 58.2486 | 28.1226 | 14.1851 | 58.5757 | 11.6177 | 19.22 | 20.5635 | 17.2138
2018-12-11 13:00 | 60.8022 | 29.8548 | 13.6618 | 54.6396 | 10.4428 | 16.6692 | 22.2181 | 17.3676
2018-12-11 14:00 | 63.323 | 31.5089 | 13.7238 | 51.2434 | 10.3307 | 15.0539 | 23.2744 | 17.5647
2018-12-11 15:00 | 65.6569 | 32.6734 | 14.1165 | 48.9891 | 10.6875 | 14.4614 | 23.9917 | 17.7052
2018-12-11 16:00 | 66.6869 | 33.2326 | 14.4355 | 46.0226 | 10.8547 | 14.2807 | 24.2257 | 17.6418
2018-12-11 17:00 | 66.6336 | 33.0632 | 14.5779 | 43.0966 | 10.7364 | 14.0772 | 24.0962 | 17.5806
2018-12-11 18:00 | 65.4264 | 31.7849 | 14.3861 | 40.9375 | 10.4987 | 13.7124 | 23.9107 | 17.5644
2018-12-11 19:00 | 62.1961 | 29.1066 | 13.6625 | 39.4807 | 10.0602 | 13.2037 | 23.5348 | 17.4111
2018-12-11 20:00 | 56.7623 | 26.4287 | 13.0083 | 38.7195 | 11.2707 | 13.5409 | 23.2422 | 17.3819
2018-12-11 21:00 | 51.6991 | 24.9884 | 12.8715 | 41.3176 | 13.4479 | 14.7144 | 22.8229 | 17.3472
2018-12-11 22:00 | 48.3998 | 23.6536 | 12.4825 | 44.6976 | 13.7502 | 15.359 | 21.8781 | 16.8069
2018-12-11 23:00 | 46.1324 | 22.7919 | 12.4911 | 49.0904 | 14.163 | 16.3049 | 20.8096 | 15.6472
2018-12-12 | 44.4064 | 22.1643 | 12.7217 | 53.7739 | 14.5828 | 17.5022 | 19.4539 | 13.5267
2018-12-12 01:00 | 43.1146 | 21.6782 | 12.8042 | 58.4838 | 14.8333 | 18.1775 | 17.4052 | 10.523
2018-12-12 02:00 | 42.1792 | 21.4062 | 12.948 | 63.1064 | 14.9474 | 18.8764 | 14.7281 | 8.0281
2018-12-12 03:00 | 42.2932 | 21.4861 | 13.0417 | 66.6188 | 15.1015 | 19.4159 | 10.9296 | 7.0007
2018-12-12 04:00 | 39.9788 | 20.6337 | 12.6275 | 68.4054 | 15.1204 | 19.8919 | 9.7746 | 7.166
2018-12-12 05:00 | 40.7851 | 20.8818 | 13.021 | 70.1683 | 15.2173 | 20.601 | 9.2119 | 8.4499
2018-12-12 06:00 | 41.3242 | 20.9772 | 13.417 | 71.1199 | 15.291 | 21.3077 | 10.0932 | 9.3002
2018-12-12 07:00 | 42.2617 | 21.1802 | 13.7273 | 70.5858 | 15.5383 | 22.0001 | 11.4999 | 10.2697
2018-12-12 08:00 | 42.1944 | 21.1779 | 13.8106 | 69.4854 | 15.5814 | 22.0051 | 13.0876 | 11.5508
2018-12-12 09:00 | 36.8196 | 18.1724 | 14.2201 | 68.8624 | 15.2119 | 13.2251 | 14.4789 | 14.0446
2018-12-12 10:00 | 42.3296 | 21.921 | 15.4236 | 67.506 | 15.1924 | 27.5656 | 16.7766 | 15.2842
2018-12-12 11:00 | 41.3681 | 21.1193 | 13.8458 | 62.7921 | 11.7892 | 23.072 | 18.1697 | 15.9646
2018-12-12 12:00 | 40.7456 | 20.5042 | 12.0079 | 57.7736 | 10.4755 | 19.5064 | 20.3732 | 16.5165
2018-12-12 13:00 | 41.8338 | 20.8448 | 10.4086 | 53.2817 | 9.7226 | 16.3061 | 21.8121 | 16.8467
2018-12-12 14:00 | 44.6583 | 21.6641 | 9.8259 | 50.0565 | 9.8055 | 14.689 | 23.0908 | 17.255
2018-12-12 15:00 | 46.0031 | 22.0253 | 9.6307 | 47.0571 | 10.2413 | 14.0751 | 23.6837 | 17.4804
2018-12-12 16:00 | 46.3402 | 22.3171 | 9.7083 | 44.7818 | 10.5164 | 13.9989 | 23.8611 | 17.4785
2018-12-12 17:00 | 47.0047 | 22.7631 | 9.8045 | 42.0898 | 10.5575 | 13.7937 | 23.9396 | 17.4944
2018-12-12 18:00 | 47.9461 | 23.0168 | 9.8629 | 39.8441 | 10.3544 | 13.5073 | 23.8753 | 17.5156
2018-12-12 19:00 | 47.0556 | 22.3851 | 9.676 | 38.6484 | 9.9241 | 13.0433 | 23.53 | 17.3767
2018-12-12 20:00 | 44.06 | 21.3588 | 9.6073 | 38.1097 | 11.1059 | 13.307 | 23.1995 | 17.3216
2018-12-12 21:00 | 41.4151 | 21.0677 | 10.006 | 41.145 | 13.2437 | 14.3521 | 22.7407 | 17.2261
2018-12-12 22:00 | 39.5874 | 20.4595 | 10.1412 | 44.6229 | 13.5607 | 15.0825 | 21.8369 | 16.7048
2018-12-12 23:00 | 38.8126 | 20.22 | 10.5503 | 49.0049 | 13.9842 | 15.9082 | 20.7802 | 15.5534
2018-12-13 | 38.2372 | 20.2016 | 10.933 | 52.8135 | 14.305 | 16.5392 | 19.325 | 13.3369
2018-12-13 01:00 | 37.999 | 20.3424 | 11.4963 | 57.6308 | 14.625 | 17.5011 | 17.2727 | 10.4431
2018-12-13 02:00 | 38.2435 | 20.4428 | 12.261 | 63.3378 | 15.0334 | 18.6786 | 14.7069 | 8.1136
2018-12-13 03:00 | 37.2364 | 19.9809 | 12.804 | 67.1186 | 15.3369 | 19.5937 | 10.921 | 7.0895
2018-12-13 04:00 | 41.5493 | 21.7596 | 13.6927 | 69.0966 | 15.4113 | 20.1821 | 9.7663 | 7.1567
2018-12-13 05:00 | 42.7668 | 22.1721 | 14.2986 | 72.0054 | 15.6745 | 21.2316 | 9.2471 | 8.4703
2018-12-13 06:00 | 44.0561 | 22.5927 | 14.8536 | 73.4291 | 16.0409 | 22.0122 | 10.1836 | 9.3488
2018-12-13 07:00 | 45.6421 | 23.0559 | 15.2116 | 73.0826 | 16.4518 | 22.4817 | 11.5955 | 10.3236
2018-12-13 08:00 | 48.7417 | 23.946 | 15.8754 | 73.884 | 17.0094 | 23.3699 | 13.2903 | 11.6883
2018-12-13 09:00 | 49.7362 | 22.2289 | 16.1472 | 73.2448 | 17.3504 | 19.3458 | 14.9498 | 15.1958
2018-12-13 10:00 | 56.1152 | 26.8148 | 17.1657 | 71.8106 | 17.5454 | 26.6182 | 17.1504 | 16.6305
2018-12-13 11:00 | 56.9325 | 26.8738 | 15.632 | 64.6007 | 13.4607 | 22.5925 | 18.4621 | 17.113
2018-12-13 12:00 | 58.8799 | 27.9129 | 14.1438 | 58.8977 | 11.4365 | 18.8759 | 20.5804 | 17.2811
2018-12-13 13:00 | 62.3089 | 30.1543 | 13.5738 | 54.8884 | 10.4009 | 16.1831 | 22.3219 | 17.4013
2018-12-13 14:00 | 65.0901 | 32.4303 | 13.8869 | 52.2731 | 10.5573 | 15.0128 | 23.9011 | 17.8092
2018-12-13 15:00 | 69.1056 | 34.2105 | 14.4893 | 49.7041 | 11.1011 | 14.4695 | 24.8199 | 18.0047
2018-12-13 16:00 | 70.6052 | 34.9225 | 14.9477 | 46.6583 | 11.4113 | 14.343 | 24.973 | 17.9227
2018-12-13 17:00 | 70.1926 | 34.6796 | 15.1646 | 43.8359 | 11.3943 | 14.2951 | 24.9144 | 17.8693
2018-12-13 18:00 | 68.7207 | 33.1961 | 14.9548 | 41.69 | 11.1092 | 13.9709 | 24.7568 | 17.8159
2018-12-13 19:00 | 64.1251 | 30.1377 | 14.1031 | 40.1262 | 10.5562 | 13.3689 | 24.2721 | 17.6166
2018-12-13 20:00 | 57.4162 | 26.9421 | 13.2044 | 39.0227 | 11.5481 | 13.447 | 23.7401 | 17.5265
2018-12-13 21:00 | 51.3552 | 24.9499 | 12.7937 | 41.0854 | 13.4778 | 14.4291 | 22.9371 | 17.3465
2018-12-13 22:00 | 47.8566 | 23.437 | 12.2919 | 43.9886 | 13.6649 | 14.9307 | 21.8322 | 16.764
2018-12-13 23:00 | 45.8892 | 22.5717 | 12.3311 | 48.3157 | 14.0871 | 15.9302 | 20.857 | 15.7099
2018-12-14 | 44.3873 | 22.052 | 12.5856 | 53.4041 | 14.5528 | 17.0253 | 19.684 | 13.7061
2018-12-14 01:00 | 42.5741 | 21.6528 | 12.7367 | 58.2808 | 14.9311 | 17.8027 | 17.6843 | 10.7959
2018-12-14 02:00 | 41.6621 | 21.4909 | 13.0616 | 63.4251 | 15.2905 | 18.7485 | 14.9576 | 8.3298
2018-12-14 03:00 | 41.814 | 21.7325 | 13.4493 | 67.3133 | 15.5768 | 19.786 | 10.9838 | 7.2855
2018-12-14 04:00 | 41.7311 | 21.7831 | 13.5415 | 69.0562 | 15.5202 | 20.085 | 9.8204 | 7.1978
2018-12-14 05:00 | 41.9851 | 21.9572 | 13.8242 | 71.3475 | 15.4929 | 20.7542 | 9.265 | 8.4774
2018-12-14 06:00 | 42.2801 | 22.0449 | 13.896 | 71.7657 | 15.4826 | 20.9064 | 10.1355 | 9.3173
2018-12-14 07:00 | 43.6136 | 22.31 | 14.0908 | 71.0606 | 15.6712 | 21.2103 | 11.5241 | 10.2716
2018-12-14 08:00 | 45.844 | 22.788 | 14.3274 | 70.516 | 15.7512 | 21.4812 | 13.1524 | 11.5796
2018-12-14 09:00 | 47.1353 | 21.4106 | 14.141 | 68.9864 | 15.5641 | 16.1716 | 14.7935 | 14.4826
2018-12-14 10:00 | 52.6663 | 25.2376 | 14.8181 | 66.9932 | 15.3457 | 23.6866 | 16.8893 | 15.8002
2018-12-14 11:00 | 55.7498 | 26.2115 | 14.1582 | 62.9282 | 11.8884 | 20.4734 | 18.2873 | 16.4624
2018-12-14 12:00 | 60.3022 | 28.326 | 14.1684 | 59.0528 | 10.9857 | 19.3648 | 20.5329 | 17.1837
2018-12-14 13:00 | 64.008 | 30.343 | 14.2248 | 54.9968 | 10.4555 | 18.2604 | 22.4866 | 17.6501
2018-12-14 14:00 | 65.9316 | 31.8333 | 14.2339 | 50.4561 | 10.1187 | 17.1669 | 23.4619 | 17.9468
2018-12-14 15:00 | 66.4366 | 32.6462 | 14.3381 | 47.2455 | 10.0146 | 16.4235 | 23.9686 | 18.0418
2018-12-14 16:00 | 66.6543 | 32.9931 | 14.4072 | 43.8992 | 9.8441 | 15.8727 | 24.1217 | 17.9384
2018-12-14 17:00 | 65.6969 | 32.6317 | 14.2851 | 40.6532 | 9.5416 | 15.2766 | 24.0991 | 17.837
2018-12-14 18:00 | 63.7686 | 31.1316 | 14.0082 | 38.4656 | 9.2947 | 14.7078 | 23.8991 | 17.7515
2018-12-14 19:00 | 59.9494 | 28.622 | 13.4652 | 37.7086 | 9.1039 | 14.359 | 23.5118 | 17.6206
2018-12-14 20:00 | 56.4892 | 26.7829 | 13.4214 | 39.7097 | 10.9632 | 15.1485 | 23.3983 | 17.6569
2018-12-14 21:00 | 53.7736 | 25.7561 | 13.6009 | 42.9219 | 13.5946 | 16.4547 | 23.068 | 17.5903
2018-12-14 22:00 | 51.5817 | 24.544 | 13.2132 | 46.066 | 14.0485 | 16.9859 | 22.1277 | 16.9879
2018-12-14 23:00 | 49.9496 | 23.6784 | 12.9882 | 50.1533 | 14.5014 | 17.4849 | 20.9733 | 15.7294
2018-12-15 | 47.9478 | 22.9121 | 13.0345 | 54.3591 | 14.9066 | 18.2996 | 19.5766 | 13.5602
2018-12-15 01:00 | 46.6917 | 22.3619 | 13.1422 | 59.3955 | 15.1977 | 19.0117 | 17.5237 | 10.5765
2018-12-15 02:00 | 45.5981 | 21.9761 | 13.1061 | 64.389 | 15.3867 | 19.3478 | 14.7459 | 8.0377
2018-12-15 03:00 | 44.804 | 21.8669 | 13.1886 | 67.1896 | 15.5271 | 19.8917 | 10.968 | 6.9107
2018-12-15 04:00 | 41.534 | 20.6265 | 12.692 | 68.3651 | 15.5415 | 20.3801 | 6.9536 | 3.9842
2018-12-15 05:00 | 42.6161 | 20.9083 | 13.3065 | 71.3059 | 15.7414 | 21.516 | 6.9153 | 3.9578
2018-12-15 06:00 | 42.8751 | 21.0394 | 13.6972 | 72.1428 | 15.8767 | 22.1401 | 7.3062 | 4.2936
2018-12-15 07:00 | 43.1337 | 21.2477 | 14.0861 | 71.7114 | 16.09 | 22.7271 | 8.0076 | 4.9297
2018-12-15 08:00 | 43.6919 | 21.5081 | 14.4657 | 71.6823 | 16.3945 | 23.3229 | 9.1232 | 5.7518
2018-12-15 09:00 | 41.672 | 19.4285 | 14.4058 | 71.0897 | 16.5659 | 17.9075 | 10.5095 | 9.2493
2018-12-15 10:00 | 44.08 | 21.9119 | 14.9179 | 68.9411 | 16.6248 | 26.5639 | 12.5474 | 10.5131
2018-12-15 11:00 | 41.404 | 20.5995 | 13.3003 | 62.8036 | 12.696 | 21.9247 | 13.8796 | 11.2375
2018-12-15 12:00 | 40.0487 | 19.8935 | 11.7661 | 57.9191 | 11.1081 | 18.6089 | 15.9383 | 12.006
2018-12-15 13:00 | 40.5977 | 20.245 | 10.6214 | 53.9764 | 10.3591 | 15.5479 | 18.1894 | 12.8412
2018-12-15 14:00 | 41.4569 | 20.8199 | 9.9431 | 50.8265 | 10.3251 | 13.4981 | 20.1061 | 14.0279
2018-12-15 15:00 | 41.6636 | 21.255 | 9.6188 | 47.8685 | 10.6894 | 12.4523 | 21.9932 | 15.4536
2018-12-15 16:00 | 42.9892 | 21.578 | 9.5079 | 44.5394 | 10.8286 | 11.867 | 23.3487 | 16.4733
2018-12-15 17:00 | 43.8313 | 21.9135 | 9.497 | 41.4898 | 10.7271 | 11.6693 | 23.91 | 17.0239
2018-12-15 18:00 | 44.5901 | 22.0714 | 9.4933 | 39.1968 | 10.4626 | 11.6908 | 23.6676 | 17.304
2018-12-15 19:00 | 44.0703 | 21.7263 | 9.322 | 37.9237 | 10.0387 | 11.7097 | 22.9829 | 17.2153
2018-12-15 20:00 | 42.5058 | 21.2379 | 9.3883 | 38.0299 | 11.2401 | 12.3788 | 22.462 | 17.2538
2018-12-15 21:00 | 40.7285 | 21.1967 | 10.0334 | 41.2876 | 13.4167 | 13.9238 | 22.1378 | 17.3929
2018-12-15 22:00 | 40.5163 | 20.7905 | 10.4413 | 44.5791 | 13.7369 | 15.1132 | 21.2317 | 17.1104
2018-12-15 23:00 | 40.609 | 20.6383 | 11.0448 | 49.3736 | 14.1743 | 16.3595 | 19.5893 | 16.2641
2018-12-16 | 41.172 | 20.736 | 11.6623 | 53.7931 | 14.5691 | 17.4965 | 17.1761 | 14.5214
2018-12-16 01:00 | 42.0304 | 20.9597 | 12.1729 | 58.5197 | 14.8826 | 18.5408 | 14.283 | 11.9114
2018-12-16 02:00 | 41.3557 | 20.7303 | 12.2887 | 62.4943 | 15.0019 | 19.0257 | 11.281 | 9.0113
2018-12-16 03:00 | 39.907 | 20.0711 | 12.7635 | 66.1145 | 15.2279 | 19.8835 | 7.8101 | 7.1773
2018-12-16 04:00 | 42.4069 | 21.0827 | 13.2946 | 68.5178 | 15.249 | 20.7947 | 6.8936 | 3.9709
2018-12-16 05:00 | 42.8927 | 21.3723 | 13.5448 | 70.6211 | 15.3089 | 21.3349 | 6.8674 | 3.9176
2018-12-16 06:00 | 42.7707 | 21.4676 | 13.7893 | 71.2931 | 15.3268 | 21.7306 | 7.2481 | 4.233
2018-12-16 07:00 | 43.3118 | 21.6593 | 14.0951 | 71.1471 | 15.5148 | 22.2136 | 7.9554 | 4.8722
2018-12-16 08:00 | 44.031 | 22.0185 | 14.4989 | 71.4843 | 15.9845 | 22.8924 | 9.1227 | 5.7091
2018-12-16 09:00 | 44.8645 | 22.442 | 15.0452 | 71.4001 | 16.6242 | 23.8643 | 10.7773 | 9.3666
2018-12-16 10:00 | 44.6921 | 22.4422 | 15.1176 | 69.1513 | 16.3598 | 24.0156 | 12.6004 | 10.5222
2018-12-16 11:00 | 39.129 | 18.2963 | 12.8844 | 62.9071 | 11.9958 | 15.6778 | 13.6263 | 11.1063
2018-12-16 12:00 | 41.1616 | 20.1566 | 11.8159 | 58.2637 | 10.7013 | 20.1209 | 15.9194 | 11.8853
2018-12-16 13:00 | 41.3616 | 20.335 | 10.7461 | 54.377 | 10.0699 | 15.8458 | 18.1527 | 12.6957
2018-12-16 14:00 | 41.9642 | 20.7575 | 10.0512 | 50.9518 | 10.1831 | 13.7013 | 19.8708 | 13.8138
2018-12-16 15:00 | 43.5217 | 21.1102 | 9.7518 | 48.1075 | 10.6195 | 12.7305 | 21.7471 | 15.2686
2018-12-16 16:00 | 44.5103 | 21.4596 | 9.6412 | 44.829 | 10.8008 | 12.3165 | 23.1829 | 16.3631
2018-12-16 17:00 | 45.2574 | 21.6831 | 9.6418 | 42.1896 | 10.693 | 12.2004 | 23.69 | 16.9575
2018-12-16 18:00 | 45.3345 | 21.7232 | 9.7013 | 40.1454 | 10.4117 | 12.2723 | 23.485 | 17.2585
2018-12-16 19:00 | 44.7807 | 21.39 | 9.5737 | 39.1822 | 9.9647 | 12.2693 | 22.7835 | 17.1491
2018-12-16 20:00 | 43.1123 | 21.1543 | 9.8425 | 39.6004 | 11.2014 | 13.1222 | 22.4028 | 17.2518
2018-12-16 21:00 | 42.6684 | 21.3705 | 10.52 | 42.6307 | 13.4268 | 14.5882 | 22.2001 | 17.4153
2018-12-16 22:00 | 41.7628 | 20.9802 | 10.5616 | 45.1208 | 13.6704 | 15.1809 | 21.1244 | 16.9228
2018-12-16 23:00 | 41.6336 | 20.9145 | 10.797 | 48.929 | 13.9779 | 15.8001 | 19.3465 | 15.9109
2018-12-17 | 42.0562 | 21.0255 | 11.1412 | 53.1767 | 14.2375 | 16.4294 | 16.8586 | 14.0557
2018-12-17 01:00 | 41.8762 | 21.0083 | 11.4734 | 58.5066 | 14.3788 | 17.123 | 13.8406 | 11.3273
2018-12-17 02:00 | 39.962 | 20.6211 | 11.6112 | 62.4952 | 14.3332 | 17.5303 | 10.572 | 8.1374
2018-12-17 03:00 | 37.6561 | 19.7487 | 11.4447 | 64.276 | 14.2008 | 17.2983 | 7.6243 | 5.9697
2018-12-17 04:00 | 41.7954 | 21.7974 | 12.103 | 66.1028 | 14.0817 | 17.4073 | 9.4989 | 6.9758
2018-12-17 05:00 | 41.9249 | 21.6956 | 12.3409 | 68.1978 | 13.9795 | 17.9471 | 8.9605 | 8.228
2018-12-17 06:00 | 42.6621 | 21.7821 | 12.261 | 68.2376 | 13.8405 | 17.7691 | 9.8237 | 9.0468
2018-12-17 07:00 | 44.4151 | 22.0986 | 12.2349 | 67.2653 | 13.8642 | 17.6418 | 11.2197 | 9.9993
2018-12-17 08:00 | 46.209 | 22.5088 | 12.2948 | 66.5607 | 13.9521 | 17.5862 | 12.8286 | 11.3169
2018-12-17 09:00 | 43.8479 | 20.4797 | 12.2804 | 65.1842 | 13.8795 | 11.9428 | 14.3395 | 13.1642
2018-12-17 10:00 | 50.577 | 24.99 | 13.384 | 63.9217 | 13.9001 | 20.6094 | 16.593 | 14.6389
2018-12-17 11:00 | 53.2628 | 25.891 | 12.8439 | 59.545 | 10.6229 | 17.8099 | 18.0327 | 15.4822
2018-12-17 12:00 | 57.8733 | 27.7964 | 12.6945 | 56.049 | 9.916 | 16.2862 | 20.3531 | 16.274
2018-12-17 13:00 | 64.231 | 30.5007 | 12.8215 | 52.6907 | 9.7258 | 14.8517 | 21.827 | 16.8047
2018-12-17 14:00 | 67.6925 | 32.5002 | 13.4298 | 49.7971 | 9.9889 | 14.3348 | 23.1013 | 17.3107
2018-12-17 15:00 | 68.8893 | 33.4322 | 14.0165 | 46.9318 | 10.3816 | 14.4495 | 23.7043 | 17.58
2018-12-17 16:00 | 68.6042 | 33.6605 | 14.2928 | 43.9177 | 10.5419 | 14.4537 | 23.8885 | 17.5876
2018-12-17 17:00 | 67.3095 | 33.1077 | 14.2815 | 40.6923 | 10.2912 | 14.2836 | 23.8499 | 17.5536
2018-12-17 18:00 | 65.7526 | 31.6513 | 13.9745 | 38.4556 | 9.9917 | 13.7642 | 23.7021 | 17.5079
2018-12-17 19:00 | 61.9662 | 29.0073 | 13.3208 | 37.3641 | 9.5798 | 13.3955 | 23.3709 | 17.3649
2018-12-17 20:00 | 57.105 | 26.7463 | 13.0851 | 38.2749 | 10.971 | 14.1204 | 23.1976 | 17.3644
2018-12-17 21:00 | 52.8733 | 25.6352 | 13.1281 | 41.7263 | 13.3138 | 15.1832 | 22.8344 | 17.2611
2018-12-17 22:00 | 50.2744 | 24.4914 | 12.7582 | 44.7914 | 13.5678 | 15.7967 | 21.8026 | 16.5717
2018-12-17 23:00 | 47.8868 | 23.579 | 12.5503 | 48.5718 | 13.8292 | 16.4291 | 20.5483 | 15.2508
2018-12-18 | 45.3457 | 22.7023 | 12.2437 | 52.3891 | 14.0296 | 16.6219 | 18.9766 | 12.9627
2018-12-18 01:00 | 42.9775 | 21.9603 | 12.1728 | 56.7575 | 14.1802 | 17.1015 | 16.8161 | 9.8953
2018-12-18 02:00 | 41.2803 | 21.4765 | 12.2618 | 61.6078 | 14.323 | 17.7389 | 14.0291 | 7.3061
2018-12-18 03:00 | 40.7316 | 21.3383 | 12.1959 | 64.823 | 14.3357 | 17.9176 | 10.8582 | 6.1694
2018-12-18 04:00 | 40.409 | 21.2758 | 12.2576 | 66.1561 | 14.2332 | 18.2015 | 9.6468 | 7.0465
2018-12-18 05:00 | 40.2774 | 21.385 | 12.3691 | 68.1439 | 14.1834 | 18.5148 | 9.061 | 8.3127
2018-12-18 06:00 | 41.4735 | 21.6021 | 12.8276 | 69.5697 | 14.305 | 19.2501 | 9.9581 | 9.1727
2018-12-18 07:00 | 43.3303 | 21.9908 | 13.2468 | 69.6168 | 14.6083 | 19.9324 | 11.3819 | 10.1668
2018-12-18 08:00 | 45.2283 | 22.5349 | 13.4985 | 69.1269 | 14.8131 | 20.1458 | 13.0068 | 11.4839
2018-12-18 09:00 | 44.4463 | 20.5036 | 13.4039 | 67.7149 | 14.6864 | 12.4178 | 14.4694 | 14.022
2018-12-18 10:00 | 52.7474 | 25.137 | 14.6194 | 66.5204 | 14.7763 | 24.0072 | 16.7883 | 15.4969
2018-12-18 11:00 | 55.0718 | 26.0666 | 13.851 | 61.8931 | 11.3738 | 20.3873 | 18.2204 | 16.2443
2018-12-18 12:00 | 56.8171 | 27.6294 | 13.1927 | 56.6802 | 10.2784 | 17.7116 | 20.4665 | 16.7659
2018-12-18 13:00 | 61.6665 | 29.9464 | 13.0704 | 53.4744 | 9.8731 | 15.7366 | 21.9181 | 17.0359
2018-12-18 14:00 | 66.2579 | 32.0709 | 13.4541 | 50.3106 | 10.0599 | 14.5065 | 23.1577 | 17.3937
2018-12-18 15:00 | 68.4569 | 33.4013 | 13.9951 | 47.9483 | 10.5622 | 13.9695 | 23.8716 | 17.6134
2018-12-18 16:00 | 69.1662 | 33.9698 | 14.3864 | 44.9469 | 10.796 | 13.7899 | 24.111 | 17.5807
2018-12-18 17:00 | 68.887 | 33.8376 | 14.5616 | 42.1421 | 10.6748 | 13.6363 | 24.1438 | 17.5652
2018-12-18 18:00 | 67.5184 | 32.5137 | 14.3261 | 39.7675 | 10.3361 | 13.2667 | 24.0591 | 17.5598
2018-12-18 19:00 | 63.4734 | 29.7445 | 13.5679 | 38.4221 | 9.907 | 12.8858 | 23.648 | 17.4089
2018-12-18 20:00 | 58.3396 | 27.2018 | 13.1522 | 38.5171 | 11.1477 | 13.769 | 23.3333 | 17.3774
2018-12-18 21:00 | 53.5682 | 25.7181 | 13.0662 | 41.2523 | 13.3804 | 14.8905 | 22.8347 | 17.2366
2018-12-18 22:00 | 49.7399 | 24.2034 | 12.4723 | 44.1349 | 13.5759 | 15.2447 | 21.7748 | 16.5622
2018-12-18 23:00 | 46.6146 | 23.0476 | 12.054 | 47.8051 | 13.8187 | 15.5361 | 20.5732 | 15.2929
2018-12-19 | 43.7589 | 22.0548 | 11.7625 | 51.8196 | 14.035 | 15.8665 | 19.1133 | 13.0878
2018-12-19 01:00 | 42.2434 | 21.4465 | 11.7674 | 56.4602 | 14.208 | 16.5651 | 17.0732 | 10.0634
2018-12-19 02:00 | 41.1346 | 21.1416 | 11.9744 | 61.7516 | 14.3965 | 17.429 | 14.4774 | 7.6069
2018-12-19 03:00 | 41.1802 | 21.1382 | 12.0684 | 65.06 | 14.5167 | 18.055 | 10.8796 | 6.5123
2018-12-19 04:00 | 39.0576 | 20.2961 | 11.7265 | 67.1553 | 14.5206 | 18.7277 | 9.712 | 7.0944
2018-12-19 05:00 | 39.8527 | 20.5562 | 12.166 | 69.3382 | 14.5919 | 19.4545 | 9.15 | 8.3889
2018-12-19 06:00 | 40.2254 | 20.6466 | 12.5029 | 70.1026 | 14.6795 | 20.0725 | 10.0283 | 9.2416
2018-12-19 07:00 | 40.293 | 20.6772 | 12.6793 | 69.1514 | 14.7703 | 20.3687 | 11.3991 | 10.1874
2018-12-19 08:00 | 41.2501 | 20.9316 | 12.9468 | 68.8361 | 15.0545 | 20.7772 | 13.0573 | 11.5305
2018-12-19 09:00 | 40.8701 | 19.3798 | 13.1669 | 68.7229 | 15.3562 | 16.4102 | 14.8089 | 14.4804
2018-12-19 10:00 | 44.0268 | 22.2412 | 13.8368 | 67.3402 | 15.4311 | 24.0721 | 16.9872 | 15.8976
2018-12-19 11:00 | 42.43 | 21.0319 | 12.2815 | 61.6018 | 11.6602 | 20.4389 | 18.3464 | 16.4684
2018-12-19 12:00 | 41.56 | 20.4368 | 10.8654 | 57.1267 | 10.3845 | 17.5916 | 20.5137 | 16.8374
2018-12-19 13:00 | 42.1235 | 21.1897 | 10.09 | 53.7136 | 10.0381 | 15.6111 | 22.0785 | 17.128
2018-12-19 14:00 | 44.2581 | 22.1363 | 9.8315 | 50.6639 | 10.3707 | 14.5877 | 23.364 | 17.5285
2018-12-19 15:00 | 46.5793 | 22.8769 | 9.8681 | 48.1128 | 10.9889 | 14.1168 | 24.3713 | 17.799
2018-12-19 16:00 | 47.2553 | 23.3172 | 10.024 | 45.5334 | 11.3089 | 14.0892 | 24.7608 | 17.8274
2018-12-19 17:00 | 47.7737 | 23.7075 | 10.1968 | 42.9391 | 11.2466 | 14.0818 | 24.7659 | 17.8433
2018-12-19 18:00 | 48.8329 | 23.9278 | 10.3092 | 41.0569 | 11.0373 | 13.8473 | 24.6609 | 17.8752
2018-12-19 19:00 | 48.0041 | 23.204 | 10.0568 | 39.7899 | 10.5927 | 13.2946 | 24.1885 | 17.6885
2018-12-19 20:00 | 45.3238 | 22.1155 | 9.7262 | 38.6353 | 11.5397 | 13.1771 | 23.6444 | 17.5119
2018-12-19 21:00 | 42.2147 | 21.5616 | 9.9107 | 40.9436 | 13.528 | 13.9344 | 22.9849 | 17.3427
2018-12-19 22:00 | 40.5559 | 20.8042 | 9.9377 | 43.9939 | 13.6618 | 14.6237 | 21.942 | 16.7593
2018-12-19 23:00 | 39.7797 | 20.3619 | 10.3104 | 48.0697 | 13.9674 | 15.5416 | 20.7954 | 15.5664
2018-12-20 | 39.3995 | 20.2536 | 10.7835 | 52.5255 | 14.2559 | 16.3753 | 19.3767 | 13.4096
2018-12-20 01:00 | 39.0966 | 20.2778 | 11.2875 | 57.519 | 14.4609 | 17.1242 | 17.3331 | 10.4485
2018-12-20 02:00 | 38.447 | 20.1422 | 11.7148 | 62.3432 | 14.6744 | 17.8248 | 14.6695 | 7.9801
2018-12-20 03:00 | 37.4789 | 19.6429 | 12.0444 | 65.7274 | 14.8356 | 18.3956 | 10.9167 | 6.8954
2018-12-20 04:00 | 42.5046 | 21.6383 | 13.2198 | 68.2247 | 15.0095 | 19.4066 | 9.7872 | 7.1544
2018-12-20 05:00 | 42.473 | 21.8091 | 13.5594 | 70.4727 | 15.1097 | 20.1133 | 9.2271 | 8.4535
2018-12-20 06:00 | 42.8832 | 22.0119 | 13.8105 | 71.4467 | 15.1475 | 20.5397 | 10.11 | 9.293
2018-12-20 07:00 | 45.0603 | 22.6591 | 14.4027 | 71.962 | 15.6141 | 21.4883 | 11.5801 | 10.2928
2018-12-20 08:00 | 47.5252 | 23.384 | 14.9063 | 71.9716 | 16.0231 | 22.2352 | 13.2663 | 11.648
2018-12-20 09:00 | 48.351 | 21.7978 | 14.82 | 70.485 | 15.9362 | 16.8759 | 14.884 | 14.7801
2018-12-20 10:00 | 54.8391 | 25.9319 | 15.6786 | 69.0465 | 15.9703 | 24.6452 | 17.1173 | 16.1676
2018-12-20 11:00 | 56.7179 | 26.4873 | 14.6705 | 63.9737 | 12.2482 | 21.2562 | 18.454 | 16.7827
2018-12-20 12:00 | 58.6 | 27.8125 | 13.8695 | 58.5867 | 10.7715 | 18.5362 | 20.5996 | 17.1684
2018-12-20 13:00 | 60.9964 | 29.6567 | 13.5502 | 54.235 | 10.1361 | 16.5061 | 22.3611 | 17.3981
2018-12-20 14:00 | 62.6909 | 31.429 | 13.767 | 50.8503 | 10.319 | 15.3088 | 23.3898 | 17.7013
2018-12-20 15:00 | 64.3462 | 32.6686 | 14.1902 | 47.9251 | 10.7942 | 14.697 | 24.2245 | 17.8772
2018-12-20 16:00 | 65.9234 | 33.4331 | 14.5706 | 44.8652 | 11.0267 | 14.516 | 24.6886 | 17.8567
2018-12-20 17:00 | 66.4638 | 33.3554 | 14.7606 | 42.0682 | 11.0112 | 14.45 | 24.7243 | 17.8359
2018-12-20 18:00 | 65.2556 | 32.084 | 14.6045 | 39.9094 | 10.7849 | 14.2102 | 24.5861 | 17.8349
2018-12-20 19:00 | 61.3864 | 29.4113 | 13.9138 | 39.0716 | 10.3949 | 13.7218 | 24.1015 | 17.6754
2018-12-20 20:00 | 56.1629 | 26.795 | 13.2186 | 38.7726 | 11.4792 | 13.756 | 23.5341 | 17.5255
2018-12-20 21:00 | 51.6165 | 25.2555 | 12.9706 | 41.6083 | 13.5303 | 14.5553 | 22.8556 | 17.3173
2018-12-20 22:00 | 48.1535 | 23.8215 | 12.4293 | 44.7602 | 13.6533 | 15.041 | 21.8546 | 16.7026
2018-12-20 23:00 | 46.4492 | 22.8984 | 12.27 | 48.9042 | 13.9517 | 15.8219 | 20.7679 | 15.5394
2018-12-21 | 44.1624 | 22.1144 | 12.1376 | 52.8624 | 14.152 | 16.3768 | 19.2718 | 13.29
2018-12-21 01:00 | 42.8572 | 21.6188 | 12.1669 | 57.7054 | 14.2987 | 16.9779 | 17.2088 | 10.2532
2018-12-21 02:00 | 41.5505 | 21.2432 | 12.0254 | 61.9065 | 14.3595 | 17.1846 | 14.3814 | 7.6139
2018-12-21 03:00 | 41.2964 | 21.2246 | 11.9689 | 64.9667 | 14.4336 | 17.4772 | 10.8614 | 6.4173
2018-12-21 04:00 | 41.3769 | 21.2492 | 12.2134 | 67.1797 | 14.4491 | 18.0478 | 9.6946 | 7.076
2018-12-21 05:00 | 40.878 | 21.2425 | 12.1721 | 68.3747 | 14.2913 | 18.1098 | 9.0872 | 8.3246
2018-12-21 06:00 | 41.5323 | 21.3574 | 12.4497 | 69.2428 | 14.2848 | 18.6342 | 9.9573 | 9.1662
2018-12-21 07:00 | 42.9625 | 21.6365 | 12.6548 | 68.4768 | 14.3183 | 18.9644 | 11.3404 | 10.1228
2018-12-21 08:00 | 44.5784 | 22.1354 | 12.7822 | 67.1973 | 14.3292 | 18.901 | 12.9532 | 11.4282
2018-12-21 09:00 | 43.9796 | 20.3681 | 12.5159 | 65.5911 | 14.1565 | 11.9765 | 14.4181 | 13.6717
2018-12-21 10:00 | 51.707 | 24.8601 | 13.4155 | 64.058 | 14.1673 | 21.4279 | 16.7558 | 14.9825
2018-12-21 11:00 | 54.3147 | 25.8373 | 12.6909 | 60.1833 | 10.6847 | 18.0615 | 18.1253 | 15.6656
2018-12-21 12:00 | 57.7086 | 27.7814 | 12.5399 | 56.0139 | 9.8604 | 16.2142 | 20.3923 | 16.3509
2018-12-21 13:00 | 63.9806 | 30.3874 | 12.7515 | 52.3728 | 9.5197 | 14.7137 | 21.9321 | 16.78
2018-12-21 14:00 | 67.6219 | 32.53 | 13.3826 | 49.4331 | 9.7618 | 14.1226 | 23.4092 | 17.3673
2018-12-21 15:00 | 69.3762 | 33.8443 | 14.0063 | 46.8061 | 10.2247 | 14.0932 | 24.3957 | 17.7857
2018-12-21 16:00 | 70.216 | 34.5417 | 14.4952 | 44.0728 | 10.4117 | 14.2416 | 24.9418 | 17.9532
2018-12-21 17:00 | 70.0298 | 34.3965 | 14.7846 | 41.6925 | 10.491 | 14.2787 | 25.0948 | 18.0468
2018-12-21 18:00 | 68.3129 | 32.9663 | 14.6086 | 40.0132 | 10.4539 | 14.0493 | 24.8734 | 18.05
2018-12-21 19:00 | 64.1171 | 30.1147 | 13.837 | 38.8049 | 10.1061 | 13.5306 | 24.2416 | 17.795
2018-12-21 20:00 | 58.4178 | 27.2865 | 13.1188 | 38.2875 | 11.2147 | 13.6361 | 23.5231 | 17.5066
2018-12-21 21:00 | 53.5629 | 25.6225 | 12.9088 | 41.1505 | 13.4103 | 14.327 | 22.8517 | 17.2199
2018-12-21 22:00 | 49.7992 | 24.1906 | 12.3563 | 44.2052 | 13.6289 | 14.5335 | 21.7946 | 16.4948
2018-12-21 23:00 | 46.3971 | 23.1013 | 12.0099 | 48.2046 | 13.9064 | 14.7491 | 20.5905 | 15.1609
2018-12-22 | 43.8333 | 22.3035 | 11.8864 | 52.601 | 14.1482 | 15.2187 | 19.0979 | 12.8651
2018-12-22 01:00 | 42.4231 | 21.8092 | 11.8846 | 57.2167 | 14.3356 | 15.6777 | 16.9689 | 9.78
2018-12-22 02:00 | 41.2092 | 21.5013 | 11.8715 | 61.9068 | 14.5056 | 16.1696 | 14.2218 | 7.1962
2018-12-22 03:00 | 39.7887 | 21.4137 | 11.9878 | 65.6368 | 14.6772 | 16.7554 | 10.8421 | 6.0409
2018-12-22 04:00 | 36.8443 | 20.1934 | 11.295 | 66.9866 | 14.6442 | 16.7794 | 6.7966 | 3.7574
2018-12-22 05:00 | 36.4596 | 20.2536 | 11.7593 | 69.0089 | 14.6013 | 17.6523 | 6.6807 | 3.6927
2018-12-22 06:00 | 36.7047 | 20.519 | 12.2109 | 70.4837 | 14.6998 | 18.4207 | 7.0802 | 4.0253
2018-12-22 07:00 | 37.14 | 20.7064 | 12.3979 | 69.7888 | 14.8488 | 18.6098 | 7.7701 | 4.6547
2018-12-22 08:00 | 38.2645 | 21.0903 | 12.9892 | 69.9674 | 15.2711 | 19.5517 | 8.9145 | 5.5046
2018-12-22 09:00 | 34.9966 | 18.0598 | 12.9362 | 69.7658 | 15.5723 | 12.4653 | 10.0749 | 8.4726
2018-12-22 10:00 | 40.0895 | 22.0798 | 13.7709 | 68.2993 | 15.8893 | 23.7194 | 12.5432 | 9.8373
2018-12-22 11:00 | 38.5795 | 20.6475 | 12.5353 | 62.9115 | 12.3444 | 19.7412 | 13.8122 | 10.7419
2018-12-22 12:00 | 36.5224 | 19.709 | 11.1394 | 57.6599 | 10.7931 | 16.6851 | 15.8392 | 11.5301
2018-12-22 13:00 | 37.8543 | 19.837 | 10.0959 | 53.9342 | 10.1367 | 14.0864 | 17.7905 | 12.4346
2018-12-22 14:00 | 40.8182 | 20.4255 | 9.591 | 50.6283 | 10.2038 | 12.4798 | 19.7521 | 13.7227
2018-12-22 15:00 | 42.7397 | 20.9456 | 9.3904 | 47.8593 | 10.5911 | 11.6983 | 21.6783 | 15.1861
2018-12-22 16:00 | 43.8934 | 21.3214 | 9.3534 | 44.8118 | 10.8193 | 11.4748 | 23.1392 | 16.3122
2018-12-22 17:00 | 44.5254 | 21.6472 | 9.4021 | 42.0247 | 10.7562 | 11.4822 | 23.8895 | 16.976
2018-12-22 18:00 | 44.5402 | 21.7473 | 9.4145 | 39.6492 | 10.5005 | 11.5398 | 23.7687 | 17.2862
2018-12-22 19:00 | 43.8306 | 21.3489 | 9.2272 | 38.2523 | 10.0598 | 11.5347 | 23.0219 | 17.1741
2018-12-22 20:00 | 42.297 | 20.9576 | 9.3622 | 37.9928 | 11.252 | 12.1896 | 22.4458 | 17.1556
2018-12-22 21:00 | 40.9003 | 20.9516 | 9.9329 | 41.0967 | 13.5276 | 13.3597 | 22.0015 | 17.204
2018-12-22 22:00 | 38.29 | 20.3353 | 10.0315 | 44.3763 | 13.7189 | 14.0647 | 20.9221 | 16.7826
2018-12-22 23:00 | 37.9521 | 20.1448 | 10.396 | 48.3279 | 14.0176 | 15.0302 | 19.2595 | 15.8717
2018-12-23 | 38.05 | 20.1734 | 10.7252 | 52.6755 | 14.2615 | 15.6831 | 16.7917 | 14.0461
2018-12-23 01:00 | 37.9677 | 20.2765 | 11.1461 | 57.2255 | 14.4417 | 16.4385 | 13.8886 | 11.3614
2018-12-23 02:00 | 37.4622 | 20.1577 | 11.485 | 61.8971 | 14.5972 | 17.0325 | 10.9385 | 8.4652
2018-12-23 03:00 | 36.2462 | 19.5501 | 12.0614 | 65.7152 | 14.7786 | 18.0042 | 7.7399 | 6.7179
2018-12-23 04:00 | 38.2148 | 20.4213 | 12.3565 | 67.8614 | 14.7252 | 18.5122 | 6.8059 | 3.8431
2018-12-23 05:00 | 38.5732 | 20.5776 | 12.4759 | 69.474 | 14.5817 | 18.8339 | 6.7438 | 3.7702
2018-12-23 06:00 | 38.9079 | 20.7541 | 12.6975 | 69.9328 | 14.6051 | 19.3252 | 7.1216 | 4.0858
2018-12-23 07:00 | 40.0282 | 20.9935 | 13.0585 | 69.653 | 14.8515 | 20.0104 | 7.8339 | 4.74
2018-12-23 08:00 | 40.5051 | 21.2048 | 13.4004 | 69.5847 | 15.1464 | 20.6828 | 8.9675 | 5.5788
2018-12-23 09:00 | 41.0085 | 21.4053 | 13.87 | 69.1985 | 15.4711 | 21.5962 | 10.5647 | 8.7127
2018-12-23 10:00 | 41.122 | 21.4481 | 13.993 | 67.4325 | 15.3263 | 21.6341 | 12.4483 | 9.9185
2018-12-23 11:00 | 36.3348 | 17.7557 | 12.3284 | 62.5115 | 11.6975 | 14.3183 | 13.5364 | 10.7722
2018-12-23 12:00 | 38.0389 | 19.8121 | 11.8181 | 58.2769 | 10.8392 | 19.624 | 15.8885 | 11.8387
2018-12-23 13:00 | 37.3328 | 19.5935 | 10.8263 | 53.4112 | 10.2035 | 15.9024 | 18.1947 | 12.833
2018-12-23 14:00 | 38.0473 | 19.6531 | 9.9017 | 49.2169 | 9.9965 | 13.6195 | 19.8619 | 13.9789
2018-12-23 15:00 | 40.5798 | 19.9972 | 9.2991 | 46.2282 | 10.1003 | 12.1598 | 21.4573 | 15.2258
2018-12-23 16:00 | 41.9679 | 20.3072 | 9.0662 | 43.4647 | 10.1806 | 11.3891 | 22.8044 | 16.2
2018-12-23 17:00 | 42.5736 | 20.5824 | 9.0002 | 40.5766 | 10.1024 | 11.1114 | 23.4321 | 16.7789
2018-12-23 18:00 | 42.8751 | 20.7956 | 9.0227 | 38.0431 | 9.7579 | 11.1296 | 23.2784 | 17.0816
2018-12-23 19:00 | 42.6984 | 20.69 | 8.9839 | 37.1365 | 9.3673 | 11.2672 | 22.6651 | 17.0111
2018-12-23 20:00 | 41.9922 | 20.7043 | 9.36 | 38.2457 | 10.8897 | 12.2632 | 22.2941 | 17.089
2018-12-23 21:00 | 41.291 | 20.9298 | 10.1821 | 41.6582 | 13.383 | 13.952 | 21.9621 | 17.2211
2018-12-23 22:00 | 39.0775 | 20.392 | 10.3094 | 44.6594 | 13.6433 | 14.7011 | 20.8576 | 16.7618
2018-12-23 23:00 | 38.392 | 20.2034 | 10.4049 | 47.9195 | 13.9475 | 15.1647 | 19.0515 | 15.7256
2018-12-24 | 38.9692 | 20.2566 | 10.7738 | 51.9533 | 14.2037 | 15.9569 | 16.5102 | 13.8208
2018-12-24 01:00 | 39.6122 | 20.4387 | 11.5203 | 56.8892 | 14.3722 | 17.3948 | 13.5372 | 11.0953
2018-12-24 02:00 | 39.1 | 20.3277 | 11.9151 | 61.6334 | 14.4737 | 18.0095 | 10.5756 | 8.1308
2018-12-24 03:00 | 37.35 | 19.64 | 12.0752 | 64.6211 | 14.4579 | 18.2829 | 7.6502 | 6.1556
2018-12-24 04:00 | 40.3282 | 21.6149 | 12.4927 | 66.098 | 14.3113 | 17.9097 | 9.4898 | 6.9763
2018-12-24 05:00 | 40.1969 | 21.5577 | 12.4705 | 67.7973 | 14.2232 | 18.0421 | 8.9544 | 8.2596
2018-12-24 06:00 | 40.9529 | 21.6679 | 12.6619 | 68.1349 | 14.2443 | 18.4764 | 9.8435 | 9.104
2018-12-24 07:00 | 42.2917 | 21.911 | 12.9636 | 67.4749 | 14.4088 | 19.0337 | 11.249 | 10.0738
2018-12-24 08:00 | 44.6745 | 22.4747 | 13.3588 | 67.2493 | 14.6228 | 19.5032 | 12.9109 | 11.4144
2018-12-24 09:00 | 43.3393 | 20.4178 | 12.9178 | 65.2213 | 14.4124 | 12.0369 | 14.372 | 13.6281
2018-12-24 10:00 | 51.1004 | 25.0976 | 14.1048 | 64.2202 | 14.5477 | 22.1728 | 16.7268 | 15.0899
2018-12-24 11:00 | 53.8272 | 25.9399 | 13.6794 | 60.6741 | 11.2394 | 19.5088 | 18.1572 | 16.024
2018-12-24 12:00 | 56.679 | 27.5765 | 13.3389 | 57.3017 | 10.3651 | 17.4408 | 20.3965 | 16.6876
2018-12-24 13:00 | 61.1624 | 29.6283 | 13.3141 | 53.9434 | 10.0061 | 15.8047 | 21.9678 | 17.0154
2018-12-24 14:00 | 66.2648 | 31.89 | 13.7694 | 50.8707 | 10.2264 | 14.8774 | 23.0523 | 17.3334
2018-12-24 15:00 | 69.2327 | 33.3785 | 14.2645 | 48.155 | 10.6864 | 14.7254 | 23.8336 | 17.6005
2018-12-24 16:00 | 70.2283 | 33.8852 | 14.5712 | 45.3756 | 10.8429 | 14.8852 | 24.161 | 17.6536
2018-12-24 17:00 | 69.8088 | 33.691 | 14.6784 | 42.7636 | 10.733 | 14.8348 | 24.2067 | 17.6578
2018-12-24 18:00 | 68.4759 | 32.3614 | 14.4523 | 40.9345 | 10.4545 | 14.6245 | 24.0404 | 17.6283
2018-12-24 19:00 | 64.8364 | 29.7117 | 14.0024 | 41.5381 | 10.0418 | 14.4414 | 23.6051 | 17.4527
2018-12-24 20:00 | 59.816 | 27.3413 | 13.6593 | 42.9005 | 11.2564 | 14.9504 | 23.2549 | 17.3378
2018-12-24 21:00 | 55.4048 | 25.9995 | 13.5467 | 44.8258 | 13.6037 | 15.751 | 22.799 | 17.1942
2018-12-24 22:00 | 51.6991 | 24.5373 | 12.9976 | 46.721 | 13.8321 | 16.0483 | 21.7545 | 16.5096
2018-12-24 23:00 | 48.9823 | 23.5583 | 12.6579 | 49.7257 | 14.081 | 16.3138 | 20.544 | 15.1662
2018-12-25 | 46.5899 | 22.7673 | 12.7185 | 54.7486 | 14.2974 | 17.0806 | 19.0115 | 12.8786
2018-12-25 01:00 | 43.7647 | 22.1214 | 12.652 | 59.422 | 14.3866 | 17.5238 | 16.8541 | 9.7608
2018-12-25 02:00 | 42.6623 | 21.7922 | 12.6861 | 64.0387 | 14.4483 | 17.9944 | 14.0596 | 7.1659
2018-12-25 03:00 | 42.5018 | 21.8572 | 12.7627 | 67.6529 | 14.4619 | 18.4209 | 10.8627 | 5.8794
2018-12-25 04:00 | 42.2159 | 21.8664 | 12.775 | 68.8575 | 14.3396 | 18.6838 | 9.6569 | 7.0276
2018-12-25 05:00 | 42.3605 | 22.0447 | 13.2295 | 71.1246 | 14.2541 | 19.3468 | 9.0725 | 8.2875
2018-12-25 06:00 | 42.6742 | 22.1696 | 13.8695 | 71.7032 | 14.2618 | 20.4696 | 9.9565 | 9.1389
2018-12-25 07:00 | 44.2645 | 22.3865 | 14.5655 | 70.9729 | 14.3653 | 21.8614 | 11.3681 | 10.1102
2018-12-25 08:00 | 46.3556 | 22.8942 | 14.9272 | 70.8553 | 14.5953 | 22.5666 | 12.9931 | 11.4354
2018-12-25 09:00 | 44.2796 | 20.7665 | 14.0489 | 68.3992 | 14.5336 | 12.7808 | 14.4399 | 13.5457
2018-12-25 10:00 | 52.634 | 25.3563 | 14.5532 | 66.2874 | 14.7197 | 23.3023 | 16.7619 | 15.0226
2018-12-25 11:00 | 54.4705 | 26.1365 | 13.7316 | 61.0913 | 11.3371 | 19.666 | 18.1636 | 15.8315
2018-12-25 12:00 | 57.7961 | 27.9721 | 14.0861 | 57.7207 | 10.4848 | 19.0581 | 20.5111 | 16.604
2018-12-25 13:00 | 61.5565 | 29.8956 | 14.0861 | 54.7428 | 10.2379 | 17.7494 | 22.0229 | 17.112
2018-12-25 14:00 | 65.1267 | 31.4663 | 14.1164 | 51.7034 | 10.3099 | 16.519 | 23.1465 | 17.4788
2018-12-25 15:00 | 67.1574 | 32.4447 | 14.285 | 48.3874 | 10.5842 | 15.742 | 23.6156 | 17.5969
2018-12-25 16:00 | 67.8688 | 32.7909 | 14.5831 | 45.4284 | 10.6968 | 15.8124 | 23.68 | 17.5036
2018-12-25 17:00 | 66.8452 | 32.4686 | 14.7919 | 43.1002 | 10.5641 | 15.9132 | 23.6122 | 17.4624
2018-12-25 18:00 | 65.3894 | 31.1941 | 14.5453 | 40.9811 | 10.2348 | 15.4093 | 23.5138 | 17.4676
2018-12-25 19:00 | 60.6981 | 28.6709 | 14.2304 | 40.3278 | 9.9051 | 15.5522 | 23.3181 | 17.4038
2018-12-25 20:00 | 55.566 | 26.3625 | 13.6233 | 40.0051 | 11.2441 | 15.5396 | 23.2611 | 17.4829
2018-12-25 21:00 | 52.1191 | 25.1245 | 13.6343 | 43.3524 | 13.6654 | 16.6941 | 22.9666 | 17.4732
2018-12-25 22:00 | 49.149 | 23.9317 | 13.7832 | 47.5858 | 13.962 | 18.2165 | 21.9427 | 16.8447
2018-12-25 23:00 | 46.786 | 23.0098 | 13.7422 | 51.3572 | 14.3093 | 18.8431 | 20.8066 | 15.5878
2018-12-26 | 43.966 | 22.2261 | 13.451 | 54.9737 | 14.6448 | 18.8975 | 19.3902 | 13.3944
2018-12-26 01:00 | 42.4011 | 21.7058 | 13.7158 | 59.8144 | 14.8777 | 19.7401 | 17.3344 | 10.4052
2018-12-26 02:00 | 41.4754 | 21.4502 | 14.1077 | 65.0261 | 15.1319 | 20.7336 | 14.6347 | 7.9199
2018-12-26 03:00 | 41.1802 | 21.5134 | 14.069 | 67.9713 | 15.3406 | 20.8956 | 10.8966 | 6.8311
2018-12-26 04:00 | 38.736 | 20.6559 | 13.3285 | 70.2801 | 15.4189 | 20.6443 | 9.7429 | 7.1303
2018-12-26 05:00 | 38.9735 | 20.8617 | 13.491 | 72.5819 | 15.5858 | 20.8622 | 9.1869 | 8.4111
2018-12-26 06:00 | 39.3213 | 21.1055 | 13.8893 | 73.4483 | 15.8321 | 21.3472 | 10.0911 | 9.2738
2018-12-26 07:00 | 40.2539 | 21.351 | 14.3009 | 72.9135 | 16.1504 | 21.973 | 11.5089 | 10.2569
2018-12-26 08:00 | 41.903 | 21.6419 | 14.7828 | 72.4586 | 16.557 | 22.8381 | 13.1676 | 11.6062
2018-12-26 09:00 | 40.3072 | 19.513 | 14.781 | 71.7685 | 16.9413 | 16.8937 | 14.8576 | 14.8488
2018-12-26 10:00 | 44.4973 | 22.9759 | 15.8482 | 71.1593 | 17.32 | 27.0395 | 17.1446 | 16.4519
2018-12-26 11:00 | 42.6105 | 21.8765 | 14.3733 | 65.3942 | 13.6478 | 23.0556 | 18.4781 | 17.0305
2018-12-26 12:00 | 39.6775 | 20.6735 | 12.3997 | 59.4832 | 11.7907 | 19.5971 | 20.549 | 17.2595
2018-12-26 13:00 | 38.8193 | 20.4902 | 10.876 | 54.7089 | 10.6387 | 16.9623 | 22.1259 | 17.3293
2018-12-26 14:00 | 40.646 | 20.7781 | 10.0955 | 51.0671 | 10.3628 | 15.3628 | 23.0884 | 17.5382
2018-12-26 15:00 | 43.1105 | 21.1351 | 9.8263 | 48.3173 | 10.5949 | 14.6825 | 23.6188 | 17.6543
2018-12-26 16:00 | 43.758 | 21.3754 | 9.7127 | 45.0547 | 10.6511 | 14.1862 | 23.7302 | 17.544
2018-12-26 17:00 | 44.8827 | 21.662 | 9.6926 | 42.0926 | 10.4365 | 13.8419 | 23.6601 | 17.4327
2018-12-26 18:00 | 45.396 | 21.7388 | 9.6917 | 39.6751 | 10.1508 | 13.4592 | 23.4891 | 17.388
2018-12-26 19:00 | 43.2958 | 21.0443 | 9.5135 | 38.3869 | 9.7467 | 13.1426 | 23.1818 | 17.3135
2018-12-26 20:00 | 41.0896 | 20.5538 | 9.9982 | 39.4361 | 11.0588 | 14.392 | 23.1293 | 17.4383
2018-12-26 21:00 | 40.9918 | 20.8142 | 10.9824 | 43.4651 | 13.5306 | 16.1903 | 22.9344 | 17.5201
2018-12-26 22:00 | 40.3669 | 20.5749 | 11.2909 | 47.7161 | 13.9159 | 17.0628 | 22.1336 | 17.0505
2018-12-26 23:00 | 39.958 | 20.5298 | 11.6273 | 52.0987 | 14.3437 | 17.6548 | 21.0825 | 15.8797
2018-12-27 | 40.3691 | 20.7446 | 12.2191 | 57.2357 | 14.8057 | 18.5451 | 19.7834 | 13.8094
2018-12-27 01:00 | 40.0057 | 20.8852 | 12.7867 | 62.0259 | 15.1492 | 19.4636 | 17.7058 | 10.8391
2018-12-27 02:00 | 39.5936 | 20.7945 | 13.2103 | 66.6633 | 15.433 | 20.071 | 14.9972 | 8.3656
2018-12-27 03:00 | 38.4601 | 20.4142 | 13.665 | 69.7856 | 15.7909 | 20.7991 | 10.9686 | 7.339
2018-12-27 04:00 | 41.548 | 22.1138 | 14.5384 | 71.2216 | 15.789 | 21.4099 | 9.786 | 7.1806
2018-12-27 05:00 | 40.4457 | 22.1327 | 14.4675 | 72.2969 | 15.7499 | 21.4265 | 9.1843 | 8.4273
2018-12-27 06:00 | 41.9193 | 22.5581 | 15.7166 | 74.0672 | 15.9662 | 23.4517 | 10.111 | 9.2926
2018-12-27 07:00 | 43.4942 | 22.8375 | 16.2402 | 73.5765 | 16.1542 | 24.2669 | 11.4925 | 10.2437
2018-12-27 08:00 | 45.1597 | 23.2914 | 16.029 | 72.4403 | 16.3505 | 23.7221 | 13.1036 | 11.5426
2018-12-27 09:00 | 43.8219 | 20.782 | 15.9277 | 71.4945 | 16.3501 | 13.7527 | 14.531 | 14.4142
2018-12-27 10:00 | 52.5251 | 26.0647 | 16.8499 | 69.6797 | 16.5694 | 27.6193 | 16.9387 | 15.8158
2018-12-27 11:00 | 54.2305 | 26.4157 | 15.1876 | 63.4251 | 12.7115 | 21.9961 | 18.2654 | 16.5016
2018-12-27 12:00 | 57.1053 | 27.8459 | 14.3389 | 59.2686 | 11.206 | 19.2109 | 20.4723 | 17.0369
2018-12-27 13:00 | 61.4977 | 29.8154 | 14.2218 | 55.9268 | 10.4682 | 17.9773 | 22.0952 | 17.2955
2018-12-27 14:00 | 65.6987 | 31.5654 | 14.5445 | 52.4849 | 10.4322 | 17.389 | 23.1049 | 17.5928
2018-12-27 15:00 | 67.5817 | 32.5269 | 14.7467 | 49.9763 | 10.6965 | 16.6814 | 23.5875 | 17.7024
2018-12-27 16:00 | 67.3167 | 32.7141 | 14.8317 | 46.5768 | 10.6677 | 16.364 | 23.668 | 17.6146
2018-12-27 17:00 | 65.6806 | 32.3006 | 14.7658 | 43.6416 | 10.5047 | 16.1045 | 23.6213 | 17.5732
2018-12-27 18:00 | 63.9716 | 30.9261 | 14.9812 | 42.0495 | 10.2615 | 16.7175 | 23.5247 | 17.5881
2018-12-27 19:00 | 60.3999 | 28.3975 | 14.7403 | 41.2435 | 9.9223 | 16.9684 | 23.3018 | 17.5317
2018-12-27 20:00 | 56.0883 | 26.1463 | 14.4326 | 41.5719 | 11.2862 | 17.2063 | 23.2848 | 17.6487
2018-12-27 21:00 | 52.5605 | 25.1087 | 14.508 | 44.6672 | 13.8354 | 18.0618 | 22.9945 | 17.6185
2018-12-27 22:00 | 49.8249 | 23.9124 | 13.8087 | 47.3676 | 14.1972 | 17.8618 | 22.0522 | 17.0474
2018-12-27 23:00 | 47.7967 | 23.0466 | 13.6859 | 51.1727 | 14.7183 | 18.3149 | 21.0336 | 15.9392
2018-12-28 | 45.4181 | 22.4067 | 13.9513 | 55.926 | 15.2251 | 19.4455 | 19.7303 | 13.8602
2018-12-28 01:00 | 43.8821 | 21.966 | 14.1522 | 60.9084 | 15.5681 | 20.3637 | 17.6958 | 10.9536
2018-12-28 02:00 | 43.4189 | 21.8865 | 14.5019 | 66.3991 | 16.0668 | 21.2421 | 15.045 | 8.5988
2018-12-28 03:00 | 44.0295 | 22.1225 | 15.064 | 71.0352 | 16.4173 | 22.5139 | 10.9894 | 7.5532
2018-12-28 04:00 | 44.2334 | 22.2335 | 15.1521 | 73.1882 | 16.4793 | 22.6627 | 9.8516 | 7.2979
2018-12-28 05:00 | 45.4225 | 22.6192 | 15.8304 | 76.3386 | 16.8098 | 23.5236 | 9.3555 | 8.6186
2018-12-28 06:00 | 47.5694 | 23.1969 | 16.7763 | 78.8727 | 17.4169 | 25.0546 | 10.3243 | 9.5379
2018-12-28 07:00 | 49.6576 | 23.668 | 17.2581 | 79.6843 | 17.8384 | 26 | 11.7424 | 10.5008
2018-12-28 08:00 | 51.8514 | 24.1975 | 17.6715 | 79.9434 | 18.0572 | 26.8134 | 13.3636 | 11.7984
2018-12-28 09:00 | 51.5755 | 22.5248 | 17.5351 | 77.6305 | 18.0741 | 19.8673 | 15.0736 | 15.3618
2018-12-28 10:00 | 59.1778 | 27.2825 | 18.8259 | 77.7576 | 18.6034 | 29.8672 | 17.2993 | 16.9597
2018-12-28 11:00 | 59.7844 | 27.5186 | 17.4246 | 70.371 | 14.6368 | 25.691 | 18.5735 | 17.5085
2018-12-28 12:00 | 60.869 | 28.3244 | 15.7937 | 63.1395 | 12.3179 | 22.3899 | 20.6942 | 17.8171
2018-12-28 13:00 | 63.0787 | 29.9398 | 14.9206 | 58.2293 | 11.0093 | 19.9552 | 22.5986 | 17.9098
2018-12-28 14:00 | 64.5715 | 31.2393 | 14.7434 | 54.298 | 10.6203 | 18.577 | 23.3661 | 17.9907
2018-12-28 15:00 | 65.0404 | 31.9491 | 14.8142 | 50.1447 | 10.7036 | 17.9499 | 23.656 | 17.9457
2018-12-28 16:00 | 65.3012 | 32.262 | 14.8071 | 46.48 | 10.6309 | 17.2369 | 23.6526 | 17.7577
2018-12-28 17:00 | 65.0427 | 31.9461 | 14.5641 | 43.0021 | 10.3964 | 16.1003 | 23.5193 | 17.6167
2018-12-28 18:00 | 63.6979 | 30.5921 | 14.1852 | 40.8298 | 10.1482 | 15.1848 | 23.331 | 17.5306
2018-12-28 19:00 | 59.5499 | 27.933 | 13.4985 | 39.4308 | 9.8646 | 14.4492 | 23.0488 | 17.4252
2018-12-28 20:00 | 54.3848 | 25.44 | 13.1387 | 39.6306 | 11.0657 | 15.0935 | 23.088 | 17.6031
2018-12-28 21:00 | 51.2421 | 24.5207 | 13.8101 | 43.5116 | 13.9238 | 17.2794 | 23.1321 | 17.8653
2018-12-28 22:00 | 48.6865 | 23.5519 | 13.9842 | 47.5875 | 14.6299 | 18.5646 | 22.4816 | 17.5369
2018-12-28 23:00 | 46.8632 | 23.0901 | 14.3283 | 52.3323 | 15.399 | 19.7821 | 21.5672 | 16.5009
2018-12-29 | 45.8523 | 22.8298 | 14.8124 | 57.9606 | 16.1483 | 21.0533 | 20.433 | 14.5075
2018-12-29 01:00 | 46.026 | 23.0237 | 15.5124 | 64.4511 | 17.0068 | 22.4573 | 18.7739 | 11.8356
2018-12-29 02:00 | 46.109 | 23.2054 | 16.0072 | 70.2418 | 17.7216 | 23.4101 | 16.2089 | 9.4941
2018-12-29 03:00 | 46.3517 | 23.6409 | 16.4425 | 74.3832 | 18.3782 | 24.4589 | 11.2994 | 8.5261
2018-12-29 04:00 | 44.3894 | 22.8891 | 16.4443 | 76.8423 | 18.8028 | 25.3558 | 7.3727 | 4.2927
2018-12-29 05:00 | 46.017 | 23.5562 | 17.0924 | 80.3608 | 19.4107 | 26.2292 | 7.3735 | 4.2894
2018-12-29 06:00 | 47.3431 | 24.2131 | 17.6911 | 82.6472 | 20.1248 | 27.3048 | 7.851 | 4.6682
2018-12-29 07:00 | 47.7373 | 24.6761 | 17.9837 | 82.1274 | 20.6301 | 27.6723 | 8.5923 | 5.2863
2018-12-29 08:00 | 48.4382 | 25.0185 | 18.4716 | 82.3921 | 21.2222 | 28.4454 | 9.724 | 6.1032
2018-12-29 09:00 | 45.8484 | 22.8548 | 18.4332 | 81.9788 | 21.4967 | 25.0926 | 11.2903 | 10.9787
2018-12-29 10:00 | 49.4447 | 25.811 | 19.1848 | 80.5677 | 21.8949 | 31.5217 | 13.2843 | 12.2096
2018-12-29 11:00 | 46.1043 | 23.8298 | 17.2632 | 72.1164 | 17.4621 | 27.1812 | 14.4896 | 12.8573
2018-12-29 12:00 | 42.2085 | 21.5105 | 14.5572 | 63.2534 | 13.8137 | 22.5677 | 16.2845 | 13.3277
2018-12-29 13:00 | 39.6528 | 20.2602 | 12.1609 | 57.0647 | 11.3473 | 18.1665 | 18.8411 | 13.7113
2018-12-29 14:00 | 38.9893 | 20.0482 | 10.8607 | 52.5226 | 10.5311 | 15.5434 | 20.1865 | 14.5331
2018-12-29 15:00 | 39.748 | 20.098 | 10.0648 | 49.2581 | 10.5387 | 13.9047 | 21.6285 | 15.6406
2018-12-29 16:00 | 40.5657 | 20.2209 | 9.6429 | 45.6619 | 10.501 | 12.9493 | 22.7569 | 16.4968
2018-12-29 17:00 | 41.4503 | 20.4049 | 9.4441 | 42.3601 | 10.2653 | 12.4549 | 23.169 | 16.9329
2018-12-29 18:00 | 41.4317 | 20.4901 | 9.3217 | 40.127 | 10.0076 | 12.1365 | 22.932 | 17.1348
2018-12-29 19:00 | 40.6268 | 20.1808 | 9.2261 | 39.0124 | 9.6889 | 12.2624 | 22.4013 | 17.0953
2018-12-29 20:00 | 39.7392 | 19.8849 | 9.5556 | 39.033 | 10.834 | 13.5205 | 22.2984 | 17.3719
2018-12-29 21:00 | 39.8429 | 20.4415 | 10.7874 | 43.0157 | 13.6819 | 15.734 | 22.4436 | 17.7953
2018-12-29 22:00 | 39.2005 | 20.3905 | 11.7245 | 47.711 | 14.3341 | 17.4411 | 21.7205 | 17.6348
2018-12-29 23:00 | 39.1208 | 20.6317 | 12.5332 | 52.7143 | 15.0177 | 18.7939 | 20.1428 | 16.8386
2018-12-30 | 40.3506 | 21.1159 | 13.3003 | 57.5517 | 15.6678 | 19.9351 | 17.9121 | 15.2029
2018-12-30 01:00 | 41.0013 | 21.4826 | 13.9958 | 62.3725 | 16.2164 | 20.9954 | 15.1382 | 12.7114
2018-12-30 02:00 | 40.7893 | 21.59 | 14.4755 | 67.0692 | 16.7287 | 21.948 | 12.3293 | 9.9352
2018-12-30 03:00 | 40.0958 | 21.3244 | 15.229 | 71.6679 | 17.4115 | 23.2673 | 8.0718 | 8.2274
2018-12-30 04:00 | 42.9457 | 22.6054 | 15.953 | 74.7217 | 17.7809 | 24.3543 | 7.2114 | 4.204
2018-12-30 05:00 | 43.8638 | 23.2219 | 16.506 | 77.0417 | 18.2271 | 25.2203 | 7.245 | 4.1854
2018-12-30 06:00 | 44.5261 | 23.5558 | 16.9142 | 78.3231 | 18.5306 | 25.907 | 7.6736 | 4.5321
2018-12-30 07:00 | 45.0556 | 23.9333 | 17.3905 | 78.3578 | 19.1366 | 26.6356 | 8.4138 | 5.1721
2018-12-30 08:00 | 46.155 | 24.5525 | 18.0668 | 79.4758 | 20.1116 | 27.6385 | 9.6167 | 6.0178
2018-12-30 09:00 | 46.7201 | 24.8945 | 18.4526 | 79.5263 | 20.7806 | 28.3137 | 11.2487 | 10.7321
2018-12-30 10:00 | 46.874 | 24.9296 | 18.6241 | 77.2925 | 20.7719 | 28.6643 | 13.1303 | 11.9065
2018-12-30 11:00 | 40.6011 | 21.087 | 16.3891 | 69.5348 | 16.1499 | 22.151 | 14.1845 | 12.5509
2018-12-30 12:00 | 40.9779 | 21.1795 | 14.4608 | 62.2957 | 13.315 | 23.4811 | 16.1877 | 13.1493
2018-12-30 13:00 | 38.9152 | 20.0522 | 12.1866 | 55.9674 | 11.2031 | 18.5223 | 18.9089 | 13.6528
2018-12-30 14:00 | 38.1095 | 19.6016 | 10.556 | 51.6744 | 10.364 | 15.2339 | 20.123 | 14.4106
2018-12-30 15:00 | 40.8491 | 19.9443 | 9.6835 | 48.3218 | 10.39 | 13.3762 | 21.4095 | 15.289
2018-12-30 16:00 | 42.8456 | 20.3696 | 9.3527 | 45.4095 | 10.4043 | 12.5723 | 22.6925 | 16.1573
2018-12-30 17:00 | 43.7373 | 20.5505 | 9.236 | 42.574 | 10.2499 | 12.1284 | 23.2037 | 16.6808
2018-12-30 18:00 | 44.1244 | 20.6302 | 9.1923 | 40.6544 | 10.0015 | 11.9155 | 22.995 | 16.9304
2018-12-30 19:00 | 43.0588 | 20.26 | 9.2875 | 40.1261 | 9.6266 | 12.4238 | 22.3772 | 16.8941
2018-12-30 20:00 | 41.4025 | 19.9488 | 10.0597 | 41.0183 | 10.4749 | 14.1635 | 22.0511 | 17.0514
2018-12-30 21:00 | 41.2786 | 20.6968 | 12.2191 | 46.8978 | 13.4515 | 17.7472 | 22.1955 | 17.4696
2018-12-30 22:00 | 40.8627 | 20.6004 | 12.5594 | 51.4972 | 13.8569 | 18.5972 | 21.2265 | 17.1171
2018-12-30 23:00 | 40.4196 | 20.7003 | 13.355 | 55.2562 | 14.3589 | 20.1742 | 19.4707 | 16.192
2018-12-31 | 40.8763 | 20.9926 | 14.5615 | 59.9361 | 14.7111 | 22.3342 | 17.0003 | 14.3451
2018-12-31 01:00 | 41.0725 | 21.2096 | 15.1956 | 65.1276 | 14.9739 | 23.4531 | 14.1214 | 11.7093
2018-12-31 02:00 | 40.7348 | 21.1325 | 15.4815 | 69.8749 | 15.2976 | 23.6952 | 11.1938 | 8.8904
2018-12-31 03:00 | 39.058 | 20.3824 | 15.3513 | 71.146 | 15.4841 | 23.3604 | 7.7945 | 7.0152
2018-12-31 04:00 | 43.1009 | 22.4541 | 16.1672 | 72.0775 | 15.47 | 24.2049 | 9.662 | 7.1704
2018-12-31 05:00 | 42.0548 | 22.3008 | 15.7428 | 72.8563 | 15.4439 | 23.5938 | 9.1061 | 8.4138
2018-12-31 06:00 | 42.8775 | 22.5022 | 15.8539 | 73.9331 | 15.5375 | 23.4811 | 9.9949 | 9.2632
2018-12-31 07:00 | 44.5351 | 22.8333 | 15.9292 | 73.4791 | 15.6441 | 23.3384 | 11.3999 | 10.2177
2018-12-31 08:00 | 47.2208 | 23.4762 | 16.697 | 73.7856 | 15.91 | 24.4035 | 13.0701 | 11.5497
2018-12-31 09:00 | 44.8256 | 20.7191 | 16.7188 | 72.7015 | 15.8307 | 13.8453 | 14.5266 | 14.3637
2018-12-31 10:00 | 54.1393 | 26.2332 | 17.7302 | 71.4406 | 16.2296 | 28.3405 | 16.903 | 15.8139
2018-12-31 11:00 | 56.1805 | 26.9621 | 16.6642 | 68.6303 | 12.6687 | 23.7411 | 18.2273 | 16.4523
2018-12-31 12:00 | 59.1755 | 28.3059 | 15.8548 | 65.574 | 11.2601 | 21.1928 | 20.4448 | 17.0615
2018-12-31 13:00 | 62.6758 | 30.2603 | 16.0677 | 62.8349 | 10.6576 | 21.1516 | 22.2375 | 17.5125
2018-12-31 14:00 | 65.3486 | 31.7074 | 16.5232 | 59.4356 | 10.5244 | 21.0956 | 23.2623 | 17.8605
2018-12-31 15:00 | 66.1278 | 32.3718 | 16.3668 | 54.2552 | 10.5411 | 19.9935 | 23.6924 | 17.9416
2018-12-31 16:00 | 65.473 | 32.3091 | 15.7253 | 49.6365 | 10.3176 | 18.4348 | 23.7148 | 17.7956
2018-12-31 17:00 | 64.2381 | 31.5805 | 15.3267 | 45.7474 | 10.0146 | 17.5602 | 23.5152 | 17.6352
2018-12-31 18:00 | 62.3733 | 30.1071 | 15.0683 | 43.3139 | 9.7281 | 17.3542 | 23.3259 | 17.5555
2018-12-31 19:00 | 58.3919 | 27.6469 | 14.5971 | 41.8574 | 9.4838 | 17.1422 | 23.138 | 17.5048
2018-12-31 20:00 | 53.7553 | 25.5424 | 14.1697 | 42.2331 | 10.7569 | 17.1235 | 23.1336 | 17.6412
2018-12-31 21:00 | 51.8477 | 25.1453 | 14.997 | 47.5362 | 14.1056 | 18.9654 | 23.2676 | 17.9
2018-12-31 22:00 | 50.4151 | 24.3133 | 15.1896 | 53.0731 | 14.791 | 20.0852 | 22.5127 | 17.4905
2018-12-31 23:00 | 48.8836 | 23.6893 | 15.1321 | 57.5859 | 15.3664 | 20.5706 | 21.4395 | 16.3358
2019-01-01 | 46.9607 | 23.2035 | 15.3638 | 63.1818 | 15.969 | 17.093 | 17.4616 | 14.4633
Note:
These building load profiles are taken from the total electrical load of typical buildings in California from the "End-Use Load Profiles for the U.S. Building Stock" dataset.
National Renewable Energy Laboratory (NREL). (2021). End-Use Load Profiles for the U.S. Building Stock [data set]. Retrieved from https://dx.doi.org/10.25984/1876417.

## Others
Time | Other 1 (kW) | Other 2 (kW)
2018-01-01 01:00
2018-01-01 02:00
2018-01-01 03:00
2018-01-01 04:00
2018-01-01 05:00
2018-01-01 06:00
2018-01-01 07:00
2018-01-01 08:00
2018-01-01 09:00
2018-01-01 10:00
2018-01-01 11:00
2018-01-01 12:00
2018-01-01 13:00
2018-01-01 14:00
2018-01-01 15:00
2018-01-01 16:00
2018-01-01 17:00
2018-01-01 18:00
2018-01-01 19:00
2018-01-01 20:00
2018-01-01 21:00
2018-01-01 22:00
2018-01-01 23:00
2018-01-02
2018-01-02 01:00
2018-01-02 02:00
2018-01-02 03:00
2018-01-02 04:00
2018-01-02 05:00
2018-01-02 06:00
2018-01-02 07:00
2018-01-02 08:00
2018-01-02 09:00
2018-01-02 10:00
2018-01-02 11:00
2018-01-02 12:00
2018-01-02 13:00
2018-01-02 14:00
2018-01-02 15:00
2018-01-02 16:00
2018-01-02 17:00
2018-01-02 18:00
2018-01-02 19:00
2018-01-02 20:00
2018-01-02 21:00
2018-01-02 22:00
2018-01-02 23:00
2018-01-03
2018-01-03 01:00
2018-01-03 02:00
2018-01-03 03:00
2018-01-03 04:00
2018-01-03 05:00
2018-01-03 06:00
2018-01-03 07:00
2018-01-03 08:00
2018-01-03 09:00
2018-01-03 10:00
2018-01-03 11:00
2018-01-03 12:00
2018-01-03 13:00
2018-01-03 14:00
2018-01-03 15:00
2018-01-03 16:00
2018-01-03 17:00
2018-01-03 18:00
2018-01-03 19:00
2018-01-03 20:00
2018-01-03 21:00
2018-01-03 22:00
2018-01-03 23:00
2018-01-04
2018-01-04 01:00
2018-01-04 02:00
2018-01-04 03:00
2018-01-04 04:00
2018-01-04 05:00
2018-01-04 06:00
2018-01-04 07:00
2018-01-04 08:00
2018-01-04 09:00
2018-01-04 10:00
2018-01-04 11:00
2018-01-04 12:00
2018-01-04 13:00
2018-01-04 14:00
2018-01-04 15:00
2018-01-04 16:00
2018-01-04 17:00
2018-01-04 18:00
2018-01-04 19:00
2018-01-04 20:00
2018-01-04 21:00
2018-01-04 22:00
2018-01-04 23:00
2018-01-05
2018-01-05 01:00
2018-01-05 02:00
2018-01-05 03:00
2018-01-05 04:00
2018-01-05 05:00
2018-01-05 06:00
2018-01-05 07:00
2018-01-05 08:00
2018-01-05 09:00
2018-01-05 10:00
2018-01-05 11:00
2018-01-05 12:00
2018-01-05 13:00
2018-01-05 14:00
2018-01-05 15:00
2018-01-05 16:00
2018-01-05 17:00
2018-01-05 18:00
2018-01-05 19:00
2018-01-05 20:00
2018-01-05 21:00
2018-01-05 22:00
2018-01-05 23:00
2018-01-06
2018-01-06 01:00
2018-01-06 02:00
2018-01-06 03:00
2018-01-06 04:00
2018-01-06 05:00
2018-01-06 06:00
2018-01-06 07:00
2018-01-06 08:00
2018-01-06 09:00
2018-01-06 10:00
2018-01-06 11:00
2018-01-06 12:00
2018-01-06 13:00
2018-01-06 14:00
2018-01-06 15:00
2018-01-06 16:00
2018-01-06 17:00
2018-01-06 18:00
2018-01-06 19:00
2018-01-06 20:00
2018-01-06 21:00
2018-01-06 22:00
2018-01-06 23:00
2018-01-07
2018-01-07 01:00
2018-01-07 02:00
2018-01-07 03:00
2018-01-07 04:00
2018-01-07 05:00
2018-01-07 06:00
2018-01-07 07:00
2018-01-07 08:00
2018-01-07 09:00
2018-01-07 10:00
2018-01-07 11:00
2018-01-07 12:00
2018-01-07 13:00
2018-01-07 14:00
2018-01-07 15:00
2018-01-07 16:00
2018-01-07 17:00
2018-01-07 18:00
2018-01-07 19:00
2018-01-07 20:00
2018-01-07 21:00
2018-01-07 22:00
2018-01-07 23:00
2018-01-08
2018-01-08 01:00
2018-01-08 02:00
2018-01-08 03:00
2018-01-08 04:00
2018-01-08 05:00
2018-01-08 06:00
2018-01-08 07:00
2018-01-08 08:00
2018-01-08 09:00
2018-01-08 10:00
2018-01-08 11:00
2018-01-08 12:00
2018-01-08 13:00
2018-01-08 14:00
2018-01-08 15:00
2018-01-08 16:00
2018-01-08 17:00
2018-01-08 18:00
2018-01-08 19:00
2018-01-08 20:00
2018-01-08 21:00
2018-01-08 22:00
2018-01-08 23:00
2018-01-09
2018-01-09 01:00
2018-01-09 02:00
2018-01-09 03:00
2018-01-09 04:00
2018-01-09 05:00
2018-01-09 06:00
2018-01-09 07:00
2018-01-09 08:00
2018-01-09 09:00
2018-01-09 10:00
2018-01-09 11:00
2018-01-09 12:00
2018-01-09 13:00
2018-01-09 14:00
2018-01-09 15:00
2018-01-09 16:00
2018-01-09 17:00
2018-01-09 18:00
2018-01-09 19:00
2018-01-09 20:00
2018-01-09 21:00
2018-01-09 22:00
2018-01-09 23:00
2018-01-10
2018-01-10 01:00
2018-01-10 02:00
2018-01-10 03:00
2018-01-10 04:00
2018-01-10 05:00
2018-01-10 06:00
2018-01-10 07:00
2018-01-10 08:00
2018-01-10 09:00
2018-01-10 10:00
2018-01-10 11:00
2018-01-10 12:00
2018-01-10 13:00
2018-01-10 14:00
2018-01-10 15:00
2018-01-10 16:00
2018-01-10 17:00
2018-01-10 18:00
2018-01-10 19:00
2018-01-10 20:00
2018-01-10 21:00
2018-01-10 22:00
2018-01-10 23:00
2018-01-11
2018-01-11 01:00
2018-01-11 02:00
2018-01-11 03:00
2018-01-11 04:00
2018-01-11 05:00
2018-01-11 06:00
2018-01-11 07:00
2018-01-11 08:00
2018-01-11 09:00
2018-01-11 10:00
2018-01-11 11:00
2018-01-11 12:00
2018-01-11 13:00
2018-01-11 14:00
2018-01-11 15:00
2018-01-11 16:00
2018-01-11 17:00
2018-01-11 18:00
2018-01-11 19:00
2018-01-11 20:00
2018-01-11 21:00
2018-01-11 22:00
2018-01-11 23:00
2018-01-12
2018-01-12 01:00
2018-01-12 02:00
2018-01-12 03:00
2018-01-12 04:00
2018-01-12 05:00
2018-01-12 06:00
2018-01-12 07:00
2018-01-12 08:00
2018-01-12 09:00
2018-01-12 10:00
2018-01-12 11:00
2018-01-12 12:00
2018-01-12 13:00
2018-01-12 14:00
2018-01-12 15:00
2018-01-12 16:00
2018-01-12 17:00
2018-01-12 18:00
2018-01-12 19:00
2018-01-12 20:00
2018-01-12 21:00
2018-01-12 22:00
2018-01-12 23:00
2018-01-13
2018-01-13 01:00
2018-01-13 02:00
2018-01-13 03:00
2018-01-13 04:00
2018-01-13 05:00
2018-01-13 06:00
2018-01-13 07:00
2018-01-13 08:00
2018-01-13 09:00
2018-01-13 10:00
2018-01-13 11:00
2018-01-13 12:00
2018-01-13 13:00
2018-01-13 14:00
2018-01-13 15:00
2018-01-13 16:00
2018-01-13 17:00
2018-01-13 18:00
2018-01-13 19:00
2018-01-13 20:00
2018-01-13 21:00
2018-01-13 22:00
2018-01-13 23:00
2018-01-14
2018-01-14 01:00
2018-01-14 02:00
2018-01-14 03:00
2018-01-14 04:00
2018-01-14 05:00
2018-01-14 06:00
2018-01-14 07:00
2018-01-14 08:00
2018-01-14 09:00
2018-01-14 10:00
2018-01-14 11:00
2018-01-14 12:00
2018-01-14 13:00
2018-01-14 14:00
2018-01-14 15:00
2018-01-14 16:00
2018-01-14 17:00
2018-01-14 18:00
2018-01-14 19:00
2018-01-14 20:00
2018-01-14 21:00
2018-01-14 22:00
2018-01-14 23:00
2018-01-15
2018-01-15 01:00
2018-01-15 02:00
2018-01-15 03:00
2018-01-15 04:00
2018-01-15 05:00
2018-01-15 06:00
2018-01-15 07:00
2018-01-15 08:00
2018-01-15 09:00
2018-01-15 10:00
2018-01-15 11:00
2018-01-15 12:00
2018-01-15 13:00
2018-01-15 14:00
2018-01-15 15:00
2018-01-15 16:00
2018-01-15 17:00
2018-01-15 18:00
2018-01-15 19:00
2018-01-15 20:00
2018-01-15 21:00
2018-01-15 22:00
2018-01-15 23:00
2018-01-16
2018-01-16 01:00
2018-01-16 02:00
2018-01-16 03:00
2018-01-16 04:00
2018-01-16 05:00
2018-01-16 06:00
2018-01-16 07:00
2018-01-16 08:00
2018-01-16 09:00
2018-01-16 10:00
2018-01-16 11:00
2018-01-16 12:00
2018-01-16 13:00
2018-01-16 14:00
2018-01-16 15:00
2018-01-16 16:00
2018-01-16 17:00
2018-01-16 18:00
2018-01-16 19:00
2018-01-16 20:00
2018-01-16 21:00
2018-01-16 22:00
2018-01-16 23:00
2018-01-17
2018-01-17 01:00
2018-01-17 02:00
2018-01-17 03:00
2018-01-17 04:00
2018-01-17 05:00
2018-01-17 06:00
2018-01-17 07:00
2018-01-17 08:00
2018-01-17 09:00
2018-01-17 10:00
2018-01-17 11:00
2018-01-17 12:00
2018-01-17 13:00
2018-01-17 14:00
2018-01-17 15:00
2018-01-17 16:00
2018-01-17 17:00
2018-01-17 18:00
2018-01-17 19:00
2018-01-17 20:00
2018-01-17 21:00
2018-01-17 22:00
2018-01-17 23:00
2018-01-18
2018-01-18 01:00
2018-01-18 02:00
2018-01-18 03:00
2018-01-18 04:00
2018-01-18 05:00
2018-01-18 06:00
2018-01-18 07:00
2018-01-18 08:00
2018-01-18 09:00
2018-01-18 10:00
2018-01-18 11:00
2018-01-18 12:00
2018-01-18 13:00
2018-01-18 14:00
2018-01-18 15:00
2018-01-18 16:00
2018-01-18 17:00
2018-01-18 18:00
2018-01-18 19:00
2018-01-18 20:00
2018-01-18 21:00
2018-01-18 22:00
2018-01-18 23:00
2018-01-19
2018-01-19 01:00
2018-01-19 02:00
2018-01-19 03:00
2018-01-19 04:00
2018-01-19 05:00
2018-01-19 06:00
2018-01-19 07:00
2018-01-19 08:00
2018-01-19 09:00
2018-01-19 10:00
2018-01-19 11:00
2018-01-19 12:00
2018-01-19 13:00
2018-01-19 14:00
2018-01-19 15:00
2018-01-19 16:00
2018-01-19 17:00
2018-01-19 18:00
2018-01-19 19:00
2018-01-19 20:00
2018-01-19 21:00
2018-01-19 22:00
2018-01-19 23:00
2018-01-20
2018-01-20 01:00
2018-01-20 02:00
2018-01-20 03:00
2018-01-20 04:00
2018-01-20 05:00
2018-01-20 06:00
2018-01-20 07:00
2018-01-20 08:00
2018-01-20 09:00
2018-01-20 10:00
2018-01-20 11:00
2018-01-20 12:00
2018-01-20 13:00
2018-01-20 14:00
2018-01-20 15:00
2018-01-20 16:00
2018-01-20 17:00
2018-01-20 18:00
2018-01-20 19:00
2018-01-20 20:00
2018-01-20 21:00
2018-01-20 22:00
2018-01-20 23:00
2018-01-21
2018-01-21 01:00
2018-01-21 02:00
2018-01-21 03:00
2018-01-21 04:00
2018-01-21 05:00
2018-01-21 06:00
2018-01-21 07:00
2018-01-21 08:00
2018-01-21 09:00
2018-01-21 10:00
2018-01-21 11:00
2018-01-21 12:00
2018-01-21 13:00
2018-01-21 14:00
2018-01-21 15:00
2018-01-21 16:00
2018-01-21 17:00
2018-01-21 18:00
2018-01-21 19:00
2018-01-21 20:00
2018-01-21 21:00
2018-01-21 22:00
2018-01-21 23:00
2018-01-22
2018-01-22 01:00
2018-01-22 02:00
2018-01-22 03:00
2018-01-22 04:00
2018-01-22 05:00
2018-01-22 06:00
2018-01-22 07:00
2018-01-22 08:00
2018-01-22 09:00
2018-01-22 10:00
2018-01-22 11:00
2018-01-22 12:00
2018-01-22 13:00
2018-01-22 14:00
2018-01-22 15:00
2018-01-22 16:00
2018-01-22 17:00
2018-01-22 18:00
2018-01-22 19:00
2018-01-22 20:00
2018-01-22 21:00
2018-01-22 22:00
2018-01-22 23:00
2018-01-23
2018-01-23 01:00
2018-01-23 02:00
2018-01-23 03:00
2018-01-23 04:00
2018-01-23 05:00
2018-01-23 06:00
2018-01-23 07:00
2018-01-23 08:00
2018-01-23 09:00
2018-01-23 10:00
2018-01-23 11:00
2018-01-23 12:00
2018-01-23 13:00
2018-01-23 14:00
2018-01-23 15:00
2018-01-23 16:00
2018-01-23 17:00
2018-01-23 18:00
2018-01-23 19:00
2018-01-23 20:00
2018-01-23 21:00
2018-01-23 22:00
2018-01-23 23:00
2018-01-24
2018-01-24 01:00
2018-01-24 02:00
2018-01-24 03:00
2018-01-24 04:00
2018-01-24 05:00
2018-01-24 06:00
2018-01-24 07:00
2018-01-24 08:00
2018-01-24 09:00
2018-01-24 10:00
2018-01-24 11:00
2018-01-24 12:00
2018-01-24 13:00
2018-01-24 14:00
2018-01-24 15:00
2018-01-24 16:00
2018-01-24 17:00
2018-01-24 18:00
2018-01-24 19:00
2018-01-24 20:00
2018-01-24 21:00
2018-01-24 22:00
2018-01-24 23:00
2018-01-25
2018-01-25 01:00
2018-01-25 02:00
2018-01-25 03:00
2018-01-25 04:00
2018-01-25 05:00
2018-01-25 06:00
2018-01-25 07:00
2018-01-25 08:00
2018-01-25 09:00
2018-01-25 10:00
2018-01-25 11:00
2018-01-25 12:00
2018-01-25 13:00
2018-01-25 14:00
2018-01-25 15:00
2018-01-25 16:00
2018-01-25 17:00
2018-01-25 18:00
2018-01-25 19:00
2018-01-25 20:00
2018-01-25 21:00
2018-01-25 22:00
2018-01-25 23:00
2018-01-26
2018-01-26 01:00
2018-01-26 02:00
2018-01-26 03:00
2018-01-26 04:00
2018-01-26 05:00
2018-01-26 06:00
2018-01-26 07:00
2018-01-26 08:00
2018-01-26 09:00
2018-01-26 10:00
2018-01-26 11:00
2018-01-26 12:00
2018-01-26 13:00
2018-01-26 14:00
2018-01-26 15:00
2018-01-26 16:00
2018-01-26 17:00
2018-01-26 18:00
2018-01-26 19:00
2018-01-26 20:00
2018-01-26 21:00
2018-01-26 22:00
2018-01-26 23:00
2018-01-27
2018-01-27 01:00
2018-01-27 02:00
2018-01-27 03:00
2018-01-27 04:00
2018-01-27 05:00
2018-01-27 06:00
2018-01-27 07:00
2018-01-27 08:00
2018-01-27 09:00
2018-01-27 10:00
2018-01-27 11:00
2018-01-27 12:00
2018-01-27 13:00
2018-01-27 14:00
2018-01-27 15:00
2018-01-27 16:00
2018-01-27 17:00
2018-01-27 18:00
2018-01-27 19:00
2018-01-27 20:00
2018-01-27 21:00
2018-01-27 22:00
2018-01-27 23:00
2018-01-28
2018-01-28 01:00
2018-01-28 02:00
2018-01-28 03:00
2018-01-28 04:00
2018-01-28 05:00
2018-01-28 06:00
2018-01-28 07:00
2018-01-28 08:00
2018-01-28 09:00
2018-01-28 10:00
2018-01-28 11:00
2018-01-28 12:00
2018-01-28 13:00
2018-01-28 14:00
2018-01-28 15:00
2018-01-28 16:00
2018-01-28 17:00
2018-01-28 18:00
2018-01-28 19:00
2018-01-28 20:00
2018-01-28 21:00
2018-01-28 22:00
2018-01-28 23:00
2018-01-29
2018-01-29 01:00
2018-01-29 02:00
2018-01-29 03:00
2018-01-29 04:00
2018-01-29 05:00
2018-01-29 06:00
2018-01-29 07:00
2018-01-29 08:00
2018-01-29 09:00
2018-01-29 10:00
2018-01-29 11:00
2018-01-29 12:00
2018-01-29 13:00
2018-01-29 14:00
2018-01-29 15:00
2018-01-29 16:00
2018-01-29 17:00
2018-01-29 18:00
2018-01-29 19:00
2018-01-29 20:00
2018-01-29 21:00
2018-01-29 22:00
2018-01-29 23:00
2018-01-30
2018-01-30 01:00
2018-01-30 02:00
2018-01-30 03:00
2018-01-30 04:00
2018-01-30 05:00
2018-01-30 06:00
2018-01-30 07:00
2018-01-30 08:00
2018-01-30 09:00
2018-01-30 10:00
2018-01-30 11:00
2018-01-30 12:00
2018-01-30 13:00
2018-01-30 14:00
2018-01-30 15:00
2018-01-30 16:00
2018-01-30 17:00
2018-01-30 18:00
2018-01-30 19:00
2018-01-30 20:00
2018-01-30 21:00
2018-01-30 22:00
2018-01-30 23:00
2018-01-31
2018-01-31 01:00
2018-01-31 02:00
2018-01-31 03:00
2018-01-31 04:00
2018-01-31 05:00
2018-01-31 06:00
2018-01-31 07:00
2018-01-31 08:00
2018-01-31 09:00
2018-01-31 10:00
2018-01-31 11:00
2018-01-31 12:00
2018-01-31 13:00
2018-01-31 14:00
2018-01-31 15:00
2018-01-31 16:00
2018-01-31 17:00
2018-01-31 18:00
2018-01-31 19:00
2018-01-31 20:00
2018-01-31 21:00
2018-01-31 22:00
2018-01-31 23:00
2018-02-01
2018-02-01 01:00
2018-02-01 02:00
2018-02-01 03:00
2018-02-01 04:00
2018-02-01 05:00
2018-02-01 06:00
2018-02-01 07:00
2018-02-01 08:00
2018-02-01 09:00
2018-02-01 10:00
2018-02-01 11:00
2018-02-01 12:00
2018-02-01 13:00
2018-02-01 14:00
2018-02-01 15:00
2018-02-01 16:00
2018-02-01 17:00
2018-02-01 18:00
2018-02-01 19:00
2018-02-01 20:00
2018-02-01 21:00
2018-02-01 22:00
2018-02-01 23:00
2018-02-02
2018-02-02 01:00
2018-02-02 02:00
2018-02-02 03:00
2018-02-02 04:00
2018-02-02 05:00
2018-02-02 06:00
2018-02-02 07:00
2018-02-02 08:00
2018-02-02 09:00
2018-02-02 10:00
2018-02-02 11:00
2018-02-02 12:00
2018-02-02 13:00
2018-02-02 14:00
2018-02-02 15:00
2018-02-02 16:00
2018-02-02 17:00
2018-02-02 18:00
2018-02-02 19:00
2018-02-02 20:00
2018-02-02 21:00
2018-02-02 22:00
2018-02-02 23:00
2018-02-03
2018-02-03 01:00
2018-02-03 02:00
2018-02-03 03:00
2018-02-03 04:00
2018-02-03 05:00
2018-02-03 06:00
2018-02-03 07:00
2018-02-03 08:00
2018-02-03 09:00
2018-02-03 10:00
2018-02-03 11:00
2018-02-03 12:00
2018-02-03 13:00
2018-02-03 14:00
2018-02-03 15:00
2018-02-03 16:00
2018-02-03 17:00
2018-02-03 18:00
2018-02-03 19:00
2018-02-03 20:00
2018-02-03 21:00
2018-02-03 22:00
2018-02-03 23:00
2018-02-04
2018-02-04 01:00
2018-02-04 02:00
2018-02-04 03:00
2018-02-04 04:00
2018-02-04 05:00
2018-02-04 06:00
2018-02-04 07:00
2018-02-04 08:00
2018-02-04 09:00
2018-02-04 10:00
2018-02-04 11:00
2018-02-04 12:00
2018-02-04 13:00
2018-02-04 14:00
2018-02-04 15:00
2018-02-04 16:00
2018-02-04 17:00
2018-02-04 18:00
2018-02-04 19:00
2018-02-04 20:00
2018-02-04 21:00
2018-02-04 22:00
2018-02-04 23:00
2018-02-05
2018-02-05 01:00
2018-02-05 02:00
2018-02-05 03:00
2018-02-05 04:00
2018-02-05 05:00
2018-02-05 06:00
2018-02-05 07:00
2018-02-05 08:00
2018-02-05 09:00
2018-02-05 10:00
2018-02-05 11:00
2018-02-05 12:00
2018-02-05 13:00
2018-02-05 14:00
2018-02-05 15:00
2018-02-05 16:00
2018-02-05 17:00
2018-02-05 18:00
2018-02-05 19:00
2018-02-05 20:00
2018-02-05 21:00
2018-02-05 22:00
2018-02-05 23:00
2018-02-06
2018-02-06 01:00
2018-02-06 02:00
2018-02-06 03:00
2018-02-06 04:00
2018-02-06 05:00
2018-02-06 06:00
2018-02-06 07:00
2018-02-06 08:00
2018-02-06 09:00
2018-02-06 10:00
2018-02-06 11:00
2018-02-06 12:00
2018-02-06 13:00
2018-02-06 14:00
2018-02-06 15:00
2018-02-06 16:00
2018-02-06 17:00
2018-02-06 18:00
2018-02-06 19:00
2018-02-06 20:00
2018-02-06 21:00
2018-02-06 22:00
2018-02-06 23:00
2018-02-07
2018-02-07 01:00
2018-02-07 02:00
2018-02-07 03:00
2018-02-07 04:00
2018-02-07 05:00
2018-02-07 06:00
2018-02-07 07:00
2018-02-07 08:00
2018-02-07 09:00
2018-02-07 10:00
2018-02-07 11:00
2018-02-07 12:00
2018-02-07 13:00
2018-02-07 14:00
2018-02-07 15:00
2018-02-07 16:00
2018-02-07 17:00
2018-02-07 18:00
2018-02-07 19:00
2018-02-07 20:00
2018-02-07 21:00
2018-02-07 22:00
2018-02-07 23:00
2018-02-08
2018-02-08 01:00
2018-02-08 02:00
2018-02-08 03:00
2018-02-08 04:00
2018-02-08 05:00
2018-02-08 06:00
2018-02-08 07:00
2018-02-08 08:00
2018-02-08 09:00
2018-02-08 10:00
2018-02-08 11:00
2018-02-08 12:00
2018-02-08 13:00
2018-02-08 14:00
2018-02-08 15:00
2018-02-08 16:00
2018-02-08 17:00
2018-02-08 18:00
2018-02-08 19:00
2018-02-08 20:00
2018-02-08 21:00
2018-02-08 22:00
2018-02-08 23:00
2018-02-09
2018-02-09 01:00
2018-02-09 02:00
2018-02-09 03:00
2018-02-09 04:00
2018-02-09 05:00
2018-02-09 06:00
2018-02-09 07:00
2018-02-09 08:00
2018-02-09 09:00
2018-02-09 10:00
2018-02-09 11:00
2018-02-09 12:00
2018-02-09 13:00
2018-02-09 14:00
2018-02-09 15:00
2018-02-09 16:00
2018-02-09 17:00
2018-02-09 18:00
2018-02-09 19:00
2018-02-09 20:00
2018-02-09 21:00
2018-02-09 22:00
2018-02-09 23:00
2018-02-10
2018-02-10 01:00
2018-02-10 02:00
2018-02-10 03:00
2018-02-10 04:00
2018-02-10 05:00
2018-02-10 06:00
2018-02-10 07:00
2018-02-10 08:00
2018-02-10 09:00
2018-02-10 10:00
2018-02-10 11:00
2018-02-10 12:00
2018-02-10 13:00
2018-02-10 14:00
2018-02-10 15:00
2018-02-10 16:00
2018-02-10 17:00
2018-02-10 18:00
2018-02-10 19:00
2018-02-10 20:00
2018-02-10 21:00
2018-02-10 22:00
2018-02-10 23:00
2018-02-11
2018-02-11 01:00
2018-02-11 02:00
2018-02-11 03:00
2018-02-11 04:00
2018-02-11 05:00
2018-02-11 06:00
2018-02-11 07:00
2018-02-11 08:00
2018-02-11 09:00
2018-02-11 10:00
2018-02-11 11:00
2018-02-11 12:00
2018-02-11 13:00
2018-02-11 14:00
2018-02-11 15:00
2018-02-11 16:00
2018-02-11 17:00
2018-02-11 18:00
2018-02-11 19:00
2018-02-11 20:00
2018-02-11 21:00
2018-02-11 22:00
2018-02-11 23:00
2018-02-12
2018-02-12 01:00
2018-02-12 02:00
2018-02-12 03:00
2018-02-12 04:00
2018-02-12 05:00
2018-02-12 06:00
2018-02-12 07:00
2018-02-12 08:00
2018-02-12 09:00
2018-02-12 10:00
2018-02-12 11:00
2018-02-12 12:00
2018-02-12 13:00
2018-02-12 14:00
2018-02-12 15:00
2018-02-12 16:00
2018-02-12 17:00
2018-02-12 18:00
2018-02-12 19:00
2018-02-12 20:00
2018-02-12 21:00
2018-02-12 22:00
2018-02-12 23:00
2018-02-13
2018-02-13 01:00
2018-02-13 02:00
2018-02-13 03:00
2018-02-13 04:00
2018-02-13 05:00
2018-02-13 06:00
2018-02-13 07:00
2018-02-13 08:00
2018-02-13 09:00
2018-02-13 10:00
2018-02-13 11:00
2018-02-13 12:00
2018-02-13 13:00
2018-02-13 14:00
2018-02-13 15:00
2018-02-13 16:00
2018-02-13 17:00
2018-02-13 18:00
2018-02-13 19:00
2018-02-13 20:00
2018-02-13 21:00
2018-02-13 22:00
2018-02-13 23:00
2018-02-14
2018-02-14 01:00
2018-02-14 02:00
2018-02-14 03:00
2018-02-14 04:00
2018-02-14 05:00
2018-02-14 06:00
2018-02-14 07:00
2018-02-14 08:00
2018-02-14 09:00
2018-02-14 10:00
2018-02-14 11:00
2018-02-14 12:00
2018-02-14 13:00
2018-02-14 14:00
2018-02-14 15:00
2018-02-14 16:00
2018-02-14 17:00
2018-02-14 18:00
2018-02-14 19:00
2018-02-14 20:00
2018-02-14 21:00
2018-02-14 22:00
2018-02-14 23:00
2018-02-15
2018-02-15 01:00
2018-02-15 02:00
2018-02-15 03:00
2018-02-15 04:00
2018-02-15 05:00
2018-02-15 06:00
2018-02-15 07:00
2018-02-15 08:00
2018-02-15 09:00
2018-02-15 10:00
2018-02-15 11:00
2018-02-15 12:00
2018-02-15 13:00
2018-02-15 14:00
2018-02-15 15:00
2018-02-15 16:00
2018-02-15 17:00
2018-02-15 18:00
2018-02-15 19:00
2018-02-15 20:00
2018-02-15 21:00
2018-02-15 22:00
2018-02-15 23:00
2018-02-16
2018-02-16 01:00
2018-02-16 02:00
2018-02-16 03:00
2018-02-16 04:00
2018-02-16 05:00
2018-02-16 06:00
2018-02-16 07:00
2018-02-16 08:00
2018-02-16 09:00
2018-02-16 10:00
2018-02-16 11:00
2018-02-16 12:00
2018-02-16 13:00
2018-02-16 14:00
2018-02-16 15:00
2018-02-16 16:00
2018-02-16 17:00
2018-02-16 18:00
2018-02-16 19:00
2018-02-16 20:00
2018-02-16 21:00
2018-02-16 22:00
2018-02-16 23:00
2018-02-17
2018-02-17 01:00
2018-02-17 02:00
2018-02-17 03:00
2018-02-17 04:00
2018-02-17 05:00
2018-02-17 06:00
2018-02-17 07:00
2018-02-17 08:00
2018-02-17 09:00
2018-02-17 10:00
2018-02-17 11:00
2018-02-17 12:00
2018-02-17 13:00
2018-02-17 14:00
2018-02-17 15:00
2018-02-17 16:00
2018-02-17 17:00
2018-02-17 18:00
2018-02-17 19:00
2018-02-17 20:00
2018-02-17 21:00
2018-02-17 22:00
2018-02-17 23:00
2018-02-18
2018-02-18 01:00
2018-02-18 02:00
2018-02-18 03:00
2018-02-18 04:00
2018-02-18 05:00
2018-02-18 06:00
2018-02-18 07:00
2018-02-18 08:00
2018-02-18 09:00
2018-02-18 10:00
2018-02-18 11:00
2018-02-18 12:00
2018-02-18 13:00
2018-02-18 14:00
2018-02-18 15:00
2018-02-18 16:00
2018-02-18 17:00
2018-02-18 18:00
2018-02-18 19:00
2018-02-18 20:00
2018-02-18 21:00
2018-02-18 22:00
2018-02-18 23:00
2018-02-19
2018-02-19 01:00
2018-02-19 02:00
2018-02-19 03:00
2018-02-19 04:00
2018-02-19 05:00
2018-02-19 06:00
2018-02-19 07:00
2018-02-19 08:00
2018-02-19 09:00
2018-02-19 10:00
2018-02-19 11:00
2018-02-19 12:00
2018-02-19 13:00
2018-02-19 14:00
2018-02-19 15:00
2018-02-19 16:00
2018-02-19 17:00
2018-02-19 18:00
2018-02-19 19:00
2018-02-19 20:00
2018-02-19 21:00
2018-02-19 22:00
2018-02-19 23:00
2018-02-20
2018-02-20 01:00
2018-02-20 02:00
2018-02-20 03:00
2018-02-20 04:00
2018-02-20 05:00
2018-02-20 06:00
2018-02-20 07:00
2018-02-20 08:00
2018-02-20 09:00
2018-02-20 10:00
2018-02-20 11:00
2018-02-20 12:00
2018-02-20 13:00
2018-02-20 14:00
2018-02-20 15:00
2018-02-20 16:00
2018-02-20 17:00
2018-02-20 18:00
2018-02-20 19:00
2018-02-20 20:00
2018-02-20 21:00
2018-02-20 22:00
2018-02-20 23:00
2018-02-21
2018-02-21 01:00
2018-02-21 02:00
2018-02-21 03:00
2018-02-21 04:00
2018-02-21 05:00
2018-02-21 06:00
2018-02-21 07:00
2018-02-21 08:00
2018-02-21 09:00
2018-02-21 10:00
2018-02-21 11:00
2018-02-21 12:00
2018-02-21 13:00
2018-02-21 14:00
2018-02-21 15:00
2018-02-21 16:00
2018-02-21 17:00
2018-02-21 18:00
2018-02-21 19:00
2018-02-21 20:00
2018-02-21 21:00
2018-02-21 22:00
2018-02-21 23:00
2018-02-22
2018-02-22 01:00
2018-02-22 02:00
2018-02-22 03:00
2018-02-22 04:00
2018-02-22 05:00
2018-02-22 06:00
2018-02-22 07:00
2018-02-22 08:00
2018-02-22 09:00
2018-02-22 10:00
2018-02-22 11:00
2018-02-22 12:00
2018-02-22 13:00
2018-02-22 14:00
2018-02-22 15:00
2018-02-22 16:00
2018-02-22 17:00
2018-02-22 18:00
2018-02-22 19:00
2018-02-22 20:00
2018-02-22 21:00
2018-02-22 22:00
2018-02-22 23:00
2018-02-23
2018-02-23 01:00
2018-02-23 02:00
2018-02-23 03:00
2018-02-23 04:00
2018-02-23 05:00
2018-02-23 06:00
2018-02-23 07:00
2018-02-23 08:00
2018-02-23 09:00
2018-02-23 10:00
2018-02-23 11:00
2018-02-23 12:00
2018-02-23 13:00
2018-02-23 14:00
2018-02-23 15:00
2018-02-23 16:00
2018-02-23 17:00
2018-02-23 18:00
2018-02-23 19:00
2018-02-23 20:00
2018-02-23 21:00
2018-02-23 22:00
2018-02-23 23:00
2018-02-24
2018-02-24 01:00
2018-02-24 02:00
2018-02-24 03:00
2018-02-24 04:00
2018-02-24 05:00
2018-02-24 06:00
2018-02-24 07:00
2018-02-24 08:00
2018-02-24 09:00
2018-02-24 10:00
2018-02-24 11:00
2018-02-24 12:00
2018-02-24 13:00
2018-02-24 14:00
2018-02-24 15:00
2018-02-24 16:00
2018-02-24 17:00
2018-02-24 18:00
2018-02-24 19:00
2018-02-24 20:00
2018-02-24 21:00
2018-02-24 22:00
2018-02-24 23:00
2018-02-25
2018-02-25 01:00
2018-02-25 02:00
2018-02-25 03:00
2018-02-25 04:00
2018-02-25 05:00
2018-02-25 06:00
2018-02-25 07:00
2018-02-25 08:00
2018-02-25 09:00
2018-02-25 10:00
2018-02-25 11:00
2018-02-25 12:00
2018-02-25 13:00
2018-02-25 14:00
2018-02-25 15:00
2018-02-25 16:00
2018-02-25 17:00
2018-02-25 18:00
2018-02-25 19:00
2018-02-25 20:00
2018-02-25 21:00
2018-02-25 22:00
2018-02-25 23:00
2018-02-26
2018-02-26 01:00
2018-02-26 02:00
2018-02-26 03:00
2018-02-26 04:00
2018-02-26 05:00
2018-02-26 06:00
2018-02-26 07:00
2018-02-26 08:00
2018-02-26 09:00
2018-02-26 10:00
2018-02-26 11:00
2018-02-26 12:00
2018-02-26 13:00
2018-02-26 14:00
2018-02-26 15:00
2018-02-26 16:00
2018-02-26 17:00
2018-02-26 18:00
2018-02-26 19:00
2018-02-26 20:00
2018-02-26 21:00
2018-02-26 22:00
2018-02-26 23:00
2018-02-27
2018-02-27 01:00
2018-02-27 02:00
2018-02-27 03:00
2018-02-27 04:00
2018-02-27 05:00
2018-02-27 06:00
2018-02-27 07:00
2018-02-27 08:00
2018-02-27 09:00
2018-02-27 10:00
2018-02-27 11:00
2018-02-27 12:00
2018-02-27 13:00
2018-02-27 14:00
2018-02-27 15:00
2018-02-27 16:00
2018-02-27 17:00
2018-02-27 18:00
2018-02-27 19:00
2018-02-27 20:00
2018-02-27 21:00
2018-02-27 22:00
2018-02-27 23:00
2018-02-28
2018-02-28 01:00
2018-02-28 02:00
2018-02-28 03:00
2018-02-28 04:00
2018-02-28 05:00
2018-02-28 06:00
2018-02-28 07:00
2018-02-28 08:00
2018-02-28 09:00
2018-02-28 10:00
2018-02-28 11:00
2018-02-28 12:00
2018-02-28 13:00
2018-02-28 14:00
2018-02-28 15:00
2018-02-28 16:00
2018-02-28 17:00
2018-02-28 18:00
2018-02-28 19:00
2018-02-28 20:00
2018-02-28 21:00
2018-02-28 22:00
2018-02-28 23:00
2018-03-01
2018-03-01 01:00
2018-03-01 02:00
2018-03-01 03:00
2018-03-01 04:00
2018-03-01 05:00
2018-03-01 06:00
2018-03-01 07:00
2018-03-01 08:00
2018-03-01 09:00
2018-03-01 10:00
2018-03-01 11:00
2018-03-01 12:00
2018-03-01 13:00
2018-03-01 14:00
2018-03-01 15:00
2018-03-01 16:00
2018-03-01 17:00
2018-03-01 18:00
2018-03-01 19:00
2018-03-01 20:00
2018-03-01 21:00
2018-03-01 22:00
2018-03-01 23:00
2018-03-02
2018-03-02 01:00
2018-03-02 02:00
2018-03-02 03:00
2018-03-02 04:00
2018-03-02 05:00
2018-03-02 06:00
2018-03-02 07:00
2018-03-02 08:00
2018-03-02 09:00
2018-03-02 10:00
2018-03-02 11:00
2018-03-02 12:00
2018-03-02 13:00
2018-03-02 14:00
2018-03-02 15:00
2018-03-02 16:00
2018-03-02 17:00
2018-03-02 18:00
2018-03-02 19:00
2018-03-02 20:00
2018-03-02 21:00
2018-03-02 22:00
2018-03-02 23:00
2018-03-03
2018-03-03 01:00
2018-03-03 02:00
2018-03-03 03:00
2018-03-03 04:00
2018-03-03 05:00
2018-03-03 06:00
2018-03-03 07:00
2018-03-03 08:00
2018-03-03 09:00
2018-03-03 10:00
2018-03-03 11:00
2018-03-03 12:00
2018-03-03 13:00
2018-03-03 14:00
2018-03-03 15:00
2018-03-03 16:00
2018-03-03 17:00
2018-03-03 18:00
2018-03-03 19:00
2018-03-03 20:00
2018-03-03 21:00
2018-03-03 22:00
2018-03-03 23:00
2018-03-04
2018-03-04 01:00
2018-03-04 02:00
2018-03-04 03:00
2018-03-04 04:00
2018-03-04 05:00
2018-03-04 06:00
2018-03-04 07:00
2018-03-04 08:00
2018-03-04 09:00
2018-03-04 10:00
2018-03-04 11:00
2018-03-04 12:00
2018-03-04 13:00
2018-03-04 14:00
2018-03-04 15:00
2018-03-04 16:00
2018-03-04 17:00
2018-03-04 18:00
2018-03-04 19:00
2018-03-04 20:00
2018-03-04 21:00
2018-03-04 22:00
2018-03-04 23:00
2018-03-05
2018-03-05 01:00
2018-03-05 02:00
2018-03-05 03:00
2018-03-05 04:00
2018-03-05 05:00
2018-03-05 06:00
2018-03-05 07:00
2018-03-05 08:00
2018-03-05 09:00
2018-03-05 10:00
2018-03-05 11:00
2018-03-05 12:00
2018-03-05 13:00
2018-03-05 14:00
2018-03-05 15:00
2018-03-05 16:00
2018-03-05 17:00
2018-03-05 18:00
2018-03-05 19:00
2018-03-05 20:00
2018-03-05 21:00
2018-03-05 22:00
2018-03-05 23:00
2018-03-06
2018-03-06 01:00
2018-03-06 02:00
2018-03-06 03:00
2018-03-06 04:00
2018-03-06 05:00
2018-03-06 06:00
2018-03-06 07:00
2018-03-06 08:00
2018-03-06 09:00
2018-03-06 10:00
2018-03-06 11:00
2018-03-06 12:00
2018-03-06 13:00
2018-03-06 14:00
2018-03-06 15:00
2018-03-06 16:00
2018-03-06 17:00
2018-03-06 18:00
2018-03-06 19:00
2018-03-06 20:00
2018-03-06 21:00
2018-03-06 22:00
2018-03-06 23:00
2018-03-07
2018-03-07 01:00
2018-03-07 02:00
2018-03-07 03:00
2018-03-07 04:00
2018-03-07 05:00
2018-03-07 06:00
2018-03-07 07:00
2018-03-07 08:00
2018-03-07 09:00
2018-03-07 10:00
2018-03-07 11:00
2018-03-07 12:00
2018-03-07 13:00
2018-03-07 14:00
2018-03-07 15:00
2018-03-07 16:00
2018-03-07 17:00
2018-03-07 18:00
2018-03-07 19:00
2018-03-07 20:00
2018-03-07 21:00
2018-03-07 22:00
2018-03-07 23:00
2018-03-08
2018-03-08 01:00
2018-03-08 02:00
2018-03-08 03:00
2018-03-08 04:00
2018-03-08 05:00
2018-03-08 06:00
2018-03-08 07:00
2018-03-08 08:00
2018-03-08 09:00
2018-03-08 10:00
2018-03-08 11:00
2018-03-08 12:00
2018-03-08 13:00
2018-03-08 14:00
2018-03-08 15:00
2018-03-08 16:00
2018-03-08 17:00
2018-03-08 18:00
2018-03-08 19:00
2018-03-08 20:00
2018-03-08 21:00
2018-03-08 22:00
2018-03-08 23:00
2018-03-09
2018-03-09 01:00
2018-03-09 02:00
2018-03-09 03:00
2018-03-09 04:00
2018-03-09 05:00
2018-03-09 06:00
2018-03-09 07:00
2018-03-09 08:00
2018-03-09 09:00
2018-03-09 10:00
2018-03-09 11:00
2018-03-09 12:00
2018-03-09 13:00
2018-03-09 14:00
2018-03-09 15:00
2018-03-09 16:00
2018-03-09 17:00
2018-03-09 18:00
2018-03-09 19:00
2018-03-09 20:00
2018-03-09 21:00
2018-03-09 22:00
2018-03-09 23:00
2018-03-10
2018-03-10 01:00
2018-03-10 02:00
2018-03-10 03:00
2018-03-10 04:00
2018-03-10 05:00
2018-03-10 06:00
2018-03-10 07:00
2018-03-10 08:00
2018-03-10 09:00
2018-03-10 10:00
2018-03-10 11:00
2018-03-10 12:00
2018-03-10 13:00
2018-03-10 14:00
2018-03-10 15:00
2018-03-10 16:00
2018-03-10 17:00
2018-03-10 18:00
2018-03-10 19:00
2018-03-10 20:00
2018-03-10 21:00
2018-03-10 22:00
2018-03-10 23:00
2018-03-11
2018-03-11 01:00
2018-03-11 02:00
2018-03-11 03:00
2018-03-11 04:00
2018-03-11 05:00
2018-03-11 06:00
2018-03-11 07:00
2018-03-11 08:00
2018-03-11 09:00
2018-03-11 10:00
2018-03-11 11:00
2018-03-11 12:00
2018-03-11 13:00
2018-03-11 14:00
2018-03-11 15:00
2018-03-11 16:00
2018-03-11 17:00
2018-03-11 18:00
2018-03-11 19:00
2018-03-11 20:00
2018-03-11 21:00
2018-03-11 22:00
2018-03-11 23:00
2018-03-12
2018-03-12 01:00
2018-03-12 02:00
2018-03-12 03:00
2018-03-12 04:00
2018-03-12 05:00
2018-03-12 06:00
2018-03-12 07:00
2018-03-12 08:00
2018-03-12 09:00
2018-03-12 10:00
2018-03-12 11:00
2018-03-12 12:00
2018-03-12 13:00
2018-03-12 14:00
2018-03-12 15:00
2018-03-12 16:00
2018-03-12 17:00
2018-03-12 18:00
2018-03-12 19:00
2018-03-12 20:00
2018-03-12 21:00
2018-03-12 22:00
2018-03-12 23:00
2018-03-13
2018-03-13 01:00
2018-03-13 02:00
2018-03-13 03:00
2018-03-13 04:00
2018-03-13 05:00
2018-03-13 06:00
2018-03-13 07:00
2018-03-13 08:00
2018-03-13 09:00
2018-03-13 10:00
2018-03-13 11:00
2018-03-13 12:00
2018-03-13 13:00
2018-03-13 14:00
2018-03-13 15:00
2018-03-13 16:00
2018-03-13 17:00
2018-03-13 18:00
2018-03-13 19:00
2018-03-13 20:00
2018-03-13 21:00
2018-03-13 22:00
2018-03-13 23:00
2018-03-14
2018-03-14 01:00
2018-03-14 02:00
2018-03-14 03:00
2018-03-14 04:00
2018-03-14 05:00
2018-03-14 06:00
2018-03-14 07:00
2018-03-14 08:00
2018-03-14 09:00
2018-03-14 10:00
2018-03-14 11:00
2018-03-14 12:00
2018-03-14 13:00
2018-03-14 14:00
2018-03-14 15:00
2018-03-14 16:00
2018-03-14 17:00
2018-03-14 18:00
2018-03-14 19:00
2018-03-14 20:00
2018-03-14 21:00
2018-03-14 22:00
2018-03-14 23:00
2018-03-15
2018-03-15 01:00
2018-03-15 02:00
2018-03-15 03:00
2018-03-15 04:00
2018-03-15 05:00
2018-03-15 06:00
2018-03-15 07:00
2018-03-15 08:00
2018-03-15 09:00
2018-03-15 10:00
2018-03-15 11:00
2018-03-15 12:00
2018-03-15 13:00
2018-03-15 14:00
2018-03-15 15:00
2018-03-15 16:00
2018-03-15 17:00
2018-03-15 18:00
2018-03-15 19:00
2018-03-15 20:00
2018-03-15 21:00
2018-03-15 22:00
2018-03-15 23:00
2018-03-16
2018-03-16 01:00
2018-03-16 02:00
2018-03-16 03:00
2018-03-16 04:00
2018-03-16 05:00
2018-03-16 06:00
2018-03-16 07:00
2018-03-16 08:00
2018-03-16 09:00
2018-03-16 10:00
2018-03-16 11:00
2018-03-16 12:00
2018-03-16 13:00
2018-03-16 14:00
2018-03-16 15:00
2018-03-16 16:00
2018-03-16 17:00
2018-03-16 18:00
2018-03-16 19:00
2018-03-16 20:00
2018-03-16 21:00
2018-03-16 22:00
2018-03-16 23:00
2018-03-17
2018-03-17 01:00
2018-03-17 02:00
2018-03-17 03:00
2018-03-17 04:00
2018-03-17 05:00
2018-03-17 06:00
2018-03-17 07:00
2018-03-17 08:00
2018-03-17 09:00
2018-03-17 10:00
2018-03-17 11:00
2018-03-17 12:00
2018-03-17 13:00
2018-03-17 14:00
2018-03-17 15:00
2018-03-17 16:00
2018-03-17 17:00
2018-03-17 18:00
2018-03-17 19:00
2018-03-17 20:00
2018-03-17 21:00
2018-03-17 22:00
2018-03-17 23:00
2018-03-18
2018-03-18 01:00
2018-03-18 02:00
2018-03-18 03:00
2018-03-18 04:00
2018-03-18 05:00
2018-03-18 06:00
2018-03-18 07:00
2018-03-18 08:00
2018-03-18 09:00
2018-03-18 10:00
2018-03-18 11:00
2018-03-18 12:00
2018-03-18 13:00
2018-03-18 14:00
2018-03-18 15:00
2018-03-18 16:00
2018-03-18 17:00
2018-03-18 18:00
2018-03-18 19:00
2018-03-18 20:00
2018-03-18 21:00
2018-03-18 22:00
2018-03-18 23:00
2018-03-19
2018-03-19 01:00
2018-03-19 02:00
2018-03-19 03:00
2018-03-19 04:00
2018-03-19 05:00
2018-03-19 06:00
2018-03-19 07:00
2018-03-19 08:00
2018-03-19 09:00
2018-03-19 10:00
2018-03-19 11:00
2018-03-19 12:00
2018-03-19 13:00
2018-03-19 14:00
2018-03-19 15:00
2018-03-19 16:00
2018-03-19 17:00
2018-03-19 18:00
2018-03-19 19:00
2018-03-19 20:00
2018-03-19 21:00
2018-03-19 22:00
2018-03-19 23:00
2018-03-20
2018-03-20 01:00
2018-03-20 02:00
2018-03-20 03:00
2018-03-20 04:00
2018-03-20 05:00
2018-03-20 06:00
2018-03-20 07:00
2018-03-20 08:00
2018-03-20 09:00
2018-03-20 10:00
2018-03-20 11:00
2018-03-20 12:00
2018-03-20 13:00
2018-03-20 14:00
2018-03-20 15:00
2018-03-20 16:00
2018-03-20 17:00
2018-03-20 18:00
2018-03-20 19:00
2018-03-20 20:00
2018-03-20 21:00
2018-03-20 22:00
2018-03-20 23:00
2018-03-21
2018-03-21 01:00
2018-03-21 02:00
2018-03-21 03:00
2018-03-21 04:00
2018-03-21 05:00
2018-03-21 06:00
2018-03-21 07:00
2018-03-21 08:00
2018-03-21 09:00
2018-03-21 10:00
2018-03-21 11:00
2018-03-21 12:00
2018-03-21 13:00
2018-03-21 14:00
2018-03-21 15:00
2018-03-21 16:00
2018-03-21 17:00
2018-03-21 18:00
2018-03-21 19:00
2018-03-21 20:00
2018-03-21 21:00
2018-03-21 22:00
2018-03-21 23:00
2018-03-22
2018-03-22 01:00
2018-03-22 02:00
2018-03-22 03:00
2018-03-22 04:00
2018-03-22 05:00
2018-03-22 06:00
2018-03-22 07:00
2018-03-22 08:00
2018-03-22 09:00
2018-03-22 10:00
2018-03-22 11:00
2018-03-22 12:00
2018-03-22 13:00
2018-03-22 14:00
2018-03-22 15:00
2018-03-22 16:00
2018-03-22 17:00
2018-03-22 18:00
2018-03-22 19:00
2018-03-22 20:00
2018-03-22 21:00
2018-03-22 22:00
2018-03-22 23:00
2018-03-23
2018-03-23 01:00
2018-03-23 02:00
2018-03-23 03:00
2018-03-23 04:00
2018-03-23 05:00
2018-03-23 06:00
2018-03-23 07:00
2018-03-23 08:00
2018-03-23 09:00
2018-03-23 10:00
2018-03-23 11:00
2018-03-23 12:00
2018-03-23 13:00
2018-03-23 14:00
2018-03-23 15:00
2018-03-23 16:00
2018-03-23 17:00
2018-03-23 18:00
2018-03-23 19:00
2018-03-23 20:00
2018-03-23 21:00
2018-03-23 22:00
2018-03-23 23:00
2018-03-24
2018-03-24 01:00
2018-03-24 02:00
2018-03-24 03:00
2018-03-24 04:00
2018-03-24 05:00
2018-03-24 06:00
2018-03-24 07:00
2018-03-24 08:00
2018-03-24 09:00
2018-03-24 10:00
2018-03-24 11:00
2018-03-24 12:00
2018-03-24 13:00
2018-03-24 14:00
2018-03-24 15:00
2018-03-24 16:00
2018-03-24 17:00
2018-03-24 18:00
2018-03-24 19:00
2018-03-24 20:00
2018-03-24 21:00
2018-03-24 22:00
2018-03-24 23:00
2018-03-25
2018-03-25 01:00
2018-03-25 02:00
2018-03-25 03:00
2018-03-25 04:00
2018-03-25 05:00
2018-03-25 06:00
2018-03-25 07:00
2018-03-25 08:00
2018-03-25 09:00
2018-03-25 10:00
2018-03-25 11:00
2018-03-25 12:00
2018-03-25 13:00
2018-03-25 14:00
2018-03-25 15:00
2018-03-25 16:00
2018-03-25 17:00
2018-03-25 18:00
2018-03-25 19:00
2018-03-25 20:00
2018-03-25 21:00
2018-03-25 22:00
2018-03-25 23:00
2018-03-26
2018-03-26 01:00
2018-03-26 02:00
2018-03-26 03:00
2018-03-26 04:00
2018-03-26 05:00
2018-03-26 06:00
2018-03-26 07:00
2018-03-26 08:00
2018-03-26 09:00
2018-03-26 10:00
2018-03-26 11:00
2018-03-26 12:00
2018-03-26 13:00
2018-03-26 14:00
2018-03-26 15:00
2018-03-26 16:00
2018-03-26 17:00
2018-03-26 18:00
2018-03-26 19:00
2018-03-26 20:00
2018-03-26 21:00
2018-03-26 22:00
2018-03-26 23:00
2018-03-27
2018-03-27 01:00
2018-03-27 02:00
2018-03-27 03:00
2018-03-27 04:00
2018-03-27 05:00
2018-03-27 06:00
2018-03-27 07:00
2018-03-27 08:00
2018-03-27 09:00
2018-03-27 10:00
2018-03-27 11:00
2018-03-27 12:00
2018-03-27 13:00
2018-03-27 14:00
2018-03-27 15:00
2018-03-27 16:00
2018-03-27 17:00
2018-03-27 18:00
2018-03-27 19:00
2018-03-27 20:00
2018-03-27 21:00
2018-03-27 22:00
2018-03-27 23:00
2018-03-28
2018-03-28 01:00
2018-03-28 02:00
2018-03-28 03:00
2018-03-28 04:00
2018-03-28 05:00
2018-03-28 06:00
2018-03-28 07:00
2018-03-28 08:00
2018-03-28 09:00
2018-03-28 10:00
2018-03-28 11:00
2018-03-28 12:00
2018-03-28 13:00
2018-03-28 14:00
2018-03-28 15:00
2018-03-28 16:00
2018-03-28 17:00
2018-03-28 18:00
2018-03-28 19:00
2018-03-28 20:00
2018-03-28 21:00
2018-03-28 22:00
2018-03-28 23:00
2018-03-29
2018-03-29 01:00
2018-03-29 02:00
2018-03-29 03:00
2018-03-29 04:00
2018-03-29 05:00
2018-03-29 06:00
2018-03-29 07:00
2018-03-29 08:00
2018-03-29 09:00
2018-03-29 10:00
2018-03-29 11:00
2018-03-29 12:00
2018-03-29 13:00
2018-03-29 14:00
2018-03-29 15:00
2018-03-29 16:00
2018-03-29 17:00
2018-03-29 18:00
2018-03-29 19:00
2018-03-29 20:00
2018-03-29 21:00
2018-03-29 22:00
2018-03-29 23:00
2018-03-30
2018-03-30 01:00
2018-03-30 02:00
2018-03-30 03:00
2018-03-30 04:00
2018-03-30 05:00
2018-03-30 06:00
2018-03-30 07:00
2018-03-30 08:00
2018-03-30 09:00
2018-03-30 10:00
2018-03-30 11:00
2018-03-30 12:00
2018-03-30 13:00
2018-03-30 14:00
2018-03-30 15:00
2018-03-30 16:00
2018-03-30 17:00
2018-03-30 18:00
2018-03-30 19:00
2018-03-30 20:00
2018-03-30 21:00
2018-03-30 22:00
2018-03-30 23:00
2018-03-31
2018-03-31 01:00
2018-03-31 02:00
2018-03-31 03:00
2018-03-31 04:00
2018-03-31 05:00
2018-03-31 06:00
2018-03-31 07:00
2018-03-31 08:00
2018-03-31 09:00
2018-03-31 10:00
2018-03-31 11:00
2018-03-31 12:00
2018-03-31 13:00
2018-03-31 14:00
2018-03-31 15:00
2018-03-31 16:00
2018-03-31 17:00
2018-03-31 18:00
2018-03-31 19:00
2018-03-31 20:00
2018-03-31 21:00
2018-03-31 22:00
2018-03-31 23:00
2018-04-01
2018-04-01 01:00
2018-04-01 02:00
2018-04-01 03:00
2018-04-01 04:00
2018-04-01 05:00
2018-04-01 06:00
2018-04-01 07:00
2018-04-01 08:00
2018-04-01 09:00
2018-04-01 10:00
2018-04-01 11:00
2018-04-01 12:00
2018-04-01 13:00
2018-04-01 14:00
2018-04-01 15:00
2018-04-01 16:00
2018-04-01 17:00
2018-04-01 18:00
2018-04-01 19:00
2018-04-01 20:00
2018-04-01 21:00
2018-04-01 22:00
2018-04-01 23:00
2018-04-02
2018-04-02 01:00
2018-04-02 02:00
2018-04-02 03:00
2018-04-02 04:00
2018-04-02 05:00
2018-04-02 06:00
2018-04-02 07:00
2018-04-02 08:00
2018-04-02 09:00
2018-04-02 10:00
2018-04-02 11:00
2018-04-02 12:00
2018-04-02 13:00
2018-04-02 14:00
2018-04-02 15:00
2018-04-02 16:00
2018-04-02 17:00
2018-04-02 18:00
2018-04-02 19:00
2018-04-02 20:00
2018-04-02 21:00
2018-04-02 22:00
2018-04-02 23:00
2018-04-03
2018-04-03 01:00
2018-04-03 02:00
2018-04-03 03:00
2018-04-03 04:00
2018-04-03 05:00
2018-04-03 06:00
2018-04-03 07:00
2018-04-03 08:00
2018-04-03 09:00
2018-04-03 10:00
2018-04-03 11:00
2018-04-03 12:00
2018-04-03 13:00
2018-04-03 14:00
2018-04-03 15:00
2018-04-03 16:00
2018-04-03 17:00
2018-04-03 18:00
2018-04-03 19:00
2018-04-03 20:00
2018-04-03 21:00
2018-04-03 22:00
2018-04-03 23:00
2018-04-04
2018-04-04 01:00
2018-04-04 02:00
2018-04-04 03:00
2018-04-04 04:00
2018-04-04 05:00
2018-04-04 06:00
2018-04-04 07:00
2018-04-04 08:00
2018-04-04 09:00
2018-04-04 10:00
2018-04-04 11:00
2018-04-04 12:00
2018-04-04 13:00
2018-04-04 14:00
2018-04-04 15:00
2018-04-04 16:00
2018-04-04 17:00
2018-04-04 18:00
2018-04-04 19:00
2018-04-04 20:00
2018-04-04 21:00
2018-04-04 22:00
2018-04-04 23:00
2018-04-05
2018-04-05 01:00
2018-04-05 02:00
2018-04-05 03:00
2018-04-05 04:00
2018-04-05 05:00
2018-04-05 06:00
2018-04-05 07:00
2018-04-05 08:00
2018-04-05 09:00
2018-04-05 10:00
2018-04-05 11:00
2018-04-05 12:00
2018-04-05 13:00
2018-04-05 14:00
2018-04-05 15:00
2018-04-05 16:00
2018-04-05 17:00
2018-04-05 18:00
2018-04-05 19:00
2018-04-05 20:00
2018-04-05 21:00
2018-04-05 22:00
2018-04-05 23:00
2018-04-06
2018-04-06 01:00
2018-04-06 02:00
2018-04-06 03:00
2018-04-06 04:00
2018-04-06 05:00
2018-04-06 06:00
2018-04-06 07:00
2018-04-06 08:00
2018-04-06 09:00
2018-04-06 10:00
2018-04-06 11:00
2018-04-06 12:00
2018-04-06 13:00
2018-04-06 14:00
2018-04-06 15:00
2018-04-06 16:00
2018-04-06 17:00
2018-04-06 18:00
2018-04-06 19:00
2018-04-06 20:00
2018-04-06 21:00
2018-04-06 22:00
2018-04-06 23:00
2018-04-07
2018-04-07 01:00
2018-04-07 02:00
2018-04-07 03:00
2018-04-07 04:00
2018-04-07 05:00
2018-04-07 06:00
2018-04-07 07:00
2018-04-07 08:00
2018-04-07 09:00
2018-04-07 10:00
2018-04-07 11:00
2018-04-07 12:00
2018-04-07 13:00
2018-04-07 14:00
2018-04-07 15:00
2018-04-07 16:00
2018-04-07 17:00
2018-04-07 18:00
2018-04-07 19:00
2018-04-07 20:00
2018-04-07 21:00
2018-04-07 22:00
2018-04-07 23:00
2018-04-08
2018-04-08 01:00
2018-04-08 02:00
2018-04-08 03:00
2018-04-08 04:00
2018-04-08 05:00
2018-04-08 06:00
2018-04-08 07:00
2018-04-08 08:00
2018-04-08 09:00
2018-04-08 10:00
2018-04-08 11:00
2018-04-08 12:00
2018-04-08 13:00
2018-04-08 14:00
2018-04-08 15:00
2018-04-08 16:00
2018-04-08 17:00
2018-04-08 18:00
2018-04-08 19:00
2018-04-08 20:00
2018-04-08 21:00
2018-04-08 22:00
2018-04-08 23:00
2018-04-09
2018-04-09 01:00
2018-04-09 02:00
2018-04-09 03:00
2018-04-09 04:00
2018-04-09 05:00
2018-04-09 06:00
2018-04-09 07:00
2018-04-09 08:00
2018-04-09 09:00
2018-04-09 10:00
2018-04-09 11:00
2018-04-09 12:00
2018-04-09 13:00
2018-04-09 14:00
2018-04-09 15:00
2018-04-09 16:00
2018-04-09 17:00
2018-04-09 18:00
2018-04-09 19:00
2018-04-09 20:00
2018-04-09 21:00
2018-04-09 22:00
2018-04-09 23:00
2018-04-10
2018-04-10 01:00
2018-04-10 02:00
2018-04-10 03:00
2018-04-10 04:00
2018-04-10 05:00
2018-04-10 06:00
2018-04-10 07:00
2018-04-10 08:00
2018-04-10 09:00
2018-04-10 10:00
2018-04-10 11:00
2018-04-10 12:00
2018-04-10 13:00
2018-04-10 14:00
2018-04-10 15:00
2018-04-10 16:00
2018-04-10 17:00
2018-04-10 18:00
2018-04-10 19:00
2018-04-10 20:00
2018-04-10 21:00
2018-04-10 22:00
2018-04-10 23:00
2018-04-11
2018-04-11 01:00
2018-04-11 02:00
2018-04-11 03:00
2018-04-11 04:00
2018-04-11 05:00
2018-04-11 06:00
2018-04-11 07:00
2018-04-11 08:00
2018-04-11 09:00
2018-04-11 10:00
2018-04-11 11:00
2018-04-11 12:00
2018-04-11 13:00
2018-04-11 14:00
2018-04-11 15:00
2018-04-11 16:00
2018-04-11 17:00
2018-04-11 18:00
2018-04-11 19:00
2018-04-11 20:00
2018-04-11 21:00
2018-04-11 22:00
2018-04-11 23:00
2018-04-12
2018-04-12 01:00
2018-04-12 02:00
2018-04-12 03:00
2018-04-12 04:00
2018-04-12 05:00
2018-04-12 06:00
2018-04-12 07:00
2018-04-12 08:00
2018-04-12 09:00
2018-04-12 10:00
2018-04-12 11:00
2018-04-12 12:00
2018-04-12 13:00
2018-04-12 14:00
2018-04-12 15:00
2018-04-12 16:00
2018-04-12 17:00
2018-04-12 18:00
2018-04-12 19:00
2018-04-12 20:00
2018-04-12 21:00
2018-04-12 22:00
2018-04-12 23:00
2018-04-13
2018-04-13 01:00
2018-04-13 02:00
2018-04-13 03:00
2018-04-13 04:00
2018-04-13 05:00
2018-04-13 06:00
2018-04-13 07:00
2018-04-13 08:00
2018-04-13 09:00
2018-04-13 10:00
2018-04-13 11:00
2018-04-13 12:00
2018-04-13 13:00
2018-04-13 14:00
2018-04-13 15:00
2018-04-13 16:00
2018-04-13 17:00
2018-04-13 18:00
2018-04-13 19:00
2018-04-13 20:00
2018-04-13 21:00
2018-04-13 22:00
2018-04-13 23:00
2018-04-14
2018-04-14 01:00
2018-04-14 02:00
2018-04-14 03:00
2018-04-14 04:00
2018-04-14 05:00
2018-04-14 06:00
2018-04-14 07:00
2018-04-14 08:00
2018-04-14 09:00
2018-04-14 10:00
2018-04-14 11:00
2018-04-14 12:00
2018-04-14 13:00
2018-04-14 14:00
2018-04-14 15:00
2018-04-14 16:00
2018-04-14 17:00
2018-04-14 18:00
2018-04-14 19:00
2018-04-14 20:00
2018-04-14 21:00
2018-04-14 22:00
2018-04-14 23:00
2018-04-15
2018-04-15 01:00
2018-04-15 02:00
2018-04-15 03:00
2018-04-15 04:00
2018-04-15 05:00
2018-04-15 06:00
2018-04-15 07:00
2018-04-15 08:00
2018-04-15 09:00
2018-04-15 10:00
2018-04-15 11:00
2018-04-15 12:00
2018-04-15 13:00
2018-04-15 14:00
2018-04-15 15:00
2018-04-15 16:00
2018-04-15 17:00
2018-04-15 18:00
2018-04-15 19:00
2018-04-15 20:00
2018-04-15 21:00
2018-04-15 22:00
2018-04-15 23:00
2018-04-16
2018-04-16 01:00
2018-04-16 02:00
2018-04-16 03:00
2018-04-16 04:00
2018-04-16 05:00
2018-04-16 06:00
2018-04-16 07:00
2018-04-16 08:00
2018-04-16 09:00
2018-04-16 10:00
2018-04-16 11:00
2018-04-16 12:00
2018-04-16 13:00
2018-04-16 14:00
2018-04-16 15:00
2018-04-16 16:00
2018-04-16 17:00
2018-04-16 18:00
2018-04-16 19:00
2018-04-16 20:00
2018-04-16 21:00
2018-04-16 22:00
2018-04-16 23:00
2018-04-17
2018-04-17 01:00
2018-04-17 02:00
2018-04-17 03:00
2018-04-17 04:00
2018-04-17 05:00
2018-04-17 06:00
2018-04-17 07:00
2018-04-17 08:00
2018-04-17 09:00
2018-04-17 10:00
2018-04-17 11:00
2018-04-17 12:00
2018-04-17 13:00
2018-04-17 14:00
2018-04-17 15:00
2018-04-17 16:00
2018-04-17 17:00
2018-04-17 18:00
2018-04-17 19:00
2018-04-17 20:00
2018-04-17 21:00
2018-04-17 22:00
2018-04-17 23:00
2018-04-18
2018-04-18 01:00
2018-04-18 02:00
2018-04-18 03:00
2018-04-18 04:00
2018-04-18 05:00
2018-04-18 06:00
2018-04-18 07:00
2018-04-18 08:00
2018-04-18 09:00
2018-04-18 10:00
2018-04-18 11:00
2018-04-18 12:00
2018-04-18 13:00
2018-04-18 14:00
2018-04-18 15:00
2018-04-18 16:00
2018-04-18 17:00
2018-04-18 18:00
2018-04-18 19:00
2018-04-18 20:00
2018-04-18 21:00
2018-04-18 22:00
2018-04-18 23:00
2018-04-19
2018-04-19 01:00
2018-04-19 02:00
2018-04-19 03:00
2018-04-19 04:00
2018-04-19 05:00
2018-04-19 06:00
2018-04-19 07:00
2018-04-19 08:00
2018-04-19 09:00
2018-04-19 10:00
2018-04-19 11:00
2018-04-19 12:00
2018-04-19 13:00
2018-04-19 14:00
2018-04-19 15:00
2018-04-19 16:00
2018-04-19 17:00
2018-04-19 18:00
2018-04-19 19:00
2018-04-19 20:00
2018-04-19 21:00
2018-04-19 22:00
2018-04-19 23:00
2018-04-20
2018-04-20 01:00
2018-04-20 02:00
2018-04-20 03:00
2018-04-20 04:00
2018-04-20 05:00
2018-04-20 06:00
2018-04-20 07:00
2018-04-20 08:00
2018-04-20 09:00
2018-04-20 10:00
2018-04-20 11:00
2018-04-20 12:00
2018-04-20 13:00
2018-04-20 14:00
2018-04-20 15:00
2018-04-20 16:00
2018-04-20 17:00
2018-04-20 18:00
2018-04-20 19:00
2018-04-20 20:00
2018-04-20 21:00
2018-04-20 22:00
2018-04-20 23:00
2018-04-21
2018-04-21 01:00
2018-04-21 02:00
2018-04-21 03:00
2018-04-21 04:00
2018-04-21 05:00
2018-04-21 06:00
2018-04-21 07:00
2018-04-21 08:00
2018-04-21 09:00
2018-04-21 10:00
2018-04-21 11:00
2018-04-21 12:00
2018-04-21 13:00
2018-04-21 14:00
2018-04-21 15:00
2018-04-21 16:00
2018-04-21 17:00
2018-04-21 18:00
2018-04-21 19:00
2018-04-21 20:00
2018-04-21 21:00
2018-04-21 22:00
2018-04-21 23:00
2018-04-22
2018-04-22 01:00
2018-04-22 02:00
2018-04-22 03:00
2018-04-22 04:00
2018-04-22 05:00
2018-04-22 06:00
2018-04-22 07:00
2018-04-22 08:00
2018-04-22 09:00
2018-04-22 10:00
2018-04-22 11:00
2018-04-22 12:00
2018-04-22 13:00
2018-04-22 14:00
2018-04-22 15:00
2018-04-22 16:00
2018-04-22 17:00
2018-04-22 18:00
2018-04-22 19:00
2018-04-22 20:00
2018-04-22 21:00
2018-04-22 22:00
2018-04-22 23:00
2018-04-23
2018-04-23 01:00
2018-04-23 02:00
2018-04-23 03:00
2018-04-23 04:00
2018-04-23 05:00
2018-04-23 06:00
2018-04-23 07:00
2018-04-23 08:00
2018-04-23 09:00
2018-04-23 10:00
2018-04-23 11:00
2018-04-23 12:00
2018-04-23 13:00
2018-04-23 14:00
2018-04-23 15:00
2018-04-23 16:00
2018-04-23 17:00
2018-04-23 18:00
2018-04-23 19:00
2018-04-23 20:00
2018-04-23 21:00
2018-04-23 22:00
2018-04-23 23:00
2018-04-24
2018-04-24 01:00
2018-04-24 02:00
2018-04-24 03:00
2018-04-24 04:00
2018-04-24 05:00
2018-04-24 06:00
2018-04-24 07:00
2018-04-24 08:00
2018-04-24 09:00
2018-04-24 10:00
2018-04-24 11:00
2018-04-24 12:00
2018-04-24 13:00
2018-04-24 14:00
2018-04-24 15:00
2018-04-24 16:00
2018-04-24 17:00
2018-04-24 18:00
2018-04-24 19:00
2018-04-24 20:00
2018-04-24 21:00
2018-04-24 22:00
2018-04-24 23:00
2018-04-25
2018-04-25 01:00
2018-04-25 02:00
2018-04-25 03:00
2018-04-25 04:00
2018-04-25 05:00
2018-04-25 06:00
2018-04-25 07:00
2018-04-25 08:00
2018-04-25 09:00
2018-04-25 10:00
2018-04-25 11:00
2018-04-25 12:00
2018-04-25 13:00
2018-04-25 14:00
2018-04-25 15:00
2018-04-25 16:00
2018-04-25 17:00
2018-04-25 18:00
2018-04-25 19:00
2018-04-25 20:00
2018-04-25 21:00
2018-04-25 22:00
2018-04-25 23:00
2018-04-26
2018-04-26 01:00
2018-04-26 02:00
2018-04-26 03:00
2018-04-26 04:00
2018-04-26 05:00
2018-04-26 06:00
2018-04-26 07:00
2018-04-26 08:00
2018-04-26 09:00
2018-04-26 10:00
2018-04-26 11:00
2018-04-26 12:00
2018-04-26 13:00
2018-04-26 14:00
2018-04-26 15:00
2018-04-26 16:00
2018-04-26 17:00
2018-04-26 18:00
2018-04-26 19:00
2018-04-26 20:00
2018-04-26 21:00
2018-04-26 22:00
2018-04-26 23:00
2018-04-27
2018-04-27 01:00
2018-04-27 02:00
2018-04-27 03:00
2018-04-27 04:00
2018-04-27 05:00
2018-04-27 06:00
2018-04-27 07:00
2018-04-27 08:00
2018-04-27 09:00
2018-04-27 10:00
2018-04-27 11:00
2018-04-27 12:00
2018-04-27 13:00
2018-04-27 14:00
2018-04-27 15:00
2018-04-27 16:00
2018-04-27 17:00
2018-04-27 18:00
2018-04-27 19:00
2018-04-27 20:00
2018-04-27 21:00
2018-04-27 22:00
2018-04-27 23:00
2018-04-28
2018-04-28 01:00
2018-04-28 02:00
2018-04-28 03:00
2018-04-28 04:00
2018-04-28 05:00
2018-04-28 06:00
2018-04-28 07:00
2018-04-28 08:00
2018-04-28 09:00
2018-04-28 10:00
2018-04-28 11:00
2018-04-28 12:00
2018-04-28 13:00
2018-04-28 14:00
2018-04-28 15:00
2018-04-28 16:00
2018-04-28 17:00
2018-04-28 18:00
2018-04-28 19:00
2018-04-28 20:00
2018-04-28 21:00
2018-04-28 22:00
2018-04-28 23:00
2018-04-29
2018-04-29 01:00
2018-04-29 02:00
2018-04-29 03:00
2018-04-29 04:00
2018-04-29 05:00
2018-04-29 06:00
2018-04-29 07:00
2018-04-29 08:00
2018-04-29 09:00
2018-04-29 10:00
2018-04-29 11:00
2018-04-29 12:00
2018-04-29 13:00
2018-04-29 14:00
2018-04-29 15:00
2018-04-29 16:00
2018-04-29 17:00
2018-04-29 18:00
2018-04-29 19:00
2018-04-29 20:00
2018-04-29 21:00
2018-04-29 22:00
2018-04-29 23:00
2018-04-30
2018-04-30 01:00
2018-04-30 02:00
2018-04-30 03:00
2018-04-30 04:00
2018-04-30 05:00
2018-04-30 06:00
2018-04-30 07:00
2018-04-30 08:00
2018-04-30 09:00
2018-04-30 10:00
2018-04-30 11:00
2018-04-30 12:00
2018-04-30 13:00
2018-04-30 14:00
2018-04-30 15:00
2018-04-30 16:00
2018-04-30 17:00
2018-04-30 18:00
2018-04-30 19:00
2018-04-30 20:00
2018-04-30 21:00
2018-04-30 22:00
2018-04-30 23:00
2018-05-01
2018-05-01 01:00
2018-05-01 02:00
2018-05-01 03:00
2018-05-01 04:00
2018-05-01 05:00
2018-05-01 06:00
2018-05-01 07:00
2018-05-01 08:00
2018-05-01 09:00
2018-05-01 10:00
2018-05-01 11:00
2018-05-01 12:00
2018-05-01 13:00
2018-05-01 14:00
2018-05-01 15:00
2018-05-01 16:00
2018-05-01 17:00
2018-05-01 18:00
2018-05-01 19:00
2018-05-01 20:00
2018-05-01 21:00
2018-05-01 22:00
2018-05-01 23:00
2018-05-02
2018-05-02 01:00
2018-05-02 02:00
2018-05-02 03:00
2018-05-02 04:00
2018-05-02 05:00
2018-05-02 06:00
2018-05-02 07:00
2018-05-02 08:00
2018-05-02 09:00
2018-05-02 10:00
2018-05-02 11:00
2018-05-02 12:00
2018-05-02 13:00
2018-05-02 14:00
2018-05-02 15:00
2018-05-02 16:00
2018-05-02 17:00
2018-05-02 18:00
2018-05-02 19:00
2018-05-02 20:00
2018-05-02 21:00
2018-05-02 22:00
2018-05-02 23:00
2018-05-03
2018-05-03 01:00
2018-05-03 02:00
2018-05-03 03:00
2018-05-03 04:00
2018-05-03 05:00
2018-05-03 06:00
2018-05-03 07:00
2018-05-03 08:00
2018-05-03 09:00
2018-05-03 10:00
2018-05-03 11:00
2018-05-03 12:00
2018-05-03 13:00
2018-05-03 14:00
2018-05-03 15:00
2018-05-03 16:00
2018-05-03 17:00
2018-05-03 18:00
2018-05-03 19:00
2018-05-03 20:00
2018-05-03 21:00
2018-05-03 22:00
2018-05-03 23:00
2018-05-04
2018-05-04 01:00
2018-05-04 02:00
2018-05-04 03:00
2018-05-04 04:00
2018-05-04 05:00
2018-05-04 06:00
2018-05-04 07:00
2018-05-04 08:00
2018-05-04 09:00
2018-05-04 10:00
2018-05-04 11:00
2018-05-04 12:00
2018-05-04 13:00
2018-05-04 14:00
2018-05-04 15:00
2018-05-04 16:00
2018-05-04 17:00
2018-05-04 18:00
2018-05-04 19:00
2018-05-04 20:00
2018-05-04 21:00
2018-05-04 22:00
2018-05-04 23:00
2018-05-05
2018-05-05 01:00
2018-05-05 02:00
2018-05-05 03:00
2018-05-05 04:00
2018-05-05 05:00
2018-05-05 06:00
2018-05-05 07:00
2018-05-05 08:00
2018-05-05 09:00
2018-05-05 10:00
2018-05-05 11:00
2018-05-05 12:00
2018-05-05 13:00
2018-05-05 14:00
2018-05-05 15:00
2018-05-05 16:00
2018-05-05 17:00
2018-05-05 18:00
2018-05-05 19:00
2018-05-05 20:00
2018-05-05 21:00
2018-05-05 22:00
2018-05-05 23:00
2018-05-06
2018-05-06 01:00
2018-05-06 02:00
2018-05-06 03:00
2018-05-06 04:00
2018-05-06 05:00
2018-05-06 06:00
2018-05-06 07:00
2018-05-06 08:00
2018-05-06 09:00
2018-05-06 10:00
2018-05-06 11:00
2018-05-06 12:00
2018-05-06 13:00
2018-05-06 14:00
2018-05-06 15:00
2018-05-06 16:00
2018-05-06 17:00
2018-05-06 18:00
2018-05-06 19:00
2018-05-06 20:00
2018-05-06 21:00
2018-05-06 22:00
2018-05-06 23:00
2018-05-07
2018-05-07 01:00
2018-05-07 02:00
2018-05-07 03:00
2018-05-07 04:00
2018-05-07 05:00
2018-05-07 06:00
2018-05-07 07:00
2018-05-07 08:00
2018-05-07 09:00
2018-05-07 10:00
2018-05-07 11:00
2018-05-07 12:00
2018-05-07 13:00
2018-05-07 14:00
2018-05-07 15:00
2018-05-07 16:00
2018-05-07 17:00
2018-05-07 18:00
2018-05-07 19:00
2018-05-07 20:00
2018-05-07 21:00
2018-05-07 22:00
2018-05-07 23:00
2018-05-08
2018-05-08 01:00
2018-05-08 02:00
2018-05-08 03:00
2018-05-08 04:00
2018-05-08 05:00
2018-05-08 06:00
2018-05-08 07:00
2018-05-08 08:00
2018-05-08 09:00
2018-05-08 10:00
2018-05-08 11:00
2018-05-08 12:00
2018-05-08 13:00
2018-05-08 14:00
2018-05-08 15:00
2018-05-08 16:00
2018-05-08 17:00
2018-05-08 18:00
2018-05-08 19:00
2018-05-08 20:00
2018-05-08 21:00
2018-05-08 22:00
2018-05-08 23:00
2018-05-09
2018-05-09 01:00
2018-05-09 02:00
2018-05-09 03:00
2018-05-09 04:00
2018-05-09 05:00
2018-05-09 06:00
2018-05-09 07:00
2018-05-09 08:00
2018-05-09 09:00
2018-05-09 10:00
2018-05-09 11:00
2018-05-09 12:00
2018-05-09 13:00
2018-05-09 14:00
2018-05-09 15:00
2018-05-09 16:00
2018-05-09 17:00
2018-05-09 18:00
2018-05-09 19:00
2018-05-09 20:00
2018-05-09 21:00
2018-05-09 22:00
2018-05-09 23:00
2018-05-10
2018-05-10 01:00
2018-05-10 02:00
2018-05-10 03:00
2018-05-10 04:00
2018-05-10 05:00
2018-05-10 06:00
2018-05-10 07:00
2018-05-10 08:00
2018-05-10 09:00
2018-05-10 10:00
2018-05-10 11:00
2018-05-10 12:00
2018-05-10 13:00
2018-05-10 14:00
2018-05-10 15:00
2018-05-10 16:00
2018-05-10 17:00
2018-05-10 18:00
2018-05-10 19:00
2018-05-10 20:00
2018-05-10 21:00
2018-05-10 22:00
2018-05-10 23:00
2018-05-11
2018-05-11 01:00
2018-05-11 02:00
2018-05-11 03:00
2018-05-11 04:00
2018-05-11 05:00
2018-05-11 06:00
2018-05-11 07:00
2018-05-11 08:00
2018-05-11 09:00
2018-05-11 10:00
2018-05-11 11:00
2018-05-11 12:00
2018-05-11 13:00
2018-05-11 14:00
2018-05-11 15:00
2018-05-11 16:00
2018-05-11 17:00
2018-05-11 18:00
2018-05-11 19:00
2018-05-11 20:00
2018-05-11 21:00
2018-05-11 22:00
2018-05-11 23:00
2018-05-12
2018-05-12 01:00
2018-05-12 02:00
2018-05-12 03:00
2018-05-12 04:00
2018-05-12 05:00
2018-05-12 06:00
2018-05-12 07:00
2018-05-12 08:00
2018-05-12 09:00
2018-05-12 10:00
2018-05-12 11:00
2018-05-12 12:00
2018-05-12 13:00
2018-05-12 14:00
2018-05-12 15:00
2018-05-12 16:00
2018-05-12 17:00
2018-05-12 18:00
2018-05-12 19:00
2018-05-12 20:00
2018-05-12 21:00
2018-05-12 22:00
2018-05-12 23:00
2018-05-13
2018-05-13 01:00
2018-05-13 02:00
2018-05-13 03:00
2018-05-13 04:00
2018-05-13 05:00
2018-05-13 06:00
2018-05-13 07:00
2018-05-13 08:00
2018-05-13 09:00
2018-05-13 10:00
2018-05-13 11:00
2018-05-13 12:00
2018-05-13 13:00
2018-05-13 14:00
2018-05-13 15:00
2018-05-13 16:00
2018-05-13 17:00
2018-05-13 18:00
2018-05-13 19:00
2018-05-13 20:00
2018-05-13 21:00
2018-05-13 22:00
2018-05-13 23:00
2018-05-14
2018-05-14 01:00
2018-05-14 02:00
2018-05-14 03:00
2018-05-14 04:00
2018-05-14 05:00
2018-05-14 06:00
2018-05-14 07:00
2018-05-14 08:00
2018-05-14 09:00
2018-05-14 10:00
2018-05-14 11:00
2018-05-14 12:00
2018-05-14 13:00
2018-05-14 14:00
2018-05-14 15:00
2018-05-14 16:00
2018-05-14 17:00
2018-05-14 18:00
2018-05-14 19:00
2018-05-14 20:00
2018-05-14 21:00
2018-05-14 22:00
2018-05-14 23:00
2018-05-15
2018-05-15 01:00
2018-05-15 02:00
2018-05-15 03:00
2018-05-15 04:00
2018-05-15 05:00
2018-05-15 06:00
2018-05-15 07:00
2018-05-15 08:00
2018-05-15 09:00
2018-05-15 10:00
2018-05-15 11:00
2018-05-15 12:00
2018-05-15 13:00
2018-05-15 14:00
2018-05-15 15:00
2018-05-15 16:00
2018-05-15 17:00
2018-05-15 18:00
2018-05-15 19:00
2018-05-15 20:00
2018-05-15 21:00
2018-05-15 22:00
2018-05-15 23:00
2018-05-16
2018-05-16 01:00
2018-05-16 02:00
2018-05-16 03:00
2018-05-16 04:00
2018-05-16 05:00
2018-05-16 06:00
2018-05-16 07:00
2018-05-16 08:00
2018-05-16 09:00
2018-05-16 10:00
2018-05-16 11:00
2018-05-16 12:00
2018-05-16 13:00
2018-05-16 14:00
2018-05-16 15:00
2018-05-16 16:00
2018-05-16 17:00
2018-05-16 18:00
2018-05-16 19:00
2018-05-16 20:00
2018-05-16 21:00
2018-05-16 22:00
2018-05-16 23:00
2018-05-17
2018-05-17 01:00
2018-05-17 02:00
2018-05-17 03:00
2018-05-17 04:00
2018-05-17 05:00
2018-05-17 06:00
2018-05-17 07:00
2018-05-17 08:00
2018-05-17 09:00
2018-05-17 10:00
2018-05-17 11:00
2018-05-17 12:00
2018-05-17 13:00
2018-05-17 14:00
2018-05-17 15:00
2018-05-17 16:00
2018-05-17 17:00
2018-05-17 18:00
2018-05-17 19:00
2018-05-17 20:00
2018-05-17 21:00
2018-05-17 22:00
2018-05-17 23:00
2018-05-18
2018-05-18 01:00
2018-05-18 02:00
2018-05-18 03:00
2018-05-18 04:00
2018-05-18 05:00
2018-05-18 06:00
2018-05-18 07:00
2018-05-18 08:00
2018-05-18 09:00
2018-05-18 10:00
2018-05-18 11:00
2018-05-18 12:00
2018-05-18 13:00
2018-05-18 14:00
2018-05-18 15:00
2018-05-18 16:00
2018-05-18 17:00
2018-05-18 18:00
2018-05-18 19:00
2018-05-18 20:00
2018-05-18 21:00
2018-05-18 22:00
2018-05-18 23:00
2018-05-19
2018-05-19 01:00
2018-05-19 02:00
2018-05-19 03:00
2018-05-19 04:00
2018-05-19 05:00
2018-05-19 06:00
2018-05-19 07:00
2018-05-19 08:00
2018-05-19 09:00
2018-05-19 10:00
2018-05-19 11:00
2018-05-19 12:00
2018-05-19 13:00
2018-05-19 14:00
2018-05-19 15:00
2018-05-19 16:00
2018-05-19 17:00
2018-05-19 18:00
2018-05-19 19:00
2018-05-19 20:00
2018-05-19 21:00
2018-05-19 22:00
2018-05-19 23:00
2018-05-20
2018-05-20 01:00
2018-05-20 02:00
2018-05-20 03:00
2018-05-20 04:00
2018-05-20 05:00
2018-05-20 06:00
2018-05-20 07:00
2018-05-20 08:00
2018-05-20 09:00
2018-05-20 10:00
2018-05-20 11:00
2018-05-20 12:00
2018-05-20 13:00
2018-05-20 14:00
2018-05-20 15:00
2018-05-20 16:00
2018-05-20 17:00
2018-05-20 18:00
2018-05-20 19:00
2018-05-20 20:00
2018-05-20 21:00
2018-05-20 22:00
2018-05-20 23:00
2018-05-21
2018-05-21 01:00
2018-05-21 02:00
2018-05-21 03:00
2018-05-21 04:00
2018-05-21 05:00
2018-05-21 06:00
2018-05-21 07:00
2018-05-21 08:00
2018-05-21 09:00
2018-05-21 10:00
2018-05-21 11:00
2018-05-21 12:00
2018-05-21 13:00
2018-05-21 14:00
2018-05-21 15:00
2018-05-21 16:00
2018-05-21 17:00
2018-05-21 18:00
2018-05-21 19:00
2018-05-21 20:00
2018-05-21 21:00
2018-05-21 22:00
2018-05-21 23:00
2018-05-22
2018-05-22 01:00
2018-05-22 02:00
2018-05-22 03:00
2018-05-22 04:00
2018-05-22 05:00
2018-05-22 06:00
2018-05-22 07:00
2018-05-22 08:00
2018-05-22 09:00
2018-05-22 10:00
2018-05-22 11:00
2018-05-22 12:00
2018-05-22 13:00
2018-05-22 14:00
2018-05-22 15:00
2018-05-22 16:00
2018-05-22 17:00
2018-05-22 18:00
2018-05-22 19:00
2018-05-22 20:00
2018-05-22 21:00
2018-05-22 22:00
2018-05-22 23:00
2018-05-23
2018-05-23 01:00
2018-05-23 02:00
2018-05-23 03:00
2018-05-23 04:00
2018-05-23 05:00
2018-05-23 06:00
2018-05-23 07:00
2018-05-23 08:00
2018-05-23 09:00
2018-05-23 10:00
2018-05-23 11:00
2018-05-23 12:00
2018-05-23 13:00
2018-05-23 14:00
2018-05-23 15:00
2018-05-23 16:00
2018-05-23 17:00
2018-05-23 18:00
2018-05-23 19:00
2018-05-23 20:00
2018-05-23 21:00
2018-05-23 22:00
2018-05-23 23:00
2018-05-24
2018-05-24 01:00
2018-05-24 02:00
2018-05-24 03:00
2018-05-24 04:00
2018-05-24 05:00
2018-05-24 06:00
2018-05-24 07:00
2018-05-24 08:00
2018-05-24 09:00
2018-05-24 10:00
2018-05-24 11:00
2018-05-24 12:00
2018-05-24 13:00
2018-05-24 14:00
2018-05-24 15:00
2018-05-24 16:00
2018-05-24 17:00
2018-05-24 18:00
2018-05-24 19:00
2018-05-24 20:00
2018-05-24 21:00
2018-05-24 22:00
2018-05-24 23:00
2018-05-25
2018-05-25 01:00
2018-05-25 02:00
2018-05-25 03:00
2018-05-25 04:00
2018-05-25 05:00
2018-05-25 06:00
2018-05-25 07:00
2018-05-25 08:00
2018-05-25 09:00
2018-05-25 10:00
2018-05-25 11:00
2018-05-25 12:00
2018-05-25 13:00
2018-05-25 14:00
2018-05-25 15:00
2018-05-25 16:00
2018-05-25 17:00
2018-05-25 18:00
2018-05-25 19:00
2018-05-25 20:00
2018-05-25 21:00
2018-05-25 22:00
2018-05-25 23:00
2018-05-26
2018-05-26 01:00
2018-05-26 02:00
2018-05-26 03:00
2018-05-26 04:00
2018-05-26 05:00
2018-05-26 06:00
2018-05-26 07:00
2018-05-26 08:00
2018-05-26 09:00
2018-05-26 10:00
2018-05-26 11:00
2018-05-26 12:00
2018-05-26 13:00
2018-05-26 14:00
2018-05-26 15:00
2018-05-26 16:00
2018-05-26 17:00
2018-05-26 18:00
2018-05-26 19:00
2018-05-26 20:00
2018-05-26 21:00
2018-05-26 22:00
2018-05-26 23:00
2018-05-27
2018-05-27 01:00
2018-05-27 02:00
2018-05-27 03:00
2018-05-27 04:00
2018-05-27 05:00
2018-05-27 06:00
2018-05-27 07:00
2018-05-27 08:00
2018-05-27 09:00
2018-05-27 10:00
2018-05-27 11:00
2018-05-27 12:00
2018-05-27 13:00
2018-05-27 14:00
2018-05-27 15:00
2018-05-27 16:00
2018-05-27 17:00
2018-05-27 18:00
2018-05-27 19:00
2018-05-27 20:00
2018-05-27 21:00
2018-05-27 22:00
2018-05-27 23:00
2018-05-28
2018-05-28 01:00
2018-05-28 02:00
2018-05-28 03:00
2018-05-28 04:00
2018-05-28 05:00
2018-05-28 06:00
2018-05-28 07:00
2018-05-28 08:00
2018-05-28 09:00
2018-05-28 10:00
2018-05-28 11:00
2018-05-28 12:00
2018-05-28 13:00
2018-05-28 14:00
2018-05-28 15:00
2018-05-28 16:00
2018-05-28 17:00
2018-05-28 18:00
2018-05-28 19:00
2018-05-28 20:00
2018-05-28 21:00
2018-05-28 22:00
2018-05-28 23:00
2018-05-29
2018-05-29 01:00
2018-05-29 02:00
2018-05-29 03:00
2018-05-29 04:00
2018-05-29 05:00
2018-05-29 06:00
2018-05-29 07:00
2018-05-29 08:00
2018-05-29 09:00
2018-05-29 10:00
2018-05-29 11:00
2018-05-29 12:00
2018-05-29 13:00
2018-05-29 14:00
2018-05-29 15:00
2018-05-29 16:00
2018-05-29 17:00
2018-05-29 18:00
2018-05-29 19:00
2018-05-29 20:00
2018-05-29 21:00
2018-05-29 22:00
2018-05-29 23:00
2018-05-30
2018-05-30 01:00
2018-05-30 02:00
2018-05-30 03:00
2018-05-30 04:00
2018-05-30 05:00
2018-05-30 06:00
2018-05-30 07:00
2018-05-30 08:00
2018-05-30 09:00
2018-05-30 10:00
2018-05-30 11:00
2018-05-30 12:00
2018-05-30 13:00
2018-05-30 14:00
2018-05-30 15:00
2018-05-30 16:00
2018-05-30 17:00
2018-05-30 18:00
2018-05-30 19:00
2018-05-30 20:00
2018-05-30 21:00
2018-05-30 22:00
2018-05-30 23:00
2018-05-31
2018-05-31 01:00
2018-05-31 02:00
2018-05-31 03:00
2018-05-31 04:00
2018-05-31 05:00
2018-05-31 06:00
2018-05-31 07:00
2018-05-31 08:00
2018-05-31 09:00
2018-05-31 10:00
2018-05-31 11:00
2018-05-31 12:00
2018-05-31 13:00
2018-05-31 14:00
2018-05-31 15:00
2018-05-31 16:00
2018-05-31 17:00
2018-05-31 18:00
2018-05-31 19:00
2018-05-31 20:00
2018-05-31 21:00
2018-05-31 22:00
2018-05-31 23:00
2018-06-01
2018-06-01 01:00
2018-06-01 02:00
2018-06-01 03:00
2018-06-01 04:00
2018-06-01 05:00
2018-06-01 06:00
2018-06-01 07:00
2018-06-01 08:00
2018-06-01 09:00
2018-06-01 10:00
2018-06-01 11:00
2018-06-01 12:00
2018-06-01 13:00
2018-06-01 14:00
2018-06-01 15:00
2018-06-01 16:00
2018-06-01 17:00
2018-06-01 18:00
2018-06-01 19:00
2018-06-01 20:00
2018-06-01 21:00
2018-06-01 22:00
2018-06-01 23:00
2018-06-02
2018-06-02 01:00
2018-06-02 02:00
2018-06-02 03:00
2018-06-02 04:00
2018-06-02 05:00
2018-06-02 06:00
2018-06-02 07:00
2018-06-02 08:00
2018-06-02 09:00
2018-06-02 10:00
2018-06-02 11:00
2018-06-02 12:00
2018-06-02 13:00
2018-06-02 14:00
2018-06-02 15:00
2018-06-02 16:00
2018-06-02 17:00
2018-06-02 18:00
2018-06-02 19:00
2018-06-02 20:00
2018-06-02 21:00
2018-06-02 22:00
2018-06-02 23:00
2018-06-03
2018-06-03 01:00
2018-06-03 02:00
2018-06-03 03:00
2018-06-03 04:00
2018-06-03 05:00
2018-06-03 06:00
2018-06-03 07:00
2018-06-03 08:00
2018-06-03 09:00
2018-06-03 10:00
2018-06-03 11:00
2018-06-03 12:00
2018-06-03 13:00
2018-06-03 14:00
2018-06-03 15:00
2018-06-03 16:00
2018-06-03 17:00
2018-06-03 18:00
2018-06-03 19:00
2018-06-03 20:00
2018-06-03 21:00
2018-06-03 22:00
2018-06-03 23:00
2018-06-04
2018-06-04 01:00
2018-06-04 02:00
2018-06-04 03:00
2018-06-04 04:00
2018-06-04 05:00
2018-06-04 06:00
2018-06-04 07:00
2018-06-04 08:00
2018-06-04 09:00
2018-06-04 10:00
2018-06-04 11:00
2018-06-04 12:00
2018-06-04 13:00
2018-06-04 14:00
2018-06-04 15:00
2018-06-04 16:00
2018-06-04 17:00
2018-06-04 18:00
2018-06-04 19:00
2018-06-04 20:00
2018-06-04 21:00
2018-06-04 22:00
2018-06-04 23:00
2018-06-05
2018-06-05 01:00
2018-06-05 02:00
2018-06-05 03:00
2018-06-05 04:00
2018-06-05 05:00
2018-06-05 06:00
2018-06-05 07:00
2018-06-05 08:00
2018-06-05 09:00
2018-06-05 10:00
2018-06-05 11:00
2018-06-05 12:00
2018-06-05 13:00
2018-06-05 14:00
2018-06-05 15:00
2018-06-05 16:00
2018-06-05 17:00
2018-06-05 18:00
2018-06-05 19:00
2018-06-05 20:00
2018-06-05 21:00
2018-06-05 22:00
2018-06-05 23:00
2018-06-06
2018-06-06 01:00
2018-06-06 02:00
2018-06-06 03:00
2018-06-06 04:00
2018-06-06 05:00
2018-06-06 06:00
2018-06-06 07:00
2018-06-06 08:00
2018-06-06 09:00
2018-06-06 10:00
2018-06-06 11:00
2018-06-06 12:00
2018-06-06 13:00
2018-06-06 14:00
2018-06-06 15:00
2018-06-06 16:00
2018-06-06 17:00
2018-06-06 18:00
2018-06-06 19:00
2018-06-06 20:00
2018-06-06 21:00
2018-06-06 22:00
2018-06-06 23:00
2018-06-07
2018-06-07 01:00
2018-06-07 02:00
2018-06-07 03:00
2018-06-07 04:00
2018-06-07 05:00
2018-06-07 06:00
2018-06-07 07:00
2018-06-07 08:00
2018-06-07 09:00
2018-06-07 10:00
2018-06-07 11:00
2018-06-07 12:00
2018-06-07 13:00
2018-06-07 14:00
2018-06-07 15:00
2018-06-07 16:00
2018-06-07 17:00
2018-06-07 18:00
2018-06-07 19:00
2018-06-07 20:00
2018-06-07 21:00
2018-06-07 22:00
2018-06-07 23:00
2018-06-08
2018-06-08 01:00
2018-06-08 02:00
2018-06-08 03:00
2018-06-08 04:00
2018-06-08 05:00
2018-06-08 06:00
2018-06-08 07:00
2018-06-08 08:00
2018-06-08 09:00
2018-06-08 10:00
2018-06-08 11:00
2018-06-08 12:00
2018-06-08 13:00
2018-06-08 14:00
2018-06-08 15:00
2018-06-08 16:00
2018-06-08 17:00
2018-06-08 18:00
2018-06-08 19:00
2018-06-08 20:00
2018-06-08 21:00
2018-06-08 22:00
2018-06-08 23:00
2018-06-09
2018-06-09 01:00
2018-06-09 02:00
2018-06-09 03:00
2018-06-09 04:00
2018-06-09 05:00
2018-06-09 06:00
2018-06-09 07:00
2018-06-09 08:00
2018-06-09 09:00
2018-06-09 10:00
2018-06-09 11:00
2018-06-09 12:00
2018-06-09 13:00
2018-06-09 14:00
2018-06-09 15:00
2018-06-09 16:00
2018-06-09 17:00
2018-06-09 18:00
2018-06-09 19:00
2018-06-09 20:00
2018-06-09 21:00
2018-06-09 22:00
2018-06-09 23:00
2018-06-10
2018-06-10 01:00
2018-06-10 02:00
2018-06-10 03:00
2018-06-10 04:00
2018-06-10 05:00
2018-06-10 06:00
2018-06-10 07:00
2018-06-10 08:00
2018-06-10 09:00
2018-06-10 10:00
2018-06-10 11:00
2018-06-10 12:00
2018-06-10 13:00
2018-06-10 14:00
2018-06-10 15:00
2018-06-10 16:00
2018-06-10 17:00
2018-06-10 18:00
2018-06-10 19:00
2018-06-10 20:00
2018-06-10 21:00
2018-06-10 22:00
2018-06-10 23:00
2018-06-11
2018-06-11 01:00
2018-06-11 02:00
2018-06-11 03:00
2018-06-11 04:00
2018-06-11 05:00
2018-06-11 06:00
2018-06-11 07:00
2018-06-11 08:00
2018-06-11 09:00
2018-06-11 10:00
2018-06-11 11:00
2018-06-11 12:00
2018-06-11 13:00
2018-06-11 14:00
2018-06-11 15:00
2018-06-11 16:00
2018-06-11 17:00
2018-06-11 18:00
2018-06-11 19:00
2018-06-11 20:00
2018-06-11 21:00
2018-06-11 22:00
2018-06-11 23:00
2018-06-12
2018-06-12 01:00
2018-06-12 02:00
2018-06-12 03:00
2018-06-12 04:00
2018-06-12 05:00
2018-06-12 06:00
2018-06-12 07:00
2018-06-12 08:00
2018-06-12 09:00
2018-06-12 10:00
2018-06-12 11:00
2018-06-12 12:00
2018-06-12 13:00
2018-06-12 14:00
2018-06-12 15:00
2018-06-12 16:00
2018-06-12 17:00
2018-06-12 18:00
2018-06-12 19:00
2018-06-12 20:00
2018-06-12 21:00
2018-06-12 22:00
2018-06-12 23:00
2018-06-13
2018-06-13 01:00
2018-06-13 02:00
2018-06-13 03:00
2018-06-13 04:00
2018-06-13 05:00
2018-06-13 06:00
2018-06-13 07:00
2018-06-13 08:00
2018-06-13 09:00
2018-06-13 10:00
2018-06-13 11:00
2018-06-13 12:00
2018-06-13 13:00
2018-06-13 14:00
2018-06-13 15:00
2018-06-13 16:00
2018-06-13 17:00
2018-06-13 18:00
2018-06-13 19:00
2018-06-13 20:00
2018-06-13 21:00
2018-06-13 22:00
2018-06-13 23:00
2018-06-14
2018-06-14 01:00
2018-06-14 02:00
2018-06-14 03:00
2018-06-14 04:00
2018-06-14 05:00
2018-06-14 06:00
2018-06-14 07:00
2018-06-14 08:00
2018-06-14 09:00
2018-06-14 10:00
2018-06-14 11:00
2018-06-14 12:00
2018-06-14 13:00
2018-06-14 14:00
2018-06-14 15:00
2018-06-14 16:00
2018-06-14 17:00
2018-06-14 18:00
2018-06-14 19:00
2018-06-14 20:00
2018-06-14 21:00
2018-06-14 22:00
2018-06-14 23:00
2018-06-15
2018-06-15 01:00
2018-06-15 02:00
2018-06-15 03:00
2018-06-15 04:00
2018-06-15 05:00
2018-06-15 06:00
2018-06-15 07:00
2018-06-15 08:00
2018-06-15 09:00
2018-06-15 10:00
2018-06-15 11:00
2018-06-15 12:00
2018-06-15 13:00
2018-06-15 14:00
2018-06-15 15:00
2018-06-15 16:00
2018-06-15 17:00
2018-06-15 18:00
2018-06-15 19:00
2018-06-15 20:00
2018-06-15 21:00
2018-06-15 22:00
2018-06-15 23:00
2018-06-16
2018-06-16 01:00
2018-06-16 02:00
2018-06-16 03:00
2018-06-16 04:00
2018-06-16 05:00
2018-06-16 06:00
2018-06-16 07:00
2018-06-16 08:00
2018-06-16 09:00
2018-06-16 10:00
2018-06-16 11:00
2018-06-16 12:00
2018-06-16 13:00
2018-06-16 14:00
2018-06-16 15:00
2018-06-16 16:00
2018-06-16 17:00
2018-06-16 18:00
2018-06-16 19:00
2018-06-16 20:00
2018-06-16 21:00
2018-06-16 22:00
2018-06-16 23:00
2018-06-17
2018-06-17 01:00
2018-06-17 02:00
2018-06-17 03:00
2018-06-17 04:00
2018-06-17 05:00
2018-06-17 06:00
2018-06-17 07:00
2018-06-17 08:00
2018-06-17 09:00
2018-06-17 10:00
2018-06-17 11:00
2018-06-17 12:00
2018-06-17 13:00
2018-06-17 14:00
2018-06-17 15:00
2018-06-17 16:00
2018-06-17 17:00
2018-06-17 18:00
2018-06-17 19:00
2018-06-17 20:00
2018-06-17 21:00
2018-06-17 22:00
2018-06-17 23:00
2018-06-18
2018-06-18 01:00
2018-06-18 02:00
2018-06-18 03:00
2018-06-18 04:00
2018-06-18 05:00
2018-06-18 06:00
2018-06-18 07:00
2018-06-18 08:00
2018-06-18 09:00
2018-06-18 10:00
2018-06-18 11:00
2018-06-18 12:00
2018-06-18 13:00
2018-06-18 14:00
2018-06-18 15:00
2018-06-18 16:00
2018-06-18 17:00
2018-06-18 18:00
2018-06-18 19:00
2018-06-18 20:00
2018-06-18 21:00
2018-06-18 22:00
2018-06-18 23:00
2018-06-19
2018-06-19 01:00
2018-06-19 02:00
2018-06-19 03:00
2018-06-19 04:00
2018-06-19 05:00
2018-06-19 06:00
2018-06-19 07:00
2018-06-19 08:00
2018-06-19 09:00
2018-06-19 10:00
2018-06-19 11:00
2018-06-19 12:00
2018-06-19 13:00
2018-06-19 14:00
2018-06-19 15:00
2018-06-19 16:00
2018-06-19 17:00
2018-06-19 18:00
2018-06-19 19:00
2018-06-19 20:00
2018-06-19 21:00
2018-06-19 22:00
2018-06-19 23:00
2018-06-20
2018-06-20 01:00
2018-06-20 02:00
2018-06-20 03:00
2018-06-20 04:00
2018-06-20 05:00
2018-06-20 06:00
2018-06-20 07:00
2018-06-20 08:00
2018-06-20 09:00
2018-06-20 10:00
2018-06-20 11:00
2018-06-20 12:00
2018-06-20 13:00
2018-06-20 14:00
2018-06-20 15:00
2018-06-20 16:00
2018-06-20 17:00
2018-06-20 18:00
2018-06-20 19:00
2018-06-20 20:00
2018-06-20 21:00
2018-06-20 22:00
2018-06-20 23:00
2018-06-21
2018-06-21 01:00
2018-06-21 02:00
2018-06-21 03:00
2018-06-21 04:00
2018-06-21 05:00
2018-06-21 06:00
2018-06-21 07:00
2018-06-21 08:00
2018-06-21 09:00
2018-06-21 10:00
2018-06-21 11:00
2018-06-21 12:00
2018-06-21 13:00
2018-06-21 14:00
2018-06-21 15:00
2018-06-21 16:00
2018-06-21 17:00
2018-06-21 18:00
2018-06-21 19:00
2018-06-21 20:00
2018-06-21 21:00
2018-06-21 22:00
2018-06-21 23:00
2018-06-22
2018-06-22 01:00
2018-06-22 02:00
2018-06-22 03:00
2018-06-22 04:00
2018-06-22 05:00
2018-06-22 06:00
2018-06-22 07:00
2018-06-22 08:00
2018-06-22 09:00
2018-06-22 10:00
2018-06-22 11:00
2018-06-22 12:00
2018-06-22 13:00
2018-06-22 14:00
2018-06-22 15:00
2018-06-22 16:00
2018-06-22 17:00
2018-06-22 18:00
2018-06-22 19:00
2018-06-22 20:00
2018-06-22 21:00
2018-06-22 22:00
2018-06-22 23:00
2018-06-23
2018-06-23 01:00
2018-06-23 02:00
2018-06-23 03:00
2018-06-23 04:00
2018-06-23 05:00
2018-06-23 06:00
2018-06-23 07:00
2018-06-23 08:00
2018-06-23 09:00
2018-06-23 10:00
2018-06-23 11:00
2018-06-23 12:00
2018-06-23 13:00
2018-06-23 14:00
2018-06-23 15:00
2018-06-23 16:00
2018-06-23 17:00
2018-06-23 18:00
2018-06-23 19:00
2018-06-23 20:00
2018-06-23 21:00
2018-06-23 22:00
2018-06-23 23:00
2018-06-24
2018-06-24 01:00
2018-06-24 02:00
2018-06-24 03:00
2018-06-24 04:00
2018-06-24 05:00
2018-06-24 06:00
2018-06-24 07:00
2018-06-24 08:00
2018-06-24 09:00
2018-06-24 10:00
2018-06-24 11:00
2018-06-24 12:00
2018-06-24 13:00
2018-06-24 14:00
2018-06-24 15:00
2018-06-24 16:00
2018-06-24 17:00
2018-06-24 18:00
2018-06-24 19:00
2018-06-24 20:00
2018-06-24 21:00
2018-06-24 22:00
2018-06-24 23:00
2018-06-25
2018-06-25 01:00
2018-06-25 02:00
2018-06-25 03:00
2018-06-25 04:00
2018-06-25 05:00
2018-06-25 06:00
2018-06-25 07:00
2018-06-25 08:00
2018-06-25 09:00
2018-06-25 10:00
2018-06-25 11:00
2018-06-25 12:00
2018-06-25 13:00
2018-06-25 14:00
2018-06-25 15:00
2018-06-25 16:00
2018-06-25 17:00
2018-06-25 18:00
2018-06-25 19:00
2018-06-25 20:00
2018-06-25 21:00
2018-06-25 22:00
2018-06-25 23:00
2018-06-26
2018-06-26 01:00
2018-06-26 02:00
2018-06-26 03:00
2018-06-26 04:00
2018-06-26 05:00
2018-06-26 06:00
2018-06-26 07:00
2018-06-26 08:00
2018-06-26 09:00
2018-06-26 10:00
2018-06-26 11:00
2018-06-26 12:00
2018-06-26 13:00
2018-06-26 14:00
2018-06-26 15:00
2018-06-26 16:00
2018-06-26 17:00
2018-06-26 18:00
2018-06-26 19:00
2018-06-26 20:00
2018-06-26 21:00
2018-06-26 22:00
2018-06-26 23:00
2018-06-27
2018-06-27 01:00
2018-06-27 02:00
2018-06-27 03:00
2018-06-27 04:00
2018-06-27 05:00
2018-06-27 06:00
2018-06-27 07:00
2018-06-27 08:00
2018-06-27 09:00
2018-06-27 10:00
2018-06-27 11:00
2018-06-27 12:00
2018-06-27 13:00
2018-06-27 14:00
2018-06-27 15:00
2018-06-27 16:00
2018-06-27 17:00
2018-06-27 18:00
2018-06-27 19:00
2018-06-27 20:00
2018-06-27 21:00
2018-06-27 22:00
2018-06-27 23:00
2018-06-28
2018-06-28 01:00
2018-06-28 02:00
2018-06-28 03:00
2018-06-28 04:00
2018-06-28 05:00
2018-06-28 06:00
2018-06-28 07:00
2018-06-28 08:00
2018-06-28 09:00
2018-06-28 10:00
2018-06-28 11:00
2018-06-28 12:00
2018-06-28 13:00
2018-06-28 14:00
2018-06-28 15:00
2018-06-28 16:00
2018-06-28 17:00
2018-06-28 18:00
2018-06-28 19:00
2018-06-28 20:00
2018-06-28 21:00
2018-06-28 22:00
2018-06-28 23:00
2018-06-29
2018-06-29 01:00
2018-06-29 02:00
2018-06-29 03:00
2018-06-29 04:00
2018-06-29 05:00
2018-06-29 06:00
2018-06-29 07:00
2018-06-29 08:00
2018-06-29 09:00
2018-06-29 10:00
2018-06-29 11:00
2018-06-29 12:00
2018-06-29 13:00
2018-06-29 14:00
2018-06-29 15:00
2018-06-29 16:00
2018-06-29 17:00
2018-06-29 18:00
2018-06-29 19:00
2018-06-29 20:00
2018-06-29 21:00
2018-06-29 22:00
2018-06-29 23:00
2018-06-30
2018-06-30 01:00
2018-06-30 02:00
2018-06-30 03:00
2018-06-30 04:00
2018-06-30 05:00
2018-06-30 06:00
2018-06-30 07:00
2018-06-30 08:00
2018-06-30 09:00
2018-06-30 10:00
2018-06-30 11:00
2018-06-30 12:00
2018-06-30 13:00
2018-06-30 14:00
2018-06-30 15:00
2018-06-30 16:00
2018-06-30 17:00
2018-06-30 18:00
2018-06-30 19:00
2018-06-30 20:00
2018-06-30 21:00
2018-06-30 22:00
2018-06-30 23:00
2018-07-01
2018-07-01 01:00
2018-07-01 02:00
2018-07-01 03:00
2018-07-01 04:00
2018-07-01 05:00
2018-07-01 06:00
2018-07-01 07:00
2018-07-01 08:00
2018-07-01 09:00
2018-07-01 10:00
2018-07-01 11:00
2018-07-01 12:00
2018-07-01 13:00
2018-07-01 14:00
2018-07-01 15:00
2018-07-01 16:00
2018-07-01 17:00
2018-07-01 18:00
2018-07-01 19:00
2018-07-01 20:00
2018-07-01 21:00
2018-07-01 22:00
2018-07-01 23:00
2018-07-02
2018-07-02 01:00
2018-07-02 02:00
2018-07-02 03:00
2018-07-02 04:00
2018-07-02 05:00
2018-07-02 06:00
2018-07-02 07:00
2018-07-02 08:00
2018-07-02 09:00
2018-07-02 10:00
2018-07-02 11:00
2018-07-02 12:00
2018-07-02 13:00
2018-07-02 14:00
2018-07-02 15:00
2018-07-02 16:00
2018-07-02 17:00
2018-07-02 18:00
2018-07-02 19:00
2018-07-02 20:00
2018-07-02 21:00
2018-07-02 22:00
2018-07-02 23:00
2018-07-03
2018-07-03 01:00
2018-07-03 02:00
2018-07-03 03:00
2018-07-03 04:00
2018-07-03 05:00
2018-07-03 06:00
2018-07-03 07:00
2018-07-03 08:00
2018-07-03 09:00
2018-07-03 10:00
2018-07-03 11:00
2018-07-03 12:00
2018-07-03 13:00
2018-07-03 14:00
2018-07-03 15:00
2018-07-03 16:00
2018-07-03 17:00
2018-07-03 18:00
2018-07-03 19:00
2018-07-03 20:00
2018-07-03 21:00
2018-07-03 22:00
2018-07-03 23:00
2018-07-04
2018-07-04 01:00
2018-07-04 02:00
2018-07-04 03:00
2018-07-04 04:00
2018-07-04 05:00
2018-07-04 06:00
2018-07-04 07:00
2018-07-04 08:00
2018-07-04 09:00
2018-07-04 10:00
2018-07-04 11:00
2018-07-04 12:00
2018-07-04 13:00
2018-07-04 14:00
2018-07-04 15:00
2018-07-04 16:00
2018-07-04 17:00
2018-07-04 18:00
2018-07-04 19:00
2018-07-04 20:00
2018-07-04 21:00
2018-07-04 22:00
2018-07-04 23:00
2018-07-05
2018-07-05 01:00
2018-07-05 02:00
2018-07-05 03:00
2018-07-05 04:00
2018-07-05 05:00
2018-07-05 06:00
2018-07-05 07:00
2018-07-05 08:00
2018-07-05 09:00
2018-07-05 10:00
2018-07-05 11:00
2018-07-05 12:00
2018-07-05 13:00
2018-07-05 14:00
2018-07-05 15:00
2018-07-05 16:00
2018-07-05 17:00
2018-07-05 18:00
2018-07-05 19:00
2018-07-05 20:00
2018-07-05 21:00
2018-07-05 22:00
2018-07-05 23:00
2018-07-06
2018-07-06 01:00
2018-07-06 02:00
2018-07-06 03:00
2018-07-06 04:00
2018-07-06 05:00
2018-07-06 06:00
2018-07-06 07:00
2018-07-06 08:00
2018-07-06 09:00
2018-07-06 10:00
2018-07-06 11:00
2018-07-06 12:00
2018-07-06 13:00
2018-07-06 14:00
2018-07-06 15:00
2018-07-06 16:00
2018-07-06 17:00
2018-07-06 18:00
2018-07-06 19:00
2018-07-06 20:00
2018-07-06 21:00
2018-07-06 22:00
2018-07-06 23:00
2018-07-07
2018-07-07 01:00
2018-07-07 02:00
2018-07-07 03:00
2018-07-07 04:00
2018-07-07 05:00
2018-07-07 06:00
2018-07-07 07:00
2018-07-07 08:00
2018-07-07 09:00
2018-07-07 10:00
2018-07-07 11:00
2018-07-07 12:00
2018-07-07 13:00
2018-07-07 14:00
2018-07-07 15:00
2018-07-07 16:00
2018-07-07 17:00
2018-07-07 18:00
2018-07-07 19:00
2018-07-07 20:00
2018-07-07 21:00
2018-07-07 22:00
2018-07-07 23:00
2018-07-08
2018-07-08 01:00
2018-07-08 02:00
2018-07-08 03:00
2018-07-08 04:00
2018-07-08 05:00
2018-07-08 06:00
2018-07-08 07:00
2018-07-08 08:00
2018-07-08 09:00
2018-07-08 10:00
2018-07-08 11:00
2018-07-08 12:00
2018-07-08 13:00
2018-07-08 14:00
2018-07-08 15:00
2018-07-08 16:00
2018-07-08 17:00
2018-07-08 18:00
2018-07-08 19:00
2018-07-08 20:00
2018-07-08 21:00
2018-07-08 22:00
2018-07-08 23:00
2018-07-09
2018-07-09 01:00
2018-07-09 02:00
2018-07-09 03:00
2018-07-09 04:00
2018-07-09 05:00
2018-07-09 06:00
2018-07-09 07:00
2018-07-09 08:00
2018-07-09 09:00
2018-07-09 10:00
2018-07-09 11:00
2018-07-09 12:00
2018-07-09 13:00
2018-07-09 14:00
2018-07-09 15:00
2018-07-09 16:00
2018-07-09 17:00
2018-07-09 18:00
2018-07-09 19:00
2018-07-09 20:00
2018-07-09 21:00
2018-07-09 22:00
2018-07-09 23:00
2018-07-10
2018-07-10 01:00
2018-07-10 02:00
2018-07-10 03:00
2018-07-10 04:00
2018-07-10 05:00
2018-07-10 06:00
2018-07-10 07:00
2018-07-10 08:00
2018-07-10 09:00
2018-07-10 10:00
2018-07-10 11:00
2018-07-10 12:00
2018-07-10 13:00
2018-07-10 14:00
2018-07-10 15:00
2018-07-10 16:00
2018-07-10 17:00
2018-07-10 18:00
2018-07-10 19:00
2018-07-10 20:00
2018-07-10 21:00
2018-07-10 22:00
2018-07-10 23:00
2018-07-11
2018-07-11 01:00
2018-07-11 02:00
2018-07-11 03:00
2018-07-11 04:00
2018-07-11 05:00
2018-07-11 06:00
2018-07-11 07:00
2018-07-11 08:00
2018-07-11 09:00
2018-07-11 10:00
2018-07-11 11:00
2018-07-11 12:00
2018-07-11 13:00
2018-07-11 14:00
2018-07-11 15:00
2018-07-11 16:00
2018-07-11 17:00
2018-07-11 18:00
2018-07-11 19:00
2018-07-11 20:00
2018-07-11 21:00
2018-07-11 22:00
2018-07-11 23:00
2018-07-12
2018-07-12 01:00
2018-07-12 02:00
2018-07-12 03:00
2018-07-12 04:00
2018-07-12 05:00
2018-07-12 06:00
2018-07-12 07:00
2018-07-12 08:00
2018-07-12 09:00
2018-07-12 10:00
2018-07-12 11:00
2018-07-12 12:00
2018-07-12 13:00
2018-07-12 14:00
2018-07-12 15:00
2018-07-12 16:00
2018-07-12 17:00
2018-07-12 18:00
2018-07-12 19:00
2018-07-12 20:00
2018-07-12 21:00
2018-07-12 22:00
2018-07-12 23:00
2018-07-13
2018-07-13 01:00
2018-07-13 02:00
2018-07-13 03:00
2018-07-13 04:00
2018-07-13 05:00
2018-07-13 06:00
2018-07-13 07:00
2018-07-13 08:00
2018-07-13 09:00
2018-07-13 10:00
2018-07-13 11:00
2018-07-13 12:00
2018-07-13 13:00
2018-07-13 14:00
2018-07-13 15:00
2018-07-13 16:00
2018-07-13 17:00
2018-07-13 18:00
2018-07-13 19:00
2018-07-13 20:00
2018-07-13 21:00
2018-07-13 22:00
2018-07-13 23:00
2018-07-14
2018-07-14 01:00
2018-07-14 02:00
2018-07-14 03:00
2018-07-14 04:00
2018-07-14 05:00
2018-07-14 06:00
2018-07-14 07:00
2018-07-14 08:00
2018-07-14 09:00
2018-07-14 10:00
2018-07-14 11:00
2018-07-14 12:00
2018-07-14 13:00
2018-07-14 14:00
2018-07-14 15:00
2018-07-14 16:00
2018-07-14 17:00
2018-07-14 18:00
2018-07-14 19:00
2018-07-14 20:00
2018-07-14 21:00
2018-07-14 22:00
2018-07-14 23:00
2018-07-15
2018-07-15 01:00
2018-07-15 02:00
2018-07-15 03:00
2018-07-15 04:00
2018-07-15 05:00
2018-07-15 06:00
2018-07-15 07:00
2018-07-15 08:00
2018-07-15 09:00
2018-07-15 10:00
2018-07-15 11:00
2018-07-15 12:00
2018-07-15 13:00
2018-07-15 14:00
2018-07-15 15:00
2018-07-15 16:00
2018-07-15 17:00
2018-07-15 18:00
2018-07-15 19:00
2018-07-15 20:00
2018-07-15 21:00
2018-07-15 22:00
2018-07-15 23:00
2018-07-16
2018-07-16 01:00
2018-07-16 02:00
2018-07-16 03:00
2018-07-16 04:00
2018-07-16 05:00
2018-07-16 06:00
2018-07-16 07:00
2018-07-16 08:00
2018-07-16 09:00
2018-07-16 10:00
2018-07-16 11:00
2018-07-16 12:00
2018-07-16 13:00
2018-07-16 14:00
2018-07-16 15:00
2018-07-16 16:00
2018-07-16 17:00
2018-07-16 18:00
2018-07-16 19:00
2018-07-16 20:00
2018-07-16 21:00
2018-07-16 22:00
2018-07-16 23:00
2018-07-17
2018-07-17 01:00
2018-07-17 02:00
2018-07-17 03:00
2018-07-17 04:00
2018-07-17 05:00
2018-07-17 06:00
2018-07-17 07:00
2018-07-17 08:00
2018-07-17 09:00
2018-07-17 10:00
2018-07-17 11:00
2018-07-17 12:00
2018-07-17 13:00
2018-07-17 14:00
2018-07-17 15:00
2018-07-17 16:00
2018-07-17 17:00
2018-07-17 18:00
2018-07-17 19:00
2018-07-17 20:00
2018-07-17 21:00
2018-07-17 22:00
2018-07-17 23:00
2018-07-18
2018-07-18 01:00
2018-07-18 02:00
2018-07-18 03:00
2018-07-18 04:00
2018-07-18 05:00
2018-07-18 06:00
2018-07-18 07:00
2018-07-18 08:00
2018-07-18 09:00
2018-07-18 10:00
2018-07-18 11:00
2018-07-18 12:00
2018-07-18 13:00
2018-07-18 14:00
2018-07-18 15:00
2018-07-18 16:00
2018-07-18 17:00
2018-07-18 18:00
2018-07-18 19:00
2018-07-18 20:00
2018-07-18 21:00
2018-07-18 22:00
2018-07-18 23:00
2018-07-19
2018-07-19 01:00
2018-07-19 02:00
2018-07-19 03:00
2018-07-19 04:00
2018-07-19 05:00
2018-07-19 06:00
2018-07-19 07:00
2018-07-19 08:00
2018-07-19 09:00
2018-07-19 10:00
2018-07-19 11:00
2018-07-19 12:00
2018-07-19 13:00
2018-07-19 14:00
2018-07-19 15:00
2018-07-19 16:00
2018-07-19 17:00
2018-07-19 18:00
2018-07-19 19:00
2018-07-19 20:00
2018-07-19 21:00
2018-07-19 22:00
2018-07-19 23:00
2018-07-20
2018-07-20 01:00
2018-07-20 02:00
2018-07-20 03:00
2018-07-20 04:00
2018-07-20 05:00
2018-07-20 06:00
2018-07-20 07:00
2018-07-20 08:00
2018-07-20 09:00
2018-07-20 10:00
2018-07-20 11:00
2018-07-20 12:00
2018-07-20 13:00
2018-07-20 14:00
2018-07-20 15:00
2018-07-20 16:00
2018-07-20 17:00
2018-07-20 18:00
2018-07-20 19:00
2018-07-20 20:00
2018-07-20 21:00
2018-07-20 22:00
2018-07-20 23:00
2018-07-21
2018-07-21 01:00
2018-07-21 02:00
2018-07-21 03:00
2018-07-21 04:00
2018-07-21 05:00
2018-07-21 06:00
2018-07-21 07:00
2018-07-21 08:00
2018-07-21 09:00
2018-07-21 10:00
2018-07-21 11:00
2018-07-21 12:00
2018-07-21 13:00
2018-07-21 14:00
2018-07-21 15:00
2018-07-21 16:00
2018-07-21 17:00
2018-07-21 18:00
2018-07-21 19:00
2018-07-21 20:00
2018-07-21 21:00
2018-07-21 22:00
2018-07-21 23:00
2018-07-22
2018-07-22 01:00
2018-07-22 02:00
2018-07-22 03:00
2018-07-22 04:00
2018-07-22 05:00
2018-07-22 06:00
2018-07-22 07:00
2018-07-22 08:00
2018-07-22 09:00
2018-07-22 10:00
2018-07-22 11:00
2018-07-22 12:00
2018-07-22 13:00
2018-07-22 14:00
2018-07-22 15:00
2018-07-22 16:00
2018-07-22 17:00
2018-07-22 18:00
2018-07-22 19:00
2018-07-22 20:00
2018-07-22 21:00
2018-07-22 22:00
2018-07-22 23:00
2018-07-23
2018-07-23 01:00
2018-07-23 02:00
2018-07-23 03:00
2018-07-23 04:00
2018-07-23 05:00
2018-07-23 06:00
2018-07-23 07:00
2018-07-23 08:00
2018-07-23 09:00
2018-07-23 10:00
2018-07-23 11:00
2018-07-23 12:00
2018-07-23 13:00
2018-07-23 14:00
2018-07-23 15:00
2018-07-23 16:00
2018-07-23 17:00
2018-07-23 18:00
2018-07-23 19:00
2018-07-23 20:00
2018-07-23 21:00
2018-07-23 22:00
2018-07-23 23:00
2018-07-24
2018-07-24 01:00
2018-07-24 02:00
2018-07-24 03:00
2018-07-24 04:00
2018-07-24 05:00
2018-07-24 06:00
2018-07-24 07:00
2018-07-24 08:00
2018-07-24 09:00
2018-07-24 10:00
2018-07-24 11:00
2018-07-24 12:00
2018-07-24 13:00
2018-07-24 14:00
2018-07-24 15:00
2018-07-24 16:00
2018-07-24 17:00
2018-07-24 18:00
2018-07-24 19:00
2018-07-24 20:00
2018-07-24 21:00
2018-07-24 22:00
2018-07-24 23:00
2018-07-25
2018-07-25 01:00
2018-07-25 02:00
2018-07-25 03:00
2018-07-25 04:00
2018-07-25 05:00
2018-07-25 06:00
2018-07-25 07:00
2018-07-25 08:00
2018-07-25 09:00
2018-07-25 10:00
2018-07-25 11:00
2018-07-25 12:00
2018-07-25 13:00
2018-07-25 14:00
2018-07-25 15:00
2018-07-25 16:00
2018-07-25 17:00
2018-07-25 18:00
2018-07-25 19:00
2018-07-25 20:00
2018-07-25 21:00
2018-07-25 22:00
2018-07-25 23:00
2018-07-26
2018-07-26 01:00
2018-07-26 02:00
2018-07-26 03:00
2018-07-26 04:00
2018-07-26 05:00
2018-07-26 06:00
2018-07-26 07:00
2018-07-26 08:00
2018-07-26 09:00
2018-07-26 10:00
2018-07-26 11:00
2018-07-26 12:00
2018-07-26 13:00
2018-07-26 14:00
2018-07-26 15:00
2018-07-26 16:00
2018-07-26 17:00
2018-07-26 18:00
2018-07-26 19:00
2018-07-26 20:00
2018-07-26 21:00
2018-07-26 22:00
2018-07-26 23:00
2018-07-27
2018-07-27 01:00
2018-07-27 02:00
2018-07-27 03:00
2018-07-27 04:00
2018-07-27 05:00
2018-07-27 06:00
2018-07-27 07:00
2018-07-27 08:00
2018-07-27 09:00
2018-07-27 10:00
2018-07-27 11:00
2018-07-27 12:00
2018-07-27 13:00
2018-07-27 14:00
2018-07-27 15:00
2018-07-27 16:00
2018-07-27 17:00
2018-07-27 18:00
2018-07-27 19:00
2018-07-27 20:00
2018-07-27 21:00
2018-07-27 22:00
2018-07-27 23:00
2018-07-28
2018-07-28 01:00
2018-07-28 02:00
2018-07-28 03:00
2018-07-28 04:00
2018-07-28 05:00
2018-07-28 06:00
2018-07-28 07:00
2018-07-28 08:00
2018-07-28 09:00
2018-07-28 10:00
2018-07-28 11:00
2018-07-28 12:00
2018-07-28 13:00
2018-07-28 14:00
2018-07-28 15:00
2018-07-28 16:00
2018-07-28 17:00
2018-07-28 18:00
2018-07-28 19:00
2018-07-28 20:00
2018-07-28 21:00
2018-07-28 22:00
2018-07-28 23:00
2018-07-29
2018-07-29 01:00
2018-07-29 02:00
2018-07-29 03:00
2018-07-29 04:00
2018-07-29 05:00
2018-07-29 06:00
2018-07-29 07:00
2018-07-29 08:00
2018-07-29 09:00
2018-07-29 10:00
2018-07-29 11:00
2018-07-29 12:00
2018-07-29 13:00
2018-07-29 14:00
2018-07-29 15:00
2018-07-29 16:00
2018-07-29 17:00
2018-07-29 18:00
2018-07-29 19:00
2018-07-29 20:00
2018-07-29 21:00
2018-07-29 22:00
2018-07-29 23:00
2018-07-30
2018-07-30 01:00
2018-07-30 02:00
2018-07-30 03:00
2018-07-30 04:00
2018-07-30 05:00
2018-07-30 06:00
2018-07-30 07:00
2018-07-30 08:00
2018-07-30 09:00
2018-07-30 10:00
2018-07-30 11:00
2018-07-30 12:00
2018-07-30 13:00
2018-07-30 14:00
2018-07-30 15:00
2018-07-30 16:00
2018-07-30 17:00
2018-07-30 18:00
2018-07-30 19:00
2018-07-30 20:00
2018-07-30 21:00
2018-07-30 22:00
2018-07-30 23:00
2018-07-31
2018-07-31 01:00
2018-07-31 02:00
2018-07-31 03:00
2018-07-31 04:00
2018-07-31 05:00
2018-07-31 06:00
2018-07-31 07:00
2018-07-31 08:00
2018-07-31 09:00
2018-07-31 10:00
2018-07-31 11:00
2018-07-31 12:00
2018-07-31 13:00
2018-07-31 14:00
2018-07-31 15:00
2018-07-31 16:00
2018-07-31 17:00
2018-07-31 18:00
2018-07-31 19:00
2018-07-31 20:00
2018-07-31 21:00
2018-07-31 22:00
2018-07-31 23:00
2018-08-01
2018-08-01 01:00
2018-08-01 02:00
2018-08-01 03:00
2018-08-01 04:00
2018-08-01 05:00
2018-08-01 06:00
2018-08-01 07:00
2018-08-01 08:00
2018-08-01 09:00
2018-08-01 10:00
2018-08-01 11:00
2018-08-01 12:00
2018-08-01 13:00
2018-08-01 14:00
2018-08-01 15:00
2018-08-01 16:00
2018-08-01 17:00
2018-08-01 18:00
2018-08-01 19:00
2018-08-01 20:00
2018-08-01 21:00
2018-08-01 22:00
2018-08-01 23:00
2018-08-02
2018-08-02 01:00
2018-08-02 02:00
2018-08-02 03:00
2018-08-02 04:00
2018-08-02 05:00
2018-08-02 06:00
2018-08-02 07:00
2018-08-02 08:00
2018-08-02 09:00
2018-08-02 10:00
2018-08-02 11:00
2018-08-02 12:00
2018-08-02 13:00
2018-08-02 14:00
2018-08-02 15:00
2018-08-02 16:00
2018-08-02 17:00
2018-08-02 18:00
2018-08-02 19:00
2018-08-02 20:00
2018-08-02 21:00
2018-08-02 22:00
2018-08-02 23:00
2018-08-03
2018-08-03 01:00
2018-08-03 02:00
2018-08-03 03:00
2018-08-03 04:00
2018-08-03 05:00
2018-08-03 06:00
2018-08-03 07:00
2018-08-03 08:00
2018-08-03 09:00
2018-08-03 10:00
2018-08-03 11:00
2018-08-03 12:00
2018-08-03 13:00
2018-08-03 14:00
2018-08-03 15:00
2018-08-03 16:00
2018-08-03 17:00
2018-08-03 18:00
2018-08-03 19:00
2018-08-03 20:00
2018-08-03 21:00
2018-08-03 22:00
2018-08-03 23:00
2018-08-04
2018-08-04 01:00
2018-08-04 02:00
2018-08-04 03:00
2018-08-04 04:00
2018-08-04 05:00
2018-08-04 06:00
2018-08-04 07:00
2018-08-04 08:00
2018-08-04 09:00
2018-08-04 10:00
2018-08-04 11:00
2018-08-04 12:00
2018-08-04 13:00
2018-08-04 14:00
2018-08-04 15:00
2018-08-04 16:00
2018-08-04 17:00
2018-08-04 18:00
2018-08-04 19:00
2018-08-04 20:00
2018-08-04 21:00
2018-08-04 22:00
2018-08-04 23:00
2018-08-05
2018-08-05 01:00
2018-08-05 02:00
2018-08-05 03:00
2018-08-05 04:00
2018-08-05 05:00
2018-08-05 06:00
2018-08-05 07:00
2018-08-05 08:00
2018-08-05 09:00
2018-08-05 10:00
2018-08-05 11:00
2018-08-05 12:00
2018-08-05 13:00
2018-08-05 14:00
2018-08-05 15:00
2018-08-05 16:00
2018-08-05 17:00
2018-08-05 18:00
2018-08-05 19:00
2018-08-05 20:00
2018-08-05 21:00
2018-08-05 22:00
2018-08-05 23:00
2018-08-06
2018-08-06 01:00
2018-08-06 02:00
2018-08-06 03:00
2018-08-06 04:00
2018-08-06 05:00
2018-08-06 06:00
2018-08-06 07:00
2018-08-06 08:00
2018-08-06 09:00
2018-08-06 10:00
2018-08-06 11:00
2018-08-06 12:00
2018-08-06 13:00
2018-08-06 14:00
2018-08-06 15:00
2018-08-06 16:00
2018-08-06 17:00
2018-08-06 18:00
2018-08-06 19:00
2018-08-06 20:00
2018-08-06 21:00
2018-08-06 22:00
2018-08-06 23:00
2018-08-07
2018-08-07 01:00
2018-08-07 02:00
2018-08-07 03:00
2018-08-07 04:00
2018-08-07 05:00
2018-08-07 06:00
2018-08-07 07:00
2018-08-07 08:00
2018-08-07 09:00
2018-08-07 10:00
2018-08-07 11:00
2018-08-07 12:00
2018-08-07 13:00
2018-08-07 14:00
2018-08-07 15:00
2018-08-07 16:00
2018-08-07 17:00
2018-08-07 18:00
2018-08-07 19:00
2018-08-07 20:00
2018-08-07 21:00
2018-08-07 22:00
2018-08-07 23:00
2018-08-08
2018-08-08 01:00
2018-08-08 02:00
2018-08-08 03:00
2018-08-08 04:00
2018-08-08 05:00
2018-08-08 06:00
2018-08-08 07:00
2018-08-08 08:00
2018-08-08 09:00
2018-08-08 10:00
2018-08-08 11:00
2018-08-08 12:00
2018-08-08 13:00
2018-08-08 14:00
2018-08-08 15:00
2018-08-08 16:00
2018-08-08 17:00
2018-08-08 18:00
2018-08-08 19:00
2018-08-08 20:00
2018-08-08 21:00
2018-08-08 22:00
2018-08-08 23:00
2018-08-09
2018-08-09 01:00
2018-08-09 02:00
2018-08-09 03:00
2018-08-09 04:00
2018-08-09 05:00
2018-08-09 06:00
2018-08-09 07:00
2018-08-09 08:00
2018-08-09 09:00
2018-08-09 10:00
2018-08-09 11:00
2018-08-09 12:00
2018-08-09 13:00
2018-08-09 14:00
2018-08-09 15:00
2018-08-09 16:00
2018-08-09 17:00
2018-08-09 18:00
2018-08-09 19:00
2018-08-09 20:00
2018-08-09 21:00
2018-08-09 22:00
2018-08-09 23:00
2018-08-10
2018-08-10 01:00
2018-08-10 02:00
2018-08-10 03:00
2018-08-10 04:00
2018-08-10 05:00
2018-08-10 06:00
2018-08-10 07:00
2018-08-10 08:00
2018-08-10 09:00
2018-08-10 10:00
2018-08-10 11:00
2018-08-10 12:00
2018-08-10 13:00
2018-08-10 14:00
2018-08-10 15:00
2018-08-10 16:00
2018-08-10 17:00
2018-08-10 18:00
2018-08-10 19:00
2018-08-10 20:00
2018-08-10 21:00
2018-08-10 22:00
2018-08-10 23:00
2018-08-11
2018-08-11 01:00
2018-08-11 02:00
2018-08-11 03:00
2018-08-11 04:00
2018-08-11 05:00
2018-08-11 06:00
2018-08-11 07:00
2018-08-11 08:00
2018-08-11 09:00
2018-08-11 10:00
2018-08-11 11:00
2018-08-11 12:00
2018-08-11 13:00
2018-08-11 14:00
2018-08-11 15:00
2018-08-11 16:00
2018-08-11 17:00
2018-08-11 18:00
2018-08-11 19:00
2018-08-11 20:00
2018-08-11 21:00
2018-08-11 22:00
2018-08-11 23:00
2018-08-12
2018-08-12 01:00
2018-08-12 02:00
2018-08-12 03:00
2018-08-12 04:00
2018-08-12 05:00
2018-08-12 06:00
2018-08-12 07:00
2018-08-12 08:00
2018-08-12 09:00
2018-08-12 10:00
2018-08-12 11:00
2018-08-12 12:00
2018-08-12 13:00
2018-08-12 14:00
2018-08-12 15:00
2018-08-12 16:00
2018-08-12 17:00
2018-08-12 18:00
2018-08-12 19:00
2018-08-12 20:00
2018-08-12 21:00
2018-08-12 22:00
2018-08-12 23:00
2018-08-13
2018-08-13 01:00
2018-08-13 02:00
2018-08-13 03:00
2018-08-13 04:00
2018-08-13 05:00
2018-08-13 06:00
2018-08-13 07:00
2018-08-13 08:00
2018-08-13 09:00
2018-08-13 10:00
2018-08-13 11:00
2018-08-13 12:00
2018-08-13 13:00
2018-08-13 14:00
2018-08-13 15:00
2018-08-13 16:00
2018-08-13 17:00
2018-08-13 18:00
2018-08-13 19:00
2018-08-13 20:00
2018-08-13 21:00
2018-08-13 22:00
2018-08-13 23:00
2018-08-14
2018-08-14 01:00
2018-08-14 02:00
2018-08-14 03:00
2018-08-14 04:00
2018-08-14 05:00
2018-08-14 06:00
2018-08-14 07:00
2018-08-14 08:00
2018-08-14 09:00
2018-08-14 10:00
2018-08-14 11:00
2018-08-14 12:00
2018-08-14 13:00
2018-08-14 14:00
2018-08-14 15:00
2018-08-14 16:00
2018-08-14 17:00
2018-08-14 18:00
2018-08-14 19:00
2018-08-14 20:00
2018-08-14 21:00
2018-08-14 22:00
2018-08-14 23:00
2018-08-15
2018-08-15 01:00
2018-08-15 02:00
2018-08-15 03:00
2018-08-15 04:00
2018-08-15 05:00
2018-08-15 06:00
2018-08-15 07:00
2018-08-15 08:00
2018-08-15 09:00
2018-08-15 10:00
2018-08-15 11:00
2018-08-15 12:00
2018-08-15 13:00
2018-08-15 14:00
2018-08-15 15:00
2018-08-15 16:00
2018-08-15 17:00
2018-08-15 18:00
2018-08-15 19:00
2018-08-15 20:00
2018-08-15 21:00
2018-08-15 22:00
2018-08-15 23:00
2018-08-16
2018-08-16 01:00
2018-08-16 02:00
2018-08-16 03:00
2018-08-16 04:00
2018-08-16 05:00
2018-08-16 06:00
2018-08-16 07:00
2018-08-16 08:00
2018-08-16 09:00
2018-08-16 10:00
2018-08-16 11:00
2018-08-16 12:00
2018-08-16 13:00
2018-08-16 14:00
2018-08-16 15:00
2018-08-16 16:00
2018-08-16 17:00
2018-08-16 18:00
2018-08-16 19:00
2018-08-16 20:00
2018-08-16 21:00
2018-08-16 22:00
2018-08-16 23:00
2018-08-17
2018-08-17 01:00
2018-08-17 02:00
2018-08-17 03:00
2018-08-17 04:00
2018-08-17 05:00
2018-08-17 06:00
2018-08-17 07:00
2018-08-17 08:00
2018-08-17 09:00
2018-08-17 10:00
2018-08-17 11:00
2018-08-17 12:00
2018-08-17 13:00
2018-08-17 14:00
2018-08-17 15:00
2018-08-17 16:00
2018-08-17 17:00
2018-08-17 18:00
2018-08-17 19:00
2018-08-17 20:00
2018-08-17 21:00
2018-08-17 22:00
2018-08-17 23:00
2018-08-18
2018-08-18 01:00
2018-08-18 02:00
2018-08-18 03:00
2018-08-18 04:00
2018-08-18 05:00
2018-08-18 06:00
2018-08-18 07:00
2018-08-18 08:00
2018-08-18 09:00
2018-08-18 10:00
2018-08-18 11:00
2018-08-18 12:00
2018-08-18 13:00
2018-08-18 14:00
2018-08-18 15:00
2018-08-18 16:00
2018-08-18 17:00
2018-08-18 18:00
2018-08-18 19:00
2018-08-18 20:00
2018-08-18 21:00
2018-08-18 22:00
2018-08-18 23:00
2018-08-19
2018-08-19 01:00
2018-08-19 02:00
2018-08-19 03:00
2018-08-19 04:00
2018-08-19 05:00
2018-08-19 06:00
2018-08-19 07:00
2018-08-19 08:00
2018-08-19 09:00
2018-08-19 10:00
2018-08-19 11:00
2018-08-19 12:00
2018-08-19 13:00
2018-08-19 14:00
2018-08-19 15:00
2018-08-19 16:00
2018-08-19 17:00
2018-08-19 18:00
2018-08-19 19:00
2018-08-19 20:00
2018-08-19 21:00
2018-08-19 22:00
2018-08-19 23:00
2018-08-20
2018-08-20 01:00
2018-08-20 02:00
2018-08-20 03:00
2018-08-20 04:00
2018-08-20 05:00
2018-08-20 06:00
2018-08-20 07:00
2018-08-20 08:00
2018-08-20 09:00
2018-08-20 10:00
2018-08-20 11:00
2018-08-20 12:00
2018-08-20 13:00
2018-08-20 14:00
2018-08-20 15:00
2018-08-20 16:00
2018-08-20 17:00
2018-08-20 18:00
2018-08-20 19:00
2018-08-20 20:00
2018-08-20 21:00
2018-08-20 22:00
2018-08-20 23:00
2018-08-21
2018-08-21 01:00
2018-08-21 02:00
2018-08-21 03:00
2018-08-21 04:00
2018-08-21 05:00
2018-08-21 06:00
2018-08-21 07:00
2018-08-21 08:00
2018-08-21 09:00
2018-08-21 10:00
2018-08-21 11:00
2018-08-21 12:00
2018-08-21 13:00
2018-08-21 14:00
2018-08-21 15:00
2018-08-21 16:00
2018-08-21 17:00
2018-08-21 18:00
2018-08-21 19:00
2018-08-21 20:00
2018-08-21 21:00
2018-08-21 22:00
2018-08-21 23:00
2018-08-22
2018-08-22 01:00
2018-08-22 02:00
2018-08-22 03:00
2018-08-22 04:00
2018-08-22 05:00
2018-08-22 06:00
2018-08-22 07:00
2018-08-22 08:00
2018-08-22 09:00
2018-08-22 10:00
2018-08-22 11:00
2018-08-22 12:00
2018-08-22 13:00
2018-08-22 14:00
2018-08-22 15:00
2018-08-22 16:00
2018-08-22 17:00
2018-08-22 18:00
2018-08-22 19:00
2018-08-22 20:00
2018-08-22 21:00
2018-08-22 22:00
2018-08-22 23:00
2018-08-23
2018-08-23 01:00
2018-08-23 02:00
2018-08-23 03:00
2018-08-23 04:00
2018-08-23 05:00
2018-08-23 06:00
2018-08-23 07:00
2018-08-23 08:00
2018-08-23 09:00
2018-08-23 10:00
2018-08-23 11:00
2018-08-23 12:00
2018-08-23 13:00
2018-08-23 14:00
2018-08-23 15:00
2018-08-23 16:00
2018-08-23 17:00
2018-08-23 18:00
2018-08-23 19:00
2018-08-23 20:00
2018-08-23 21:00
2018-08-23 22:00
2018-08-23 23:00
2018-08-24
2018-08-24 01:00
2018-08-24 02:00
2018-08-24 03:00
2018-08-24 04:00
2018-08-24 05:00
2018-08-24 06:00
2018-08-24 07:00
2018-08-24 08:00
2018-08-24 09:00
2018-08-24 10:00
2018-08-24 11:00
2018-08-24 12:00
2018-08-24 13:00
2018-08-24 14:00
2018-08-24 15:00
2018-08-24 16:00
2018-08-24 17:00
2018-08-24 18:00
2018-08-24 19:00
2018-08-24 20:00
2018-08-24 21:00
2018-08-24 22:00
2018-08-24 23:00
2018-08-25
2018-08-25 01:00
2018-08-25 02:00
2018-08-25 03:00
2018-08-25 04:00
2018-08-25 05:00
2018-08-25 06:00
2018-08-25 07:00
2018-08-25 08:00
2018-08-25 09:00
2018-08-25 10:00
2018-08-25 11:00
2018-08-25 12:00
2018-08-25 13:00
2018-08-25 14:00
2018-08-25 15:00
2018-08-25 16:00
2018-08-25 17:00
2018-08-25 18:00
2018-08-25 19:00
2018-08-25 20:00
2018-08-25 21:00
2018-08-25 22:00
2018-08-25 23:00
2018-08-26
2018-08-26 01:00
2018-08-26 02:00
2018-08-26 03:00
2018-08-26 04:00
2018-08-26 05:00
2018-08-26 06:00
2018-08-26 07:00
2018-08-26 08:00
2018-08-26 09:00
2018-08-26 10:00
2018-08-26 11:00
2018-08-26 12:00
2018-08-26 13:00
2018-08-26 14:00
2018-08-26 15:00
2018-08-26 16:00
2018-08-26 17:00
2018-08-26 18:00
2018-08-26 19:00
2018-08-26 20:00
2018-08-26 21:00
2018-08-26 22:00
2018-08-26 23:00
2018-08-27
2018-08-27 01:00
2018-08-27 02:00
2018-08-27 03:00
2018-08-27 04:00
2018-08-27 05:00
2018-08-27 06:00
2018-08-27 07:00
2018-08-27 08:00
2018-08-27 09:00
2018-08-27 10:00
2018-08-27 11:00
2018-08-27 12:00
2018-08-27 13:00
2018-08-27 14:00
2018-08-27 15:00
2018-08-27 16:00
2018-08-27 17:00
2018-08-27 18:00
2018-08-27 19:00
2018-08-27 20:00
2018-08-27 21:00
2018-08-27 22:00
2018-08-27 23:00
2018-08-28
2018-08-28 01:00
2018-08-28 02:00
2018-08-28 03:00
2018-08-28 04:00
2018-08-28 05:00
2018-08-28 06:00
2018-08-28 07:00
2018-08-28 08:00
2018-08-28 09:00
2018-08-28 10:00
2018-08-28 11:00
2018-08-28 12:00
2018-08-28 13:00
2018-08-28 14:00
2018-08-28 15:00
2018-08-28 16:00
2018-08-28 17:00
2018-08-28 18:00
2018-08-28 19:00
2018-08-28 20:00
2018-08-28 21:00
2018-08-28 22:00
2018-08-28 23:00
2018-08-29
2018-08-29 01:00
2018-08-29 02:00
2018-08-29 03:00
2018-08-29 04:00
2018-08-29 05:00
2018-08-29 06:00
2018-08-29 07:00
2018-08-29 08:00
2018-08-29 09:00
2018-08-29 10:00
2018-08-29 11:00
2018-08-29 12:00
2018-08-29 13:00
2018-08-29 14:00
2018-08-29 15:00
2018-08-29 16:00
2018-08-29 17:00
2018-08-29 18:00
2018-08-29 19:00
2018-08-29 20:00
2018-08-29 21:00
2018-08-29 22:00
2018-08-29 23:00
2018-08-30
2018-08-30 01:00
2018-08-30 02:00
2018-08-30 03:00
2018-08-30 04:00
2018-08-30 05:00
2018-08-30 06:00
2018-08-30 07:00
2018-08-30 08:00
2018-08-30 09:00
2018-08-30 10:00
2018-08-30 11:00
2018-08-30 12:00
2018-08-30 13:00
2018-08-30 14:00
2018-08-30 15:00
2018-08-30 16:00
2018-08-30 17:00
2018-08-30 18:00
2018-08-30 19:00
2018-08-30 20:00
2018-08-30 21:00
2018-08-30 22:00
2018-08-30 23:00
2018-08-31
2018-08-31 01:00
2018-08-31 02:00
2018-08-31 03:00
2018-08-31 04:00
2018-08-31 05:00
2018-08-31 06:00
2018-08-31 07:00
2018-08-31 08:00
2018-08-31 09:00
2018-08-31 10:00
2018-08-31 11:00
2018-08-31 12:00
2018-08-31 13:00
2018-08-31 14:00
2018-08-31 15:00
2018-08-31 16:00
2018-08-31 17:00
2018-08-31 18:00
2018-08-31 19:00
2018-08-31 20:00
2018-08-31 21:00
2018-08-31 22:00
2018-08-31 23:00
2018-09-01
2018-09-01 01:00
2018-09-01 02:00
2018-09-01 03:00
2018-09-01 04:00
2018-09-01 05:00
2018-09-01 06:00
2018-09-01 07:00
2018-09-01 08:00
2018-09-01 09:00
2018-09-01 10:00
2018-09-01 11:00
2018-09-01 12:00
2018-09-01 13:00
2018-09-01 14:00
2018-09-01 15:00
2018-09-01 16:00
2018-09-01 17:00
2018-09-01 18:00
2018-09-01 19:00
2018-09-01 20:00
2018-09-01 21:00
2018-09-01 22:00
2018-09-01 23:00
2018-09-02
2018-09-02 01:00
2018-09-02 02:00
2018-09-02 03:00
2018-09-02 04:00
2018-09-02 05:00
2018-09-02 06:00
2018-09-02 07:00
2018-09-02 08:00
2018-09-02 09:00
2018-09-02 10:00
2018-09-02 11:00
2018-09-02 12:00
2018-09-02 13:00
2018-09-02 14:00
2018-09-02 15:00
2018-09-02 16:00
2018-09-02 17:00
2018-09-02 18:00
2018-09-02 19:00
2018-09-02 20:00
2018-09-02 21:00
2018-09-02 22:00
2018-09-02 23:00
2018-09-03
2018-09-03 01:00
2018-09-03 02:00
2018-09-03 03:00
2018-09-03 04:00
2018-09-03 05:00
2018-09-03 06:00
2018-09-03 07:00
2018-09-03 08:00
2018-09-03 09:00
2018-09-03 10:00
2018-09-03 11:00
2018-09-03 12:00
2018-09-03 13:00
2018-09-03 14:00
2018-09-03 15:00
2018-09-03 16:00
2018-09-03 17:00
2018-09-03 18:00
2018-09-03 19:00
2018-09-03 20:00
2018-09-03 21:00
2018-09-03 22:00
2018-09-03 23:00
2018-09-04
2018-09-04 01:00
2018-09-04 02:00
2018-09-04 03:00
2018-09-04 04:00
2018-09-04 05:00
2018-09-04 06:00
2018-09-04 07:00
2018-09-04 08:00
2018-09-04 09:00
2018-09-04 10:00
2018-09-04 11:00
2018-09-04 12:00
2018-09-04 13:00
2018-09-04 14:00
2018-09-04 15:00
2018-09-04 16:00
2018-09-04 17:00
2018-09-04 18:00
2018-09-04 19:00
2018-09-04 20:00
2018-09-04 21:00
2018-09-04 22:00
2018-09-04 23:00
2018-09-05
2018-09-05 01:00
2018-09-05 02:00
2018-09-05 03:00
2018-09-05 04:00
2018-09-05 05:00
2018-09-05 06:00
2018-09-05 07:00
2018-09-05 08:00
2018-09-05 09:00
2018-09-05 10:00
2018-09-05 11:00
2018-09-05 12:00
2018-09-05 13:00
2018-09-05 14:00
2018-09-05 15:00
2018-09-05 16:00
2018-09-05 17:00
2018-09-05 18:00
2018-09-05 19:00
2018-09-05 20:00
2018-09-05 21:00
2018-09-05 22:00
2018-09-05 23:00
2018-09-06
2018-09-06 01:00
2018-09-06 02:00
2018-09-06 03:00
2018-09-06 04:00
2018-09-06 05:00
2018-09-06 06:00
2018-09-06 07:00
2018-09-06 08:00
2018-09-06 09:00
2018-09-06 10:00
2018-09-06 11:00
2018-09-06 12:00
2018-09-06 13:00
2018-09-06 14:00
2018-09-06 15:00
2018-09-06 16:00
2018-09-06 17:00
2018-09-06 18:00
2018-09-06 19:00
2018-09-06 20:00
2018-09-06 21:00
2018-09-06 22:00
2018-09-06 23:00
2018-09-07
2018-09-07 01:00
2018-09-07 02:00
2018-09-07 03:00
2018-09-07 04:00
2018-09-07 05:00
2018-09-07 06:00
2018-09-07 07:00
2018-09-07 08:00
2018-09-07 09:00
2018-09-07 10:00
2018-09-07 11:00
2018-09-07 12:00
2018-09-07 13:00
2018-09-07 14:00
2018-09-07 15:00
2018-09-07 16:00
2018-09-07 17:00
2018-09-07 18:00
2018-09-07 19:00
2018-09-07 20:00
2018-09-07 21:00
2018-09-07 22:00
2018-09-07 23:00
2018-09-08
2018-09-08 01:00
2018-09-08 02:00
2018-09-08 03:00
2018-09-08 04:00
2018-09-08 05:00
2018-09-08 06:00
2018-09-08 07:00
2018-09-08 08:00
2018-09-08 09:00
2018-09-08 10:00
2018-09-08 11:00
2018-09-08 12:00
2018-09-08 13:00
2018-09-08 14:00
2018-09-08 15:00
2018-09-08 16:00
2018-09-08 17:00
2018-09-08 18:00
2018-09-08 19:00
2018-09-08 20:00
2018-09-08 21:00
2018-09-08 22:00
2018-09-08 23:00
2018-09-09
2018-09-09 01:00
2018-09-09 02:00
2018-09-09 03:00
2018-09-09 04:00
2018-09-09 05:00
2018-09-09 06:00
2018-09-09 07:00
2018-09-09 08:00
2018-09-09 09:00
2018-09-09 10:00
2018-09-09 11:00
2018-09-09 12:00
2018-09-09 13:00
2018-09-09 14:00
2018-09-09 15:00
2018-09-09 16:00
2018-09-09 17:00
2018-09-09 18:00
2018-09-09 19:00
2018-09-09 20:00
2018-09-09 21:00
2018-09-09 22:00
2018-09-09 23:00
2018-09-10
2018-09-10 01:00
2018-09-10 02:00
2018-09-10 03:00
2018-09-10 04:00
2018-09-10 05:00
2018-09-10 06:00
2018-09-10 07:00
2018-09-10 08:00
2018-09-10 09:00
2018-09-10 10:00
2018-09-10 11:00
2018-09-10 12:00
2018-09-10 13:00
2018-09-10 14:00
2018-09-10 15:00
2018-09-10 16:00
2018-09-10 17:00
2018-09-10 18:00
2018-09-10 19:00
2018-09-10 20:00
2018-09-10 21:00
2018-09-10 22:00
2018-09-10 23:00
2018-09-11
2018-09-11 01:00
2018-09-11 02:00
2018-09-11 03:00
2018-09-11 04:00
2018-09-11 05:00
2018-09-11 06:00
2018-09-11 07:00
2018-09-11 08:00
2018-09-11 09:00
2018-09-11 10:00
2018-09-11 11:00
2018-09-11 12:00
2018-09-11 13:00
2018-09-11 14:00
2018-09-11 15:00
2018-09-11 16:00
2018-09-11 17:00
2018-09-11 18:00
2018-09-11 19:00
2018-09-11 20:00
2018-09-11 21:00
2018-09-11 22:00
2018-09-11 23:00
2018-09-12
2018-09-12 01:00
2018-09-12 02:00
2018-09-12 03:00
2018-09-12 04:00
2018-09-12 05:00
2018-09-12 06:00
2018-09-12 07:00
2018-09-12 08:00
2018-09-12 09:00
2018-09-12 10:00
2018-09-12 11:00
2018-09-12 12:00
2018-09-12 13:00
2018-09-12 14:00
2018-09-12 15:00
2018-09-12 16:00
2018-09-12 17:00
2018-09-12 18:00
2018-09-12 19:00
2018-09-12 20:00
2018-09-12 21:00
2018-09-12 22:00
2018-09-12 23:00
2018-09-13
2018-09-13 01:00
2018-09-13 02:00
2018-09-13 03:00
2018-09-13 04:00
2018-09-13 05:00
2018-09-13 06:00
2018-09-13 07:00
2018-09-13 08:00
2018-09-13 09:00
2018-09-13 10:00
2018-09-13 11:00
2018-09-13 12:00
2018-09-13 13:00
2018-09-13 14:00
2018-09-13 15:00
2018-09-13 16:00
2018-09-13 17:00
2018-09-13 18:00
2018-09-13 19:00
2018-09-13 20:00
2018-09-13 21:00
2018-09-13 22:00
2018-09-13 23:00
2018-09-14
2018-09-14 01:00
2018-09-14 02:00
2018-09-14 03:00
2018-09-14 04:00
2018-09-14 05:00
2018-09-14 06:00
2018-09-14 07:00
2018-09-14 08:00
2018-09-14 09:00
2018-09-14 10:00
2018-09-14 11:00
2018-09-14 12:00
2018-09-14 13:00
2018-09-14 14:00
2018-09-14 15:00
2018-09-14 16:00
2018-09-14 17:00
2018-09-14 18:00
2018-09-14 19:00
2018-09-14 20:00
2018-09-14 21:00
2018-09-14 22:00
2018-09-14 23:00
2018-09-15
2018-09-15 01:00
2018-09-15 02:00
2018-09-15 03:00
2018-09-15 04:00
2018-09-15 05:00
2018-09-15 06:00
2018-09-15 07:00
2018-09-15 08:00
2018-09-15 09:00
2018-09-15 10:00
2018-09-15 11:00
2018-09-15 12:00
2018-09-15 13:00
2018-09-15 14:00
2018-09-15 15:00
2018-09-15 16:00
2018-09-15 17:00
2018-09-15 18:00
2018-09-15 19:00
2018-09-15 20:00
2018-09-15 21:00
2018-09-15 22:00
2018-09-15 23:00
2018-09-16
2018-09-16 01:00
2018-09-16 02:00
2018-09-16 03:00
2018-09-16 04:00
2018-09-16 05:00
2018-09-16 06:00
2018-09-16 07:00
2018-09-16 08:00
2018-09-16 09:00
2018-09-16 10:00
2018-09-16 11:00
2018-09-16 12:00
2018-09-16 13:00
2018-09-16 14:00
2018-09-16 15:00
2018-09-16 16:00
2018-09-16 17:00
2018-09-16 18:00
2018-09-16 19:00
2018-09-16 20:00
2018-09-16 21:00
2018-09-16 22:00
2018-09-16 23:00
2018-09-17
2018-09-17 01:00
2018-09-17 02:00
2018-09-17 03:00
2018-09-17 04:00
2018-09-17 05:00
2018-09-17 06:00
2018-09-17 07:00
2018-09-17 08:00
2018-09-17 09:00
2018-09-17 10:00
2018-09-17 11:00
2018-09-17 12:00
2018-09-17 13:00
2018-09-17 14:00
2018-09-17 15:00
2018-09-17 16:00
2018-09-17 17:00
2018-09-17 18:00
2018-09-17 19:00
2018-09-17 20:00
2018-09-17 21:00
2018-09-17 22:00
2018-09-17 23:00
2018-09-18
2018-09-18 01:00
2018-09-18 02:00
2018-09-18 03:00
2018-09-18 04:00
2018-09-18 05:00
2018-09-18 06:00
2018-09-18 07:00
2018-09-18 08:00
2018-09-18 09:00
2018-09-18 10:00
2018-09-18 11:00
2018-09-18 12:00
2018-09-18 13:00
2018-09-18 14:00
2018-09-18 15:00
2018-09-18 16:00
2018-09-18 17:00
2018-09-18 18:00
2018-09-18 19:00
2018-09-18 20:00
2018-09-18 21:00
2018-09-18 22:00
2018-09-18 23:00
2018-09-19
2018-09-19 01:00
2018-09-19 02:00
2018-09-19 03:00
2018-09-19 04:00
2018-09-19 05:00
2018-09-19 06:00
2018-09-19 07:00
2018-09-19 08:00
2018-09-19 09:00
2018-09-19 10:00
2018-09-19 11:00
2018-09-19 12:00
2018-09-19 13:00
2018-09-19 14:00
2018-09-19 15:00
2018-09-19 16:00
2018-09-19 17:00
2018-09-19 18:00
2018-09-19 19:00
2018-09-19 20:00
2018-09-19 21:00
2018-09-19 22:00
2018-09-19 23:00
2018-09-20
2018-09-20 01:00
2018-09-20 02:00
2018-09-20 03:00
2018-09-20 04:00
2018-09-20 05:00
2018-09-20 06:00
2018-09-20 07:00
2018-09-20 08:00
2018-09-20 09:00
2018-09-20 10:00
2018-09-20 11:00
2018-09-20 12:00
2018-09-20 13:00
2018-09-20 14:00
2018-09-20 15:00
2018-09-20 16:00
2018-09-20 17:00
2018-09-20 18:00
2018-09-20 19:00
2018-09-20 20:00
2018-09-20 21:00
2018-09-20 22:00
2018-09-20 23:00
2018-09-21
2018-09-21 01:00
2018-09-21 02:00
2018-09-21 03:00
2018-09-21 04:00
2018-09-21 05:00
2018-09-21 06:00
2018-09-21 07:00
2018-09-21 08:00
2018-09-21 09:00
2018-09-21 10:00
2018-09-21 11:00
2018-09-21 12:00
2018-09-21 13:00
2018-09-21 14:00
2018-09-21 15:00
2018-09-21 16:00
2018-09-21 17:00
2018-09-21 18:00
2018-09-21 19:00
2018-09-21 20:00
2018-09-21 21:00
2018-09-21 22:00
2018-09-21 23:00
2018-09-22
2018-09-22 01:00
2018-09-22 02:00
2018-09-22 03:00
2018-09-22 04:00
2018-09-22 05:00
2018-09-22 06:00
2018-09-22 07:00
2018-09-22 08:00
2018-09-22 09:00
2018-09-22 10:00
2018-09-22 11:00
2018-09-22 12:00
2018-09-22 13:00
2018-09-22 14:00
2018-09-22 15:00
2018-09-22 16:00
2018-09-22 17:00
2018-09-22 18:00
2018-09-22 19:00
2018-09-22 20:00
2018-09-22 21:00
2018-09-22 22:00
2018-09-22 23:00
2018-09-23
2018-09-23 01:00
2018-09-23 02:00
2018-09-23 03:00
2018-09-23 04:00
2018-09-23 05:00
2018-09-23 06:00
2018-09-23 07:00
2018-09-23 08:00
2018-09-23 09:00
2018-09-23 10:00
2018-09-23 11:00
2018-09-23 12:00
2018-09-23 13:00
2018-09-23 14:00
2018-09-23 15:00
2018-09-23 16:00
2018-09-23 17:00
2018-09-23 18:00
2018-09-23 19:00
2018-09-23 20:00
2018-09-23 21:00
2018-09-23 22:00
2018-09-23 23:00
2018-09-24
2018-09-24 01:00
2018-09-24 02:00
2018-09-24 03:00
2018-09-24 04:00
2018-09-24 05:00
2018-09-24 06:00
2018-09-24 07:00
2018-09-24 08:00
2018-09-24 09:00
2018-09-24 10:00
2018-09-24 11:00
2018-09-24 12:00
2018-09-24 13:00
2018-09-24 14:00
2018-09-24 15:00
2018-09-24 16:00
2018-09-24 17:00
2018-09-24 18:00
2018-09-24 19:00
2018-09-24 20:00
2018-09-24 21:00
2018-09-24 22:00
2018-09-24 23:00
2018-09-25
2018-09-25 01:00
2018-09-25 02:00
2018-09-25 03:00
2018-09-25 04:00
2018-09-25 05:00
2018-09-25 06:00
2018-09-25 07:00
2018-09-25 08:00
2018-09-25 09:00
2018-09-25 10:00
2018-09-25 11:00
2018-09-25 12:00
2018-09-25 13:00
2018-09-25 14:00
2018-09-25 15:00
2018-09-25 16:00
2018-09-25 17:00
2018-09-25 18:00
2018-09-25 19:00
2018-09-25 20:00
2018-09-25 21:00
2018-09-25 22:00
2018-09-25 23:00
2018-09-26
2018-09-26 01:00
2018-09-26 02:00
2018-09-26 03:00
2018-09-26 04:00
2018-09-26 05:00
2018-09-26 06:00
2018-09-26 07:00
2018-09-26 08:00
2018-09-26 09:00
2018-09-26 10:00
2018-09-26 11:00
2018-09-26 12:00
2018-09-26 13:00
2018-09-26 14:00
2018-09-26 15:00
2018-09-26 16:00
2018-09-26 17:00
2018-09-26 18:00
2018-09-26 19:00
2018-09-26 20:00
2018-09-26 21:00
2018-09-26 22:00
2018-09-26 23:00
2018-09-27
2018-09-27 01:00
2018-09-27 02:00
2018-09-27 03:00
2018-09-27 04:00
2018-09-27 05:00
2018-09-27 06:00
2018-09-27 07:00
2018-09-27 08:00
2018-09-27 09:00
2018-09-27 10:00
2018-09-27 11:00
2018-09-27 12:00
2018-09-27 13:00
2018-09-27 14:00
2018-09-27 15:00
2018-09-27 16:00
2018-09-27 17:00
2018-09-27 18:00
2018-09-27 19:00
2018-09-27 20:00
2018-09-27 21:00
2018-09-27 22:00
2018-09-27 23:00
2018-09-28
2018-09-28 01:00
2018-09-28 02:00
2018-09-28 03:00
2018-09-28 04:00
2018-09-28 05:00
2018-09-28 06:00
2018-09-28 07:00
2018-09-28 08:00
2018-09-28 09:00
2018-09-28 10:00
2018-09-28 11:00
2018-09-28 12:00
2018-09-28 13:00
2018-09-28 14:00
2018-09-28 15:00
2018-09-28 16:00
2018-09-28 17:00
2018-09-28 18:00
2018-09-28 19:00
2018-09-28 20:00
2018-09-28 21:00
2018-09-28 22:00
2018-09-28 23:00
2018-09-29
2018-09-29 01:00
2018-09-29 02:00
2018-09-29 03:00
2018-09-29 04:00
2018-09-29 05:00
2018-09-29 06:00
2018-09-29 07:00
2018-09-29 08:00
2018-09-29 09:00
2018-09-29 10:00
2018-09-29 11:00
2018-09-29 12:00
2018-09-29 13:00
2018-09-29 14:00
2018-09-29 15:00
2018-09-29 16:00
2018-09-29 17:00
2018-09-29 18:00
2018-09-29 19:00
2018-09-29 20:00
2018-09-29 21:00
2018-09-29 22:00
2018-09-29 23:00
2018-09-30
2018-09-30 01:00
2018-09-30 02:00
2018-09-30 03:00
2018-09-30 04:00
2018-09-30 05:00
2018-09-30 06:00
2018-09-30 07:00
2018-09-30 08:00
2018-09-30 09:00
2018-09-30 10:00
2018-09-30 11:00
2018-09-30 12:00
2018-09-30 13:00
2018-09-30 14:00
2018-09-30 15:00
2018-09-30 16:00
2018-09-30 17:00
2018-09-30 18:00
2018-09-30 19:00
2018-09-30 20:00
2018-09-30 21:00
2018-09-30 22:00
2018-09-30 23:00
2018-10-01
2018-10-01 01:00
2018-10-01 02:00
2018-10-01 03:00
2018-10-01 04:00
2018-10-01 05:00
2018-10-01 06:00
2018-10-01 07:00
2018-10-01 08:00
2018-10-01 09:00
2018-10-01 10:00
2018-10-01 11:00
2018-10-01 12:00
2018-10-01 13:00
2018-10-01 14:00
2018-10-01 15:00
2018-10-01 16:00
2018-10-01 17:00
2018-10-01 18:00
2018-10-01 19:00
2018-10-01 20:00
2018-10-01 21:00
2018-10-01 22:00
2018-10-01 23:00
2018-10-02
2018-10-02 01:00
2018-10-02 02:00
2018-10-02 03:00
2018-10-02 04:00
2018-10-02 05:00
2018-10-02 06:00
2018-10-02 07:00
2018-10-02 08:00
2018-10-02 09:00
2018-10-02 10:00
2018-10-02 11:00
2018-10-02 12:00
2018-10-02 13:00
2018-10-02 14:00
2018-10-02 15:00
2018-10-02 16:00
2018-10-02 17:00
2018-10-02 18:00
2018-10-02 19:00
2018-10-02 20:00
2018-10-02 21:00
2018-10-02 22:00
2018-10-02 23:00
2018-10-03
2018-10-03 01:00
2018-10-03 02:00
2018-10-03 03:00
2018-10-03 04:00
2018-10-03 05:00
2018-10-03 06:00
2018-10-03 07:00
2018-10-03 08:00
2018-10-03 09:00
2018-10-03 10:00
2018-10-03 11:00
2018-10-03 12:00
2018-10-03 13:00
2018-10-03 14:00
2018-10-03 15:00
2018-10-03 16:00
2018-10-03 17:00
2018-10-03 18:00
2018-10-03 19:00
2018-10-03 20:00
2018-10-03 21:00
2018-10-03 22:00
2018-10-03 23:00
2018-10-04
2018-10-04 01:00
2018-10-04 02:00
2018-10-04 03:00
2018-10-04 04:00
2018-10-04 05:00
2018-10-04 06:00
2018-10-04 07:00
2018-10-04 08:00
2018-10-04 09:00
2018-10-04 10:00
2018-10-04 11:00
2018-10-04 12:00
2018-10-04 13:00
2018-10-04 14:00
2018-10-04 15:00
2018-10-04 16:00
2018-10-04 17:00
2018-10-04 18:00
2018-10-04 19:00
2018-10-04 20:00
2018-10-04 21:00
2018-10-04 22:00
2018-10-04 23:00
2018-10-05
2018-10-05 01:00
2018-10-05 02:00
2018-10-05 03:00
2018-10-05 04:00
2018-10-05 05:00
2018-10-05 06:00
2018-10-05 07:00
2018-10-05 08:00
2018-10-05 09:00
2018-10-05 10:00
2018-10-05 11:00
2018-10-05 12:00
2018-10-05 13:00
2018-10-05 14:00
2018-10-05 15:00
2018-10-05 16:00
2018-10-05 17:00
2018-10-05 18:00
2018-10-05 19:00
2018-10-05 20:00
2018-10-05 21:00
2018-10-05 22:00
2018-10-05 23:00
2018-10-06
2018-10-06 01:00
2018-10-06 02:00
2018-10-06 03:00
2018-10-06 04:00
2018-10-06 05:00
2018-10-06 06:00
2018-10-06 07:00
2018-10-06 08:00
2018-10-06 09:00
2018-10-06 10:00
2018-10-06 11:00
2018-10-06 12:00
2018-10-06 13:00
2018-10-06 14:00
2018-10-06 15:00
2018-10-06 16:00
2018-10-06 17:00
2018-10-06 18:00
2018-10-06 19:00
2018-10-06 20:00
2018-10-06 21:00
2018-10-06 22:00
2018-10-06 23:00
2018-10-07
2018-10-07 01:00
2018-10-07 02:00
2018-10-07 03:00
2018-10-07 04:00
2018-10-07 05:00
2018-10-07 06:00
2018-10-07 07:00
2018-10-07 08:00
2018-10-07 09:00
2018-10-07 10:00
2018-10-07 11:00
2018-10-07 12:00
2018-10-07 13:00
2018-10-07 14:00
2018-10-07 15:00
2018-10-07 16:00
2018-10-07 17:00
2018-10-07 18:00
2018-10-07 19:00
2018-10-07 20:00
2018-10-07 21:00
2018-10-07 22:00
2018-10-07 23:00
2018-10-08
2018-10-08 01:00
2018-10-08 02:00
2018-10-08 03:00
2018-10-08 04:00
2018-10-08 05:00
2018-10-08 06:00
2018-10-08 07:00
2018-10-08 08:00
2018-10-08 09:00
2018-10-08 10:00
2018-10-08 11:00
2018-10-08 12:00
2018-10-08 13:00
2018-10-08 14:00
2018-10-08 15:00
2018-10-08 16:00
2018-10-08 17:00
2018-10-08 18:00
2018-10-08 19:00
2018-10-08 20:00
2018-10-08 21:00
2018-10-08 22:00
2018-10-08 23:00
2018-10-09
2018-10-09 01:00
2018-10-09 02:00
2018-10-09 03:00
2018-10-09 04:00
2018-10-09 05:00
2018-10-09 06:00
2018-10-09 07:00
2018-10-09 08:00
2018-10-09 09:00
2018-10-09 10:00
2018-10-09 11:00
2018-10-09 12:00
2018-10-09 13:00
2018-10-09 14:00
2018-10-09 15:00
2018-10-09 16:00
2018-10-09 17:00
2018-10-09 18:00
2018-10-09 19:00
2018-10-09 20:00
2018-10-09 21:00
2018-10-09 22:00
2018-10-09 23:00
2018-10-10
2018-10-10 01:00
2018-10-10 02:00
2018-10-10 03:00
2018-10-10 04:00
2018-10-10 05:00
2018-10-10 06:00
2018-10-10 07:00
2018-10-10 08:00
2018-10-10 09:00
2018-10-10 10:00
2018-10-10 11:00
2018-10-10 12:00
2018-10-10 13:00
2018-10-10 14:00
2018-10-10 15:00
2018-10-10 16:00
2018-10-10 17:00
2018-10-10 18:00
2018-10-10 19:00
2018-10-10 20:00
2018-10-10 21:00
2018-10-10 22:00
2018-10-10 23:00
2018-10-11
2018-10-11 01:00
2018-10-11 02:00
2018-10-11 03:00
2018-10-11 04:00
2018-10-11 05:00
2018-10-11 06:00
2018-10-11 07:00
2018-10-11 08:00
2018-10-11 09:00
2018-10-11 10:00
2018-10-11 11:00
2018-10-11 12:00
2018-10-11 13:00
2018-10-11 14:00
2018-10-11 15:00
2018-10-11 16:00
2018-10-11 17:00
2018-10-11 18:00
2018-10-11 19:00
2018-10-11 20:00
2018-10-11 21:00
2018-10-11 22:00
2018-10-11 23:00
2018-10-12
2018-10-12 01:00
2018-10-12 02:00
2018-10-12 03:00
2018-10-12 04:00
2018-10-12 05:00
2018-10-12 06:00
2018-10-12 07:00
2018-10-12 08:00
2018-10-12 09:00
2018-10-12 10:00
2018-10-12 11:00
2018-10-12 12:00
2018-10-12 13:00
2018-10-12 14:00
2018-10-12 15:00
2018-10-12 16:00
2018-10-12 17:00
2018-10-12 18:00
2018-10-12 19:00
2018-10-12 20:00
2018-10-12 21:00
2018-10-12 22:00
2018-10-12 23:00
2018-10-13
2018-10-13 01:00
2018-10-13 02:00
2018-10-13 03:00
2018-10-13 04:00
2018-10-13 05:00
2018-10-13 06:00
2018-10-13 07:00
2018-10-13 08:00
2018-10-13 09:00
2018-10-13 10:00
2018-10-13 11:00
2018-10-13 12:00
2018-10-13 13:00
2018-10-13 14:00
2018-10-13 15:00
2018-10-13 16:00
2018-10-13 17:00
2018-10-13 18:00
2018-10-13 19:00
2018-10-13 20:00
2018-10-13 21:00
2018-10-13 22:00
2018-10-13 23:00
2018-10-14
2018-10-14 01:00
2018-10-14 02:00
2018-10-14 03:00
2018-10-14 04:00
2018-10-14 05:00
2018-10-14 06:00
2018-10-14 07:00
2018-10-14 08:00
2018-10-14 09:00
2018-10-14 10:00
2018-10-14 11:00
2018-10-14 12:00
2018-10-14 13:00
2018-10-14 14:00
2018-10-14 15:00
2018-10-14 16:00
2018-10-14 17:00
2018-10-14 18:00
2018-10-14 19:00
2018-10-14 20:00
2018-10-14 21:00
2018-10-14 22:00
2018-10-14 23:00
2018-10-15
2018-10-15 01:00
2018-10-15 02:00
2018-10-15 03:00
2018-10-15 04:00
2018-10-15 05:00
2018-10-15 06:00
2018-10-15 07:00
2018-10-15 08:00
2018-10-15 09:00
2018-10-15 10:00
2018-10-15 11:00
2018-10-15 12:00
2018-10-15 13:00
2018-10-15 14:00
2018-10-15 15:00
2018-10-15 16:00
2018-10-15 17:00
2018-10-15 18:00
2018-10-15 19:00
2018-10-15 20:00
2018-10-15 21:00
2018-10-15 22:00
2018-10-15 23:00
2018-10-16
2018-10-16 01:00
2018-10-16 02:00
2018-10-16 03:00
2018-10-16 04:00
2018-10-16 05:00
2018-10-16 06:00
2018-10-16 07:00
2018-10-16 08:00
2018-10-16 09:00
2018-10-16 10:00
2018-10-16 11:00
2018-10-16 12:00
2018-10-16 13:00
2018-10-16 14:00
2018-10-16 15:00
2018-10-16 16:00
2018-10-16 17:00
2018-10-16 18:00
2018-10-16 19:00
2018-10-16 20:00
2018-10-16 21:00
2018-10-16 22:00
2018-10-16 23:00
2018-10-17
2018-10-17 01:00
2018-10-17 02:00
2018-10-17 03:00
2018-10-17 04:00
2018-10-17 05:00
2018-10-17 06:00
2018-10-17 07:00
2018-10-17 08:00
2018-10-17 09:00
2018-10-17 10:00
2018-10-17 11:00
2018-10-17 12:00
2018-10-17 13:00
2018-10-17 14:00
2018-10-17 15:00
2018-10-17 16:00
2018-10-17 17:00
2018-10-17 18:00
2018-10-17 19:00
2018-10-17 20:00
2018-10-17 21:00
2018-10-17 22:00
2018-10-17 23:00
2018-10-18
2018-10-18 01:00
2018-10-18 02:00
2018-10-18 03:00
2018-10-18 04:00
2018-10-18 05:00
2018-10-18 06:00
2018-10-18 07:00
2018-10-18 08:00
2018-10-18 09:00
2018-10-18 10:00
2018-10-18 11:00
2018-10-18 12:00
2018-10-18 13:00
2018-10-18 14:00
2018-10-18 15:00
2018-10-18 16:00
2018-10-18 17:00
2018-10-18 18:00
2018-10-18 19:00
2018-10-18 20:00
2018-10-18 21:00
2018-10-18 22:00
2018-10-18 23:00
2018-10-19
2018-10-19 01:00
2018-10-19 02:00
2018-10-19 03:00
2018-10-19 04:00
2018-10-19 05:00
2018-10-19 06:00
2018-10-19 07:00
2018-10-19 08:00
2018-10-19 09:00
2018-10-19 10:00
2018-10-19 11:00
2018-10-19 12:00
2018-10-19 13:00
2018-10-19 14:00
2018-10-19 15:00
2018-10-19 16:00
2018-10-19 17:00
2018-10-19 18:00
2018-10-19 19:00
2018-10-19 20:00
2018-10-19 21:00
2018-10-19 22:00
2018-10-19 23:00
2018-10-20
2018-10-20 01:00
2018-10-20 02:00
2018-10-20 03:00
2018-10-20 04:00
2018-10-20 05:00
2018-10-20 06:00
2018-10-20 07:00
2018-10-20 08:00
2018-10-20 09:00
2018-10-20 10:00
2018-10-20 11:00
2018-10-20 12:00
2018-10-20 13:00
2018-10-20 14:00
2018-10-20 15:00
2018-10-20 16:00
2018-10-20 17:00
2018-10-20 18:00
2018-10-20 19:00
2018-10-20 20:00
2018-10-20 21:00
2018-10-20 22:00
2018-10-20 23:00
2018-10-21
2018-10-21 01:00
2018-10-21 02:00
2018-10-21 03:00
2018-10-21 04:00
2018-10-21 05:00
2018-10-21 06:00
2018-10-21 07:00
2018-10-21 08:00
2018-10-21 09:00
2018-10-21 10:00
2018-10-21 11:00
2018-10-21 12:00
2018-10-21 13:00
2018-10-21 14:00
2018-10-21 15:00
2018-10-21 16:00
2018-10-21 17:00
2018-10-21 18:00
2018-10-21 19:00
2018-10-21 20:00
2018-10-21 21:00
2018-10-21 22:00
2018-10-21 23:00
2018-10-22
2018-10-22 01:00
2018-10-22 02:00
2018-10-22 03:00
2018-10-22 04:00
2018-10-22 05:00
2018-10-22 06:00
2018-10-22 07:00
2018-10-22 08:00
2018-10-22 09:00
2018-10-22 10:00
2018-10-22 11:00
2018-10-22 12:00
2018-10-22 13:00
2018-10-22 14:00
2018-10-22 15:00
2018-10-22 16:00
2018-10-22 17:00
2018-10-22 18:00
2018-10-22 19:00
2018-10-22 20:00
2018-10-22 21:00
2018-10-22 22:00
2018-10-22 23:00
2018-10-23
2018-10-23 01:00
2018-10-23 02:00
2018-10-23 03:00
2018-10-23 04:00
2018-10-23 05:00
2018-10-23 06:00
2018-10-23 07:00
2018-10-23 08:00
2018-10-23 09:00
2018-10-23 10:00
2018-10-23 11:00
2018-10-23 12:00
2018-10-23 13:00
2018-10-23 14:00
2018-10-23 15:00
2018-10-23 16:00
2018-10-23 17:00
2018-10-23 18:00
2018-10-23 19:00
2018-10-23 20:00
2018-10-23 21:00
2018-10-23 22:00
2018-10-23 23:00
2018-10-24
2018-10-24 01:00
2018-10-24 02:00
2018-10-24 03:00
2018-10-24 04:00
2018-10-24 05:00
2018-10-24 06:00
2018-10-24 07:00
2018-10-24 08:00
2018-10-24 09:00
2018-10-24 10:00
2018-10-24 11:00
2018-10-24 12:00
2018-10-24 13:00
2018-10-24 14:00
2018-10-24 15:00
2018-10-24 16:00
2018-10-24 17:00
2018-10-24 18:00
2018-10-24 19:00
2018-10-24 20:00
2018-10-24 21:00
2018-10-24 22:00
2018-10-24 23:00
2018-10-25
2018-10-25 01:00
2018-10-25 02:00
2018-10-25 03:00
2018-10-25 04:00
2018-10-25 05:00
2018-10-25 06:00
2018-10-25 07:00
2018-10-25 08:00
2018-10-25 09:00
2018-10-25 10:00
2018-10-25 11:00
2018-10-25 12:00
2018-10-25 13:00
2018-10-25 14:00
2018-10-25 15:00
2018-10-25 16:00
2018-10-25 17:00
2018-10-25 18:00
2018-10-25 19:00
2018-10-25 20:00
2018-10-25 21:00
2018-10-25 22:00
2018-10-25 23:00
2018-10-26
2018-10-26 01:00
2018-10-26 02:00
2018-10-26 03:00
2018-10-26 04:00
2018-10-26 05:00
2018-10-26 06:00
2018-10-26 07:00
2018-10-26 08:00
2018-10-26 09:00
2018-10-26 10:00
2018-10-26 11:00
2018-10-26 12:00
2018-10-26 13:00
2018-10-26 14:00
2018-10-26 15:00
2018-10-26 16:00
2018-10-26 17:00
2018-10-26 18:00
2018-10-26 19:00
2018-10-26 20:00
2018-10-26 21:00
2018-10-26 22:00
2018-10-26 23:00
2018-10-27
2018-10-27 01:00
2018-10-27 02:00
2018-10-27 03:00
2018-10-27 04:00
2018-10-27 05:00
2018-10-27 06:00
2018-10-27 07:00
2018-10-27 08:00
2018-10-27 09:00
2018-10-27 10:00
2018-10-27 11:00
2018-10-27 12:00
2018-10-27 13:00
2018-10-27 14:00
2018-10-27 15:00
2018-10-27 16:00
2018-10-27 17:00
2018-10-27 18:00
2018-10-27 19:00
2018-10-27 20:00
2018-10-27 21:00
2018-10-27 22:00
2018-10-27 23:00
2018-10-28
2018-10-28 01:00
2018-10-28 02:00
2018-10-28 03:00
2018-10-28 04:00
2018-10-28 05:00
2018-10-28 06:00
2018-10-28 07:00
2018-10-28 08:00
2018-10-28 09:00
2018-10-28 10:00
2018-10-28 11:00
2018-10-28 12:00
2018-10-28 13:00
2018-10-28 14:00
2018-10-28 15:00
2018-10-28 16:00
2018-10-28 17:00
2018-10-28 18:00
2018-10-28 19:00
2018-10-28 20:00
2018-10-28 21:00
2018-10-28 22:00
2018-10-28 23:00
2018-10-29
2018-10-29 01:00
2018-10-29 02:00
2018-10-29 03:00
2018-10-29 04:00
2018-10-29 05:00
2018-10-29 06:00
2018-10-29 07:00
2018-10-29 08:00
2018-10-29 09:00
2018-10-29 10:00
2018-10-29 11:00
2018-10-29 12:00
2018-10-29 13:00
2018-10-29 14:00
2018-10-29 15:00
2018-10-29 16:00
2018-10-29 17:00
2018-10-29 18:00
2018-10-29 19:00
2018-10-29 20:00
2018-10-29 21:00
2018-10-29 22:00
2018-10-29 23:00
2018-10-30
2018-10-30 01:00
2018-10-30 02:00
2018-10-30 03:00
2018-10-30 04:00
2018-10-30 05:00
2018-10-30 06:00
2018-10-30 07:00
2018-10-30 08:00
2018-10-30 09:00
2018-10-30 10:00
2018-10-30 11:00
2018-10-30 12:00
2018-10-30 13:00
2018-10-30 14:00
2018-10-30 15:00
2018-10-30 16:00
2018-10-30 17:00
2018-10-30 18:00
2018-10-30 19:00
2018-10-30 20:00
2018-10-30 21:00
2018-10-30 22:00
2018-10-30 23:00
2018-10-31
2018-10-31 01:00
2018-10-31 02:00
2018-10-31 03:00
2018-10-31 04:00
2018-10-31 05:00
2018-10-31 06:00
2018-10-31 07:00
2018-10-31 08:00
2018-10-31 09:00
2018-10-31 10:00
2018-10-31 11:00
2018-10-31 12:00
2018-10-31 13:00
2018-10-31 14:00
2018-10-31 15:00
2018-10-31 16:00
2018-10-31 17:00
2018-10-31 18:00
2018-10-31 19:00
2018-10-31 20:00
2018-10-31 21:00
2018-10-31 22:00
2018-10-31 23:00
2018-11-01
2018-11-01 01:00
2018-11-01 02:00
2018-11-01 03:00
2018-11-01 04:00
2018-11-01 05:00
2018-11-01 06:00
2018-11-01 07:00
2018-11-01 08:00
2018-11-01 09:00
2018-11-01 10:00
2018-11-01 11:00
2018-11-01 12:00
2018-11-01 13:00
2018-11-01 14:00
2018-11-01 15:00
2018-11-01 16:00
2018-11-01 17:00
2018-11-01 18:00
2018-11-01 19:00
2018-11-01 20:00
2018-11-01 21:00
2018-11-01 22:00
2018-11-01 23:00
2018-11-02
2018-11-02 01:00
2018-11-02 02:00
2018-11-02 03:00
2018-11-02 04:00
2018-11-02 05:00
2018-11-02 06:00
2018-11-02 07:00
2018-11-02 08:00
2018-11-02 09:00
2018-11-02 10:00
2018-11-02 11:00
2018-11-02 12:00
2018-11-02 13:00
2018-11-02 14:00
2018-11-02 15:00
2018-11-02 16:00
2018-11-02 17:00
2018-11-02 18:00
2018-11-02 19:00
2018-11-02 20:00
2018-11-02 21:00
2018-11-02 22:00
2018-11-02 23:00
2018-11-03
2018-11-03 01:00
2018-11-03 02:00
2018-11-03 03:00
2018-11-03 04:00
2018-11-03 05:00
2018-11-03 06:00
2018-11-03 07:00
2018-11-03 08:00
2018-11-03 09:00
2018-11-03 10:00
2018-11-03 11:00
2018-11-03 12:00
2018-11-03 13:00
2018-11-03 14:00
2018-11-03 15:00
2018-11-03 16:00
2018-11-03 17:00
2018-11-03 18:00
2018-11-03 19:00
2018-11-03 20:00
2018-11-03 21:00
2018-11-03 22:00
2018-11-03 23:00
2018-11-04
2018-11-04 01:00
2018-11-04 02:00
2018-11-04 03:00
2018-11-04 04:00
2018-11-04 05:00
2018-11-04 06:00
2018-11-04 07:00
2018-11-04 08:00
2018-11-04 09:00
2018-11-04 10:00
2018-11-04 11:00
2018-11-04 12:00
2018-11-04 13:00
2018-11-04 14:00
2018-11-04 15:00
2018-11-04 16:00
2018-11-04 17:00
2018-11-04 18:00
2018-11-04 19:00
2018-11-04 20:00
2018-11-04 21:00
2018-11-04 22:00
2018-11-04 23:00
2018-11-05
2018-11-05 01:00
2018-11-05 02:00
2018-11-05 03:00
2018-11-05 04:00
2018-11-05 05:00
2018-11-05 06:00
2018-11-05 07:00
2018-11-05 08:00
2018-11-05 09:00
2018-11-05 10:00
2018-11-05 11:00
2018-11-05 12:00
2018-11-05 13:00
2018-11-05 14:00
2018-11-05 15:00
2018-11-05 16:00
2018-11-05 17:00
2018-11-05 18:00
2018-11-05 19:00
2018-11-05 20:00
2018-11-05 21:00
2018-11-05 22:00
2018-11-05 23:00
2018-11-06
2018-11-06 01:00
2018-11-06 02:00
2018-11-06 03:00
2018-11-06 04:00
2018-11-06 05:00
2018-11-06 06:00
2018-11-06 07:00
2018-11-06 08:00
2018-11-06 09:00
2018-11-06 10:00
2018-11-06 11:00
2018-11-06 12:00
2018-11-06 13:00
2018-11-06 14:00
2018-11-06 15:00
2018-11-06 16:00
2018-11-06 17:00
2018-11-06 18:00
2018-11-06 19:00
2018-11-06 20:00
2018-11-06 21:00
2018-11-06 22:00
2018-11-06 23:00
2018-11-07
2018-11-07 01:00
2018-11-07 02:00
2018-11-07 03:00
2018-11-07 04:00
2018-11-07 05:00
2018-11-07 06:00
2018-11-07 07:00
2018-11-07 08:00
2018-11-07 09:00
2018-11-07 10:00
2018-11-07 11:00
2018-11-07 12:00
2018-11-07 13:00
2018-11-07 14:00
2018-11-07 15:00
2018-11-07 16:00
2018-11-07 17:00
2018-11-07 18:00
2018-11-07 19:00
2018-11-07 20:00
2018-11-07 21:00
2018-11-07 22:00
2018-11-07 23:00
2018-11-08
2018-11-08 01:00
2018-11-08 02:00
2018-11-08 03:00
2018-11-08 04:00
2018-11-08 05:00
2018-11-08 06:00
2018-11-08 07:00
2018-11-08 08:00
2018-11-08 09:00
2018-11-08 10:00
2018-11-08 11:00
2018-11-08 12:00
2018-11-08 13:00
2018-11-08 14:00
2018-11-08 15:00
2018-11-08 16:00
2018-11-08 17:00
2018-11-08 18:00
2018-11-08 19:00
2018-11-08 20:00
2018-11-08 21:00
2018-11-08 22:00
2018-11-08 23:00
2018-11-09
2018-11-09 01:00
2018-11-09 02:00
2018-11-09 03:00
2018-11-09 04:00
2018-11-09 05:00
2018-11-09 06:00
2018-11-09 07:00
2018-11-09 08:00
2018-11-09 09:00
2018-11-09 10:00
2018-11-09 11:00
2018-11-09 12:00
2018-11-09 13:00
2018-11-09 14:00
2018-11-09 15:00
2018-11-09 16:00
2018-11-09 17:00
2018-11-09 18:00
2018-11-09 19:00
2018-11-09 20:00
2018-11-09 21:00
2018-11-09 22:00
2018-11-09 23:00
2018-11-10
2018-11-10 01:00
2018-11-10 02:00
2018-11-10 03:00
2018-11-10 04:00
2018-11-10 05:00
2018-11-10 06:00
2018-11-10 07:00
2018-11-10 08:00
2018-11-10 09:00
2018-11-10 10:00
2018-11-10 11:00
2018-11-10 12:00
2018-11-10 13:00
2018-11-10 14:00
2018-11-10 15:00
2018-11-10 16:00
2018-11-10 17:00
2018-11-10 18:00
2018-11-10 19:00
2018-11-10 20:00
2018-11-10 21:00
2018-11-10 22:00
2018-11-10 23:00
2018-11-11
2018-11-11 01:00
2018-11-11 02:00
2018-11-11 03:00
2018-11-11 04:00
2018-11-11 05:00
2018-11-11 06:00
2018-11-11 07:00
2018-11-11 08:00
2018-11-11 09:00
2018-11-11 10:00
2018-11-11 11:00
2018-11-11 12:00
2018-11-11 13:00
2018-11-11 14:00
2018-11-11 15:00
2018-11-11 16:00
2018-11-11 17:00
2018-11-11 18:00
2018-11-11 19:00
2018-11-11 20:00
2018-11-11 21:00
2018-11-11 22:00
2018-11-11 23:00
2018-11-12
2018-11-12 01:00
2018-11-12 02:00
2018-11-12 03:00
2018-11-12 04:00
2018-11-12 05:00
2018-11-12 06:00
2018-11-12 07:00
2018-11-12 08:00
2018-11-12 09:00
2018-11-12 10:00
2018-11-12 11:00
2018-11-12 12:00
2018-11-12 13:00
2018-11-12 14:00
2018-11-12 15:00
2018-11-12 16:00
2018-11-12 17:00
2018-11-12 18:00
2018-11-12 19:00
2018-11-12 20:00
2018-11-12 21:00
2018-11-12 22:00
2018-11-12 23:00
2018-11-13
2018-11-13 01:00
2018-11-13 02:00
2018-11-13 03:00
2018-11-13 04:00
2018-11-13 05:00
2018-11-13 06:00
2018-11-13 07:00
2018-11-13 08:00
2018-11-13 09:00
2018-11-13 10:00
2018-11-13 11:00
2018-11-13 12:00
2018-11-13 13:00
2018-11-13 14:00
2018-11-13 15:00
2018-11-13 16:00
2018-11-13 17:00
2018-11-13 18:00
2018-11-13 19:00
2018-11-13 20:00
2018-11-13 21:00
2018-11-13 22:00
2018-11-13 23:00
2018-11-14
2018-11-14 01:00
2018-11-14 02:00
2018-11-14 03:00
2018-11-14 04:00
2018-11-14 05:00
2018-11-14 06:00
2018-11-14 07:00
2018-11-14 08:00
2018-11-14 09:00
2018-11-14 10:00
2018-11-14 11:00
2018-11-14 12:00
2018-11-14 13:00
2018-11-14 14:00
2018-11-14 15:00
2018-11-14 16:00
2018-11-14 17:00
2018-11-14 18:00
2018-11-14 19:00
2018-11-14 20:00
2018-11-14 21:00
2018-11-14 22:00
2018-11-14 23:00
2018-11-15
2018-11-15 01:00
2018-11-15 02:00
2018-11-15 03:00
2018-11-15 04:00
2018-11-15 05:00
2018-11-15 06:00
2018-11-15 07:00
2018-11-15 08:00
2018-11-15 09:00
2018-11-15 10:00
2018-11-15 11:00
2018-11-15 12:00
2018-11-15 13:00
2018-11-15 14:00
2018-11-15 15:00
2018-11-15 16:00
2018-11-15 17:00
2018-11-15 18:00
2018-11-15 19:00
2018-11-15 20:00
2018-11-15 21:00
2018-11-15 22:00
2018-11-15 23:00
2018-11-16
2018-11-16 01:00
2018-11-16 02:00
2018-11-16 03:00
2018-11-16 04:00
2018-11-16 05:00
2018-11-16 06:00
2018-11-16 07:00
2018-11-16 08:00
2018-11-16 09:00
2018-11-16 10:00
2018-11-16 11:00
2018-11-16 12:00
2018-11-16 13:00
2018-11-16 14:00
2018-11-16 15:00
2018-11-16 16:00
2018-11-16 17:00
2018-11-16 18:00
2018-11-16 19:00
2018-11-16 20:00
2018-11-16 21:00
2018-11-16 22:00
2018-11-16 23:00
2018-11-17
2018-11-17 01:00
2018-11-17 02:00
2018-11-17 03:00
2018-11-17 04:00
2018-11-17 05:00
2018-11-17 06:00
2018-11-17 07:00
2018-11-17 08:00
2018-11-17 09:00
2018-11-17 10:00
2018-11-17 11:00
2018-11-17 12:00
2018-11-17 13:00
2018-11-17 14:00
2018-11-17 15:00
2018-11-17 16:00
2018-11-17 17:00
2018-11-17 18:00
2018-11-17 19:00
2018-11-17 20:00
2018-11-17 21:00
2018-11-17 22:00
2018-11-17 23:00
2018-11-18
2018-11-18 01:00
2018-11-18 02:00
2018-11-18 03:00
2018-11-18 04:00
2018-11-18 05:00
2018-11-18 06:00
2018-11-18 07:00
2018-11-18 08:00
2018-11-18 09:00
2018-11-18 10:00
2018-11-18 11:00
2018-11-18 12:00
2018-11-18 13:00
2018-11-18 14:00
2018-11-18 15:00
2018-11-18 16:00
2018-11-18 17:00
2018-11-18 18:00
2018-11-18 19:00
2018-11-18 20:00
2018-11-18 21:00
2018-11-18 22:00
2018-11-18 23:00
2018-11-19
2018-11-19 01:00
2018-11-19 02:00
2018-11-19 03:00
2018-11-19 04:00
2018-11-19 05:00
2018-11-19 06:00
2018-11-19 07:00
2018-11-19 08:00
2018-11-19 09:00
2018-11-19 10:00
2018-11-19 11:00
2018-11-19 12:00
2018-11-19 13:00
2018-11-19 14:00
2018-11-19 15:00
2018-11-19 16:00
2018-11-19 17:00
2018-11-19 18:00
2018-11-19 19:00
2018-11-19 20:00
2018-11-19 21:00
2018-11-19 22:00
2018-11-19 23:00
2018-11-20
2018-11-20 01:00
2018-11-20 02:00
2018-11-20 03:00
2018-11-20 04:00
2018-11-20 05:00
2018-11-20 06:00
2018-11-20 07:00
2018-11-20 08:00
2018-11-20 09:00
2018-11-20 10:00
2018-11-20 11:00
2018-11-20 12:00
2018-11-20 13:00
2018-11-20 14:00
2018-11-20 15:00
2018-11-20 16:00
2018-11-20 17:00
2018-11-20 18:00
2018-11-20 19:00
2018-11-20 20:00
2018-11-20 21:00
2018-11-20 22:00
2018-11-20 23:00
2018-11-21
2018-11-21 01:00
2018-11-21 02:00
2018-11-21 03:00
2018-11-21 04:00
2018-11-21 05:00
2018-11-21 06:00
2018-11-21 07:00
2018-11-21 08:00
2018-11-21 09:00
2018-11-21 10:00
2018-11-21 11:00
2018-11-21 12:00
2018-11-21 13:00
2018-11-21 14:00
2018-11-21 15:00
2018-11-21 16:00
2018-11-21 17:00
2018-11-21 18:00
2018-11-21 19:00
2018-11-21 20:00
2018-11-21 21:00
2018-11-21 22:00
2018-11-21 23:00
2018-11-22
2018-11-22 01:00
2018-11-22 02:00
2018-11-22 03:00
2018-11-22 04:00
2018-11-22 05:00
2018-11-22 06:00
2018-11-22 07:00
2018-11-22 08:00
2018-11-22 09:00
2018-11-22 10:00
2018-11-22 11:00
2018-11-22 12:00
2018-11-22 13:00
2018-11-22 14:00
2018-11-22 15:00
2018-11-22 16:00
2018-11-22 17:00
2018-11-22 18:00
2018-11-22 19:00
2018-11-22 20:00
2018-11-22 21:00
2018-11-22 22:00
2018-11-22 23:00
2018-11-23
2018-11-23 01:00
2018-11-23 02:00
2018-11-23 03:00
2018-11-23 04:00
2018-11-23 05:00
2018-11-23 06:00
2018-11-23 07:00
2018-11-23 08:00
2018-11-23 09:00
2018-11-23 10:00
2018-11-23 11:00
2018-11-23 12:00
2018-11-23 13:00
2018-11-23 14:00
2018-11-23 15:00
2018-11-23 16:00
2018-11-23 17:00
2018-11-23 18:00
2018-11-23 19:00
2018-11-23 20:00
2018-11-23 21:00
2018-11-23 22:00
2018-11-23 23:00
2018-11-24
2018-11-24 01:00
2018-11-24 02:00
2018-11-24 03:00
2018-11-24 04:00
2018-11-24 05:00
2018-11-24 06:00
2018-11-24 07:00
2018-11-24 08:00
2018-11-24 09:00
2018-11-24 10:00
2018-11-24 11:00
2018-11-24 12:00
2018-11-24 13:00
2018-11-24 14:00
2018-11-24 15:00
2018-11-24 16:00
2018-11-24 17:00
2018-11-24 18:00
2018-11-24 19:00
2018-11-24 20:00
2018-11-24 21:00
2018-11-24 22:00
2018-11-24 23:00
2018-11-25
2018-11-25 01:00
2018-11-25 02:00
2018-11-25 03:00
2018-11-25 04:00
2018-11-25 05:00
2018-11-25 06:00
2018-11-25 07:00
2018-11-25 08:00
2018-11-25 09:00
2018-11-25 10:00
2018-11-25 11:00
2018-11-25 12:00
2018-11-25 13:00
2018-11-25 14:00
2018-11-25 15:00
2018-11-25 16:00
2018-11-25 17:00
2018-11-25 18:00
2018-11-25 19:00
2018-11-25 20:00
2018-11-25 21:00
2018-11-25 22:00
2018-11-25 23:00
2018-11-26
2018-11-26 01:00
2018-11-26 02:00
2018-11-26 03:00
2018-11-26 04:00
2018-11-26 05:00
2018-11-26 06:00
2018-11-26 07:00
2018-11-26 08:00
2018-11-26 09:00
2018-11-26 10:00
2018-11-26 11:00
2018-11-26 12:00
2018-11-26 13:00
2018-11-26 14:00
2018-11-26 15:00
2018-11-26 16:00
2018-11-26 17:00
2018-11-26 18:00
2018-11-26 19:00
2018-11-26 20:00
2018-11-26 21:00
2018-11-26 22:00
2018-11-26 23:00
2018-11-27
2018-11-27 01:00
2018-11-27 02:00
2018-11-27 03:00
2018-11-27 04:00
2018-11-27 05:00
2018-11-27 06:00
2018-11-27 07:00
2018-11-27 08:00
2018-11-27 09:00
2018-11-27 10:00
2018-11-27 11:00
2018-11-27 12:00
2018-11-27 13:00
2018-11-27 14:00
2018-11-27 15:00
2018-11-27 16:00
2018-11-27 17:00
2018-11-27 18:00
2018-11-27 19:00
2018-11-27 20:00
2018-11-27 21:00
2018-11-27 22:00
2018-11-27 23:00
2018-11-28
2018-11-28 01:00
2018-11-28 02:00
2018-11-28 03:00
2018-11-28 04:00
2018-11-28 05:00
2018-11-28 06:00
2018-11-28 07:00
2018-11-28 08:00
2018-11-28 09:00
2018-11-28 10:00
2018-11-28 11:00
2018-11-28 12:00
2018-11-28 13:00
2018-11-28 14:00
2018-11-28 15:00
2018-11-28 16:00
2018-11-28 17:00
2018-11-28 18:00
2018-11-28 19:00
2018-11-28 20:00
2018-11-28 21:00
2018-11-28 22:00
2018-11-28 23:00
2018-11-29
2018-11-29 01:00
2018-11-29 02:00
2018-11-29 03:00
2018-11-29 04:00
2018-11-29 05:00
2018-11-29 06:00
2018-11-29 07:00
2018-11-29 08:00
2018-11-29 09:00
2018-11-29 10:00
2018-11-29 11:00
2018-11-29 12:00
2018-11-29 13:00
2018-11-29 14:00
2018-11-29 15:00
2018-11-29 16:00
2018-11-29 17:00
2018-11-29 18:00
2018-11-29 19:00
2018-11-29 20:00
2018-11-29 21:00
2018-11-29 22:00
2018-11-29 23:00
2018-11-30
2018-11-30 01:00
2018-11-30 02:00
2018-11-30 03:00
2018-11-30 04:00
2018-11-30 05:00
2018-11-30 06:00
2018-11-30 07:00
2018-11-30 08:00
2018-11-30 09:00
2018-11-30 10:00
2018-11-30 11:00
2018-11-30 12:00
2018-11-30 13:00
2018-11-30 14:00
2018-11-30 15:00
2018-11-30 16:00
2018-11-30 17:00
2018-11-30 18:00
2018-11-30 19:00
2018-11-30 20:00
2018-11-30 21:00
2018-11-30 22:00
2018-11-30 23:00
2018-12-01
2018-12-01 01:00
2018-12-01 02:00
2018-12-01 03:00
2018-12-01 04:00
2018-12-01 05:00
2018-12-01 06:00
2018-12-01 07:00
2018-12-01 08:00
2018-12-01 09:00
2018-12-01 10:00
2018-12-01 11:00
2018-12-01 12:00
2018-12-01 13:00
2018-12-01 14:00
2018-12-01 15:00
2018-12-01 16:00
2018-12-01 17:00
2018-12-01 18:00
2018-12-01 19:00
2018-12-01 20:00
2018-12-01 21:00
2018-12-01 22:00
2018-12-01 23:00
2018-12-02
2018-12-02 01:00
2018-12-02 02:00
2018-12-02 03:00
2018-12-02 04:00
2018-12-02 05:00
2018-12-02 06:00
2018-12-02 07:00
2018-12-02 08:00
2018-12-02 09:00
2018-12-02 10:00
2018-12-02 11:00
2018-12-02 12:00
2018-12-02 13:00
2018-12-02 14:00
2018-12-02 15:00
2018-12-02 16:00
2018-12-02 17:00
2018-12-02 18:00
2018-12-02 19:00
2018-12-02 20:00
2018-12-02 21:00
2018-12-02 22:00
2018-12-02 23:00
2018-12-03
2018-12-03 01:00
2018-12-03 02:00
2018-12-03 03:00
2018-12-03 04:00
2018-12-03 05:00
2018-12-03 06:00
2018-12-03 07:00
2018-12-03 08:00
2018-12-03 09:00
2018-12-03 10:00
2018-12-03 11:00
2018-12-03 12:00
2018-12-03 13:00
2018-12-03 14:00
2018-12-03 15:00
2018-12-03 16:00
2018-12-03 17:00
2018-12-03 18:00
2018-12-03 19:00
2018-12-03 20:00
2018-12-03 21:00
2018-12-03 22:00
2018-12-03 23:00
2018-12-04
2018-12-04 01:00
2018-12-04 02:00
2018-12-04 03:00
2018-12-04 04:00
2018-12-04 05:00
2018-12-04 06:00
2018-12-04 07:00
2018-12-04 08:00
2018-12-04 09:00
2018-12-04 10:00
2018-12-04 11:00
2018-12-04 12:00
2018-12-04 13:00
2018-12-04 14:00
2018-12-04 15:00
2018-12-04 16:00
2018-12-04 17:00
2018-12-04 18:00
2018-12-04 19:00
2018-12-04 20:00
2018-12-04 21:00
2018-12-04 22:00
2018-12-04 23:00
2018-12-05
2018-12-05 01:00
2018-12-05 02:00
2018-12-05 03:00
2018-12-05 04:00
2018-12-05 05:00
2018-12-05 06:00
2018-12-05 07:00
2018-12-05 08:00
2018-12-05 09:00
2018-12-05 10:00
2018-12-05 11:00
2018-12-05 12:00
2018-12-05 13:00
2018-12-05 14:00
2018-12-05 15:00
2018-12-05 16:00
2018-12-05 17:00
2018-12-05 18:00
2018-12-05 19:00
2018-12-05 20:00
2018-12-05 21:00
2018-12-05 22:00
2018-12-05 23:00
2018-12-06
2018-12-06 01:00
2018-12-06 02:00
2018-12-06 03:00
2018-12-06 04:00
2018-12-06 05:00
2018-12-06 06:00
2018-12-06 07:00
2018-12-06 08:00
2018-12-06 09:00
2018-12-06 10:00
2018-12-06 11:00
2018-12-06 12:00
2018-12-06 13:00
2018-12-06 14:00
2018-12-06 15:00
2018-12-06 16:00
2018-12-06 17:00
2018-12-06 18:00
2018-12-06 19:00
2018-12-06 20:00
2018-12-06 21:00
2018-12-06 22:00
2018-12-06 23:00
2018-12-07
2018-12-07 01:00
2018-12-07 02:00
2018-12-07 03:00
2018-12-07 04:00
2018-12-07 05:00
2018-12-07 06:00
2018-12-07 07:00
2018-12-07 08:00
2018-12-07 09:00
2018-12-07 10:00
2018-12-07 11:00
2018-12-07 12:00
2018-12-07 13:00
2018-12-07 14:00
2018-12-07 15:00
2018-12-07 16:00
2018-12-07 17:00
2018-12-07 18:00
2018-12-07 19:00
2018-12-07 20:00
2018-12-07 21:00
2018-12-07 22:00
2018-12-07 23:00
2018-12-08
2018-12-08 01:00
2018-12-08 02:00
2018-12-08 03:00
2018-12-08 04:00
2018-12-08 05:00
2018-12-08 06:00
2018-12-08 07:00
2018-12-08 08:00
2018-12-08 09:00
2018-12-08 10:00
2018-12-08 11:00
2018-12-08 12:00
2018-12-08 13:00
2018-12-08 14:00
2018-12-08 15:00
2018-12-08 16:00
2018-12-08 17:00
2018-12-08 18:00
2018-12-08 19:00
2018-12-08 20:00
2018-12-08 21:00
2018-12-08 22:00
2018-12-08 23:00
2018-12-09
2018-12-09 01:00
2018-12-09 02:00
2018-12-09 03:00
2018-12-09 04:00
2018-12-09 05:00
2018-12-09 06:00
2018-12-09 07:00
2018-12-09 08:00
2018-12-09 09:00
2018-12-09 10:00
2018-12-09 11:00
2018-12-09 12:00
2018-12-09 13:00
2018-12-09 14:00
2018-12-09 15:00
2018-12-09 16:00
2018-12-09 17:00
2018-12-09 18:00
2018-12-09 19:00
2018-12-09 20:00
2018-12-09 21:00
2018-12-09 22:00
2018-12-09 23:00
2018-12-10
2018-12-10 01:00
2018-12-10 02:00
2018-12-10 03:00
2018-12-10 04:00
2018-12-10 05:00
2018-12-10 06:00
2018-12-10 07:00
2018-12-10 08:00
2018-12-10 09:00
2018-12-10 10:00
2018-12-10 11:00
2018-12-10 12:00
2018-12-10 13:00
2018-12-10 14:00
2018-12-10 15:00
2018-12-10 16:00
2018-12-10 17:00
2018-12-10 18:00
2018-12-10 19:00
2018-12-10 20:00
2018-12-10 21:00
2018-12-10 22:00
2018-12-10 23:00
2018-12-11
2018-12-11 01:00
2018-12-11 02:00
2018-12-11 03:00
2018-12-11 04:00
2018-12-11 05:00
2018-12-11 06:00
2018-12-11 07:00
2018-12-11 08:00
2018-12-11 09:00
2018-12-11 10:00
2018-12-11 11:00
2018-12-11 12:00
2018-12-11 13:00
2018-12-11 14:00
2018-12-11 15:00
2018-12-11 16:00
2018-12-11 17:00
2018-12-11 18:00
2018-12-11 19:00
2018-12-11 20:00
2018-12-11 21:00
2018-12-11 22:00
2018-12-11 23:00
2018-12-12
2018-12-12 01:00
2018-12-12 02:00
2018-12-12 03:00
2018-12-12 04:00
2018-12-12 05:00
2018-12-12 06:00
2018-12-12 07:00
2018-12-12 08:00
2018-12-12 09:00
2018-12-12 10:00
2018-12-12 11:00
2018-12-12 12:00
2018-12-12 13:00
2018-12-12 14:00
2018-12-12 15:00
2018-12-12 16:00
2018-12-12 17:00
2018-12-12 18:00
2018-12-12 19:00
2018-12-12 20:00
2018-12-12 21:00
2018-12-12 22:00
2018-12-12 23:00
2018-12-13
2018-12-13 01:00
2018-12-13 02:00
2018-12-13 03:00
2018-12-13 04:00
2018-12-13 05:00
2018-12-13 06:00
2018-12-13 07:00
2018-12-13 08:00
2018-12-13 09:00
2018-12-13 10:00
2018-12-13 11:00
2018-12-13 12:00
2018-12-13 13:00
2018-12-13 14:00
2018-12-13 15:00
2018-12-13 16:00
2018-12-13 17:00
2018-12-13 18:00
2018-12-13 19:00
2018-12-13 20:00
2018-12-13 21:00
2018-12-13 22:00
2018-12-13 23:00
2018-12-14
2018-12-14 01:00
2018-12-14 02:00
2018-12-14 03:00
2018-12-14 04:00
2018-12-14 05:00
2018-12-14 06:00
2018-12-14 07:00
2018-12-14 08:00
2018-12-14 09:00
2018-12-14 10:00
2018-12-14 11:00
2018-12-14 12:00
2018-12-14 13:00
2018-12-14 14:00
2018-12-14 15:00
2018-12-14 16:00
2018-12-14 17:00
2018-12-14 18:00
2018-12-14 19:00
2018-12-14 20:00
2018-12-14 21:00
2018-12-14 22:00
2018-12-14 23:00
2018-12-15
2018-12-15 01:00
2018-12-15 02:00
2018-12-15 03:00
2018-12-15 04:00
2018-12-15 05:00
2018-12-15 06:00
2018-12-15 07:00
2018-12-15 08:00
2018-12-15 09:00
2018-12-15 10:00
2018-12-15 11:00
2018-12-15 12:00
2018-12-15 13:00
2018-12-15 14:00
2018-12-15 15:00
2018-12-15 16:00
2018-12-15 17:00
2018-12-15 18:00
2018-12-15 19:00
2018-12-15 20:00
2018-12-15 21:00
2018-12-15 22:00
2018-12-15 23:00
2018-12-16
2018-12-16 01:00
2018-12-16 02:00
2018-12-16 03:00
2018-12-16 04:00
2018-12-16 05:00
2018-12-16 06:00
2018-12-16 07:00
2018-12-16 08:00
2018-12-16 09:00
2018-12-16 10:00
2018-12-16 11:00
2018-12-16 12:00
2018-12-16 13:00
2018-12-16 14:00
2018-12-16 15:00
2018-12-16 16:00
2018-12-16 17:00
2018-12-16 18:00
2018-12-16 19:00
2018-12-16 20:00
2018-12-16 21:00
2018-12-16 22:00
2018-12-16 23:00
2018-12-17
2018-12-17 01:00
2018-12-17 02:00
2018-12-17 03:00
2018-12-17 04:00
2018-12-17 05:00
2018-12-17 06:00
2018-12-17 07:00
2018-12-17 08:00
2018-12-17 09:00
2018-12-17 10:00
2018-12-17 11:00
2018-12-17 12:00
2018-12-17 13:00
2018-12-17 14:00
2018-12-17 15:00
2018-12-17 16:00
2018-12-17 17:00
2018-12-17 18:00
2018-12-17 19:00
2018-12-17 20:00
2018-12-17 21:00
2018-12-17 22:00
2018-12-17 23:00
2018-12-18
2018-12-18 01:00
2018-12-18 02:00
2018-12-18 03:00
2018-12-18 04:00
2018-12-18 05:00
2018-12-18 06:00
2018-12-18 07:00
2018-12-18 08:00
2018-12-18 09:00
2018-12-18 10:00
2018-12-18 11:00
2018-12-18 12:00
2018-12-18 13:00
2018-12-18 14:00
2018-12-18 15:00
2018-12-18 16:00
2018-12-18 17:00
2018-12-18 18:00
2018-12-18 19:00
2018-12-18 20:00
2018-12-18 21:00
2018-12-18 22:00
2018-12-18 23:00
2018-12-19
2018-12-19 01:00
2018-12-19 02:00
2018-12-19 03:00
2018-12-19 04:00
2018-12-19 05:00
2018-12-19 06:00
2018-12-19 07:00
2018-12-19 08:00
2018-12-19 09:00
2018-12-19 10:00
2018-12-19 11:00
2018-12-19 12:00
2018-12-19 13:00
2018-12-19 14:00
2018-12-19 15:00
2018-12-19 16:00
2018-12-19 17:00
2018-12-19 18:00
2018-12-19 19:00
2018-12-19 20:00
2018-12-19 21:00
2018-12-19 22:00
2018-12-19 23:00
2018-12-20
2018-12-20 01:00
2018-12-20 02:00
2018-12-20 03:00
2018-12-20 04:00
2018-12-20 05:00
2018-12-20 06:00
2018-12-20 07:00
2018-12-20 08:00
2018-12-20 09:00
2018-12-20 10:00
2018-12-20 11:00
2018-12-20 12:00
2018-12-20 13:00
2018-12-20 14:00
2018-12-20 15:00
2018-12-20 16:00
2018-12-20 17:00
2018-12-20 18:00
2018-12-20 19:00
2018-12-20 20:00
2018-12-20 21:00
2018-12-20 22:00
2018-12-20 23:00
2018-12-21
2018-12-21 01:00
2018-12-21 02:00
2018-12-21 03:00
2018-12-21 04:00
2018-12-21 05:00
2018-12-21 06:00
2018-12-21 07:00
2018-12-21 08:00
2018-12-21 09:00
2018-12-21 10:00
2018-12-21 11:00
2018-12-21 12:00
2018-12-21 13:00
2018-12-21 14:00
2018-12-21 15:00
2018-12-21 16:00
2018-12-21 17:00
2018-12-21 18:00
2018-12-21 19:00
2018-12-21 20:00
2018-12-21 21:00
2018-12-21 22:00
2018-12-21 23:00
2018-12-22
2018-12-22 01:00
2018-12-22 02:00
2018-12-22 03:00
2018-12-22 04:00
2018-12-22 05:00
2018-12-22 06:00
2018-12-22 07:00
2018-12-22 08:00
2018-12-22 09:00
2018-12-22 10:00
2018-12-22 11:00
2018-12-22 12:00
2018-12-22 13:00
2018-12-22 14:00
2018-12-22 15:00
2018-12-22 16:00
2018-12-22 17:00
2018-12-22 18:00
2018-12-22 19:00
2018-12-22 20:00
2018-12-22 21:00
2018-12-22 22:00
2018-12-22 23:00
2018-12-23
2018-12-23 01:00
2018-12-23 02:00
2018-12-23 03:00
2018-12-23 04:00
2018-12-23 05:00
2018-12-23 06:00
2018-12-23 07:00
2018-12-23 08:00
2018-12-23 09:00
2018-12-23 10:00
2018-12-23 11:00
2018-12-23 12:00
2018-12-23 13:00
2018-12-23 14:00
2018-12-23 15:00
2018-12-23 16:00
2018-12-23 17:00
2018-12-23 18:00
2018-12-23 19:00
2018-12-23 20:00
2018-12-23 21:00
2018-12-23 22:00
2018-12-23 23:00
2018-12-24
2018-12-24 01:00
2018-12-24 02:00
2018-12-24 03:00
2018-12-24 04:00
2018-12-24 05:00
2018-12-24 06:00
2018-12-24 07:00
2018-12-24 08:00
2018-12-24 09:00
2018-12-24 10:00
2018-12-24 11:00
2018-12-24 12:00
2018-12-24 13:00
2018-12-24 14:00
2018-12-24 15:00
2018-12-24 16:00
2018-12-24 17:00
2018-12-24 18:00
2018-12-24 19:00
2018-12-24 20:00
2018-12-24 21:00
2018-12-24 22:00
2018-12-24 23:00
2018-12-25
2018-12-25 01:00
2018-12-25 02:00
2018-12-25 03:00
2018-12-25 04:00
2018-12-25 05:00
2018-12-25 06:00
2018-12-25 07:00
2018-12-25 08:00
2018-12-25 09:00
2018-12-25 10:00
2018-12-25 11:00
2018-12-25 12:00
2018-12-25 13:00
2018-12-25 14:00
2018-12-25 15:00
2018-12-25 16:00
2018-12-25 17:00
2018-12-25 18:00
2018-12-25 19:00
2018-12-25 20:00
2018-12-25 21:00
2018-12-25 22:00
2018-12-25 23:00
2018-12-26
2018-12-26 01:00
2018-12-26 02:00
2018-12-26 03:00
2018-12-26 04:00
2018-12-26 05:00
2018-12-26 06:00
2018-12-26 07:00
2018-12-26 08:00
2018-12-26 09:00
2018-12-26 10:00
2018-12-26 11:00
2018-12-26 12:00
2018-12-26 13:00
2018-12-26 14:00
2018-12-26 15:00
2018-12-26 16:00
2018-12-26 17:00
2018-12-26 18:00
2018-12-26 19:00
2018-12-26 20:00
2018-12-26 21:00
2018-12-26 22:00
2018-12-26 23:00
2018-12-27
2018-12-27 01:00
2018-12-27 02:00
2018-12-27 03:00
2018-12-27 04:00
2018-12-27 05:00
2018-12-27 06:00
2018-12-27 07:00
2018-12-27 08:00
2018-12-27 09:00
2018-12-27 10:00
2018-12-27 11:00
2018-12-27 12:00
2018-12-27 13:00
2018-12-27 14:00
2018-12-27 15:00
2018-12-27 16:00
2018-12-27 17:00
2018-12-27 18:00
2018-12-27 19:00
2018-12-27 20:00
2018-12-27 21:00
2018-12-27 22:00
2018-12-27 23:00
2018-12-28
2018-12-28 01:00
2018-12-28 02:00
2018-12-28 03:00
2018-12-28 04:00
2018-12-28 05:00
2018-12-28 06:00
2018-12-28 07:00
2018-12-28 08:00
2018-12-28 09:00
2018-12-28 10:00
2018-12-28 11:00
2018-12-28 12:00
2018-12-28 13:00
2018-12-28 14:00
2018-12-28 15:00
2018-12-28 16:00
2018-12-28 17:00
2018-12-28 18:00
2018-12-28 19:00
2018-12-28 20:00
2018-12-28 21:00
2018-12-28 22:00
2018-12-28 23:00
2018-12-29
2018-12-29 01:00
2018-12-29 02:00
2018-12-29 03:00
2018-12-29 04:00
2018-12-29 05:00
2018-12-29 06:00
2018-12-29 07:00
2018-12-29 08:00
2018-12-29 09:00
2018-12-29 10:00
2018-12-29 11:00
2018-12-29 12:00
2018-12-29 13:00
2018-12-29 14:00
2018-12-29 15:00
2018-12-29 16:00
2018-12-29 17:00
2018-12-29 18:00
2018-12-29 19:00
2018-12-29 20:00
2018-12-29 21:00
2018-12-29 22:00
2018-12-29 23:00
2018-12-30
2018-12-30 01:00
2018-12-30 02:00
2018-12-30 03:00
2018-12-30 04:00
2018-12-30 05:00
2018-12-30 06:00
2018-12-30 07:00
2018-12-30 08:00
2018-12-30 09:00
2018-12-30 10:00
2018-12-30 11:00
2018-12-30 12:00
2018-12-30 13:00
2018-12-30 14:00
2018-12-30 15:00
2018-12-30 16:00
2018-12-30 17:00
2018-12-30 18:00
2018-12-30 19:00
2018-12-30 20:00
2018-12-30 21:00
2018-12-30 22:00
2018-12-30 23:00
2018-12-31
2018-12-31 01:00
2018-12-31 02:00
2018-12-31 03:00
2018-12-31 04:00
2018-12-31 05:00
2018-12-31 06:00
2018-12-31 07:00
2018-12-31 08:00
2018-12-31 09:00
2018-12-31 10:00
2018-12-31 11:00
2018-12-31 12:00
2018-12-31 13:00
2018-12-31 14:00
2018-12-31 15:00
2018-12-31 16:00
2018-12-31 17:00
2018-12-31 18:00
2018-12-31 19:00
2018-12-31 20:00
2018-12-31 21:00
2018-12-31 22:00
2018-12-31 23:00
2019-01-01
Note:
This tab is used to include the load profile for devices/loads not represented in the prior tabs. This can also be used to incorporate actual load information, such as the year-long hourly load profile from a building meter or system management/control system.
Elements in column B and column C are assumed to be in kW, and represent hourly values for a full year (8760 values).

## Solar Generation Profile
Time | PV_Gen
2018-01-01 01:00 | 0
2018-01-01 02:00 | 0
2018-01-01 03:00 | 0
2018-01-01 04:00 | 0
2018-01-01 05:00 | 0
2018-01-01 06:00 | 0
2018-01-01 07:00 | 0
2018-01-01 08:00 | 0
2018-01-01 09:00 | 0
2018-01-01 10:00 | 0.32
2018-01-01 11:00 | 0.36
2018-01-01 12:00 | 0.03
2018-01-01 13:00 | 0.07
2018-01-01 14:00 | 0.1
2018-01-01 15:00 | 0.03
2018-01-01 16:00 | 0.01
2018-01-01 17:00 | 0
2018-01-01 18:00 | 0
2018-01-01 19:00 | 0
2018-01-01 20:00 | 0
2018-01-01 21:00 | 0
2018-01-01 22:00 | 0
2018-01-01 23:00 | 0
2018-01-02 | 0
2018-01-02 01:00 | 0
2018-01-02 02:00 | 0
2018-01-02 03:00 | 0
2018-01-02 04:00 | 0
2018-01-02 05:00 | 0
2018-01-02 06:00 | 0
2018-01-02 07:00 | 0
2018-01-02 08:00 | 0
2018-01-02 09:00 | 0
2018-01-02 10:00 | 0
2018-01-02 11:00 | 0.01
2018-01-02 12:00 | 0.01
2018-01-02 13:00 | 0.01
2018-01-02 14:00 | 0.09
2018-01-02 15:00 | 0.11
2018-01-02 16:00 | 0.07
2018-01-02 17:00 | 0
2018-01-02 18:00 | 0
2018-01-02 19:00 | 0
2018-01-02 20:00 | 0
2018-01-02 21:00 | 0
2018-01-02 22:00 | 0
2018-01-02 23:00 | 0
2018-01-03 | 0
2018-01-03 01:00 | 0
2018-01-03 02:00 | 0
2018-01-03 03:00 | 0
2018-01-03 04:00 | 0
2018-01-03 05:00 | 0
2018-01-03 06:00 | 0
2018-01-03 07:00 | 0
2018-01-03 08:00 | 0
2018-01-03 09:00 | 0
2018-01-03 10:00 | 0.24
2018-01-03 11:00 | 0.39
2018-01-03 12:00 | 0.61
2018-01-03 13:00 | 0.52
2018-01-03 14:00 | 0.36
2018-01-03 15:00 | 0.33
2018-01-03 16:00 | 0.14
2018-01-03 17:00 | 0
2018-01-03 18:00 | 0
2018-01-03 19:00 | 0
2018-01-03 20:00 | 0
2018-01-03 21:00 | 0
2018-01-03 22:00 | 0
2018-01-03 23:00 | 0
2018-01-04 | 0
2018-01-04 01:00 | 0
2018-01-04 02:00 | 0
2018-01-04 03:00 | 0
2018-01-04 04:00 | 0
2018-01-04 05:00 | 0
2018-01-04 06:00 | 0
2018-01-04 07:00 | 0
2018-01-04 08:00 | 0.11
2018-01-04 09:00 | 0.29
2018-01-04 10:00 | 0.37
2018-01-04 11:00 | 0.52
2018-01-04 12:00 | 0.56
2018-01-04 13:00 | 0.33
2018-01-04 14:00 | 0.47
2018-01-04 15:00 | 0.31
2018-01-04 16:00 | 0.12
2018-01-04 17:00 | 0
2018-01-04 18:00 | 0
2018-01-04 19:00 | 0
2018-01-04 20:00 | 0
2018-01-04 21:00 | 0
2018-01-04 22:00 | 0
2018-01-04 23:00 | 0
2018-01-05 | 0
2018-01-05 01:00 | 0
2018-01-05 02:00 | 0
2018-01-05 03:00 | 0
2018-01-05 04:00 | 0
2018-01-05 05:00 | 0
2018-01-05 06:00 | 0
2018-01-05 07:00 | 0
2018-01-05 08:00 | 0.11
2018-01-05 09:00 | 0.3
2018-01-05 10:00 | 0.34
2018-01-05 11:00 | 0.41
2018-01-05 12:00 | 0.5
2018-01-05 13:00 | 0.56
2018-01-05 14:00 | 0.5
2018-01-05 15:00 | 0.35
2018-01-05 16:00 | 0.14
2018-01-05 17:00 | 0
2018-01-05 18:00 | 0
2018-01-05 19:00 | 0
2018-01-05 20:00 | 0
2018-01-05 21:00 | 0
2018-01-05 22:00 | 0
2018-01-05 23:00 | 0
2018-01-06 | 0
2018-01-06 01:00 | 0
2018-01-06 02:00 | 0
2018-01-06 03:00 | 0
2018-01-06 04:00 | 0
2018-01-06 05:00 | 0
2018-01-06 06:00 | 0
2018-01-06 07:00 | 0
2018-01-06 08:00 | 0.11
2018-01-06 09:00 | 0.3
2018-01-06 10:00 | 0.33
2018-01-06 11:00 | 0.49
2018-01-06 12:00 | 0.54
2018-01-06 13:00 | 0.56
2018-01-06 14:00 | 0.5
2018-01-06 15:00 | 0.36
2018-01-06 16:00 | 0.15
2018-01-06 17:00 | 0
2018-01-06 18:00 | 0
2018-01-06 19:00 | 0
2018-01-06 20:00 | 0
2018-01-06 21:00 | 0
2018-01-06 22:00 | 0
2018-01-06 23:00 | 0
2018-01-07 | 0
2018-01-07 01:00 | 0
2018-01-07 02:00 | 0
2018-01-07 03:00 | 0
2018-01-07 04:00 | 0
2018-01-07 05:00 | 0
2018-01-07 06:00 | 0
2018-01-07 07:00 | 0
2018-01-07 08:00 | 0.12
2018-01-07 09:00 | 0.28
2018-01-07 10:00 | 0.38
2018-01-07 11:00 | 0.56
2018-01-07 12:00 | 0.59
2018-01-07 13:00 | 0.6
2018-01-07 14:00 | 0.52
2018-01-07 15:00 | 0.36
2018-01-07 16:00 | 0.15
2018-01-07 17:00 | 0
2018-01-07 18:00 | 0
2018-01-07 19:00 | 0
2018-01-07 20:00 | 0
2018-01-07 21:00 | 0
2018-01-07 22:00 | 0
2018-01-07 23:00 | 0
2018-01-08 | 0
2018-01-08 01:00 | 0
2018-01-08 02:00 | 0
2018-01-08 03:00 | 0
2018-01-08 04:00 | 0
2018-01-08 05:00 | 0
2018-01-08 06:00 | 0
2018-01-08 07:00 | 0
2018-01-08 08:00 | 0.11
2018-01-08 09:00 | 0.27
2018-01-08 10:00 | 0.07
2018-01-08 11:00 | 0.44
2018-01-08 12:00 | 0.45
2018-01-08 13:00 | 0.49
2018-01-08 14:00 | 0.35
2018-01-08 15:00 | 0.36
2018-01-08 16:00 | 0.15
2018-01-08 17:00 | 0
2018-01-08 18:00 | 0
2018-01-08 19:00 | 0
2018-01-08 20:00 | 0
2018-01-08 21:00 | 0
2018-01-08 22:00 | 0
2018-01-08 23:00 | 0
2018-01-09 | 0
2018-01-09 01:00 | 0
2018-01-09 02:00 | 0
2018-01-09 03:00 | 0
2018-01-09 04:00 | 0
2018-01-09 05:00 | 0
2018-01-09 06:00 | 0
2018-01-09 07:00 | 0
2018-01-09 08:00 | 0.11
2018-01-09 09:00 | 0.31
2018-01-09 10:00 | 0.36
2018-01-09 11:00 | 0.54
2018-01-09 12:00 | 0.58
2018-01-09 13:00 | 0.58
2018-01-09 14:00 | 0.52
2018-01-09 15:00 | 0.38
2018-01-09 16:00 | 0.16
2018-01-09 17:00 | 0
2018-01-09 18:00 | 0
2018-01-09 19:00 | 0
2018-01-09 20:00 | 0
2018-01-09 21:00 | 0
2018-01-09 22:00 | 0
2018-01-09 23:00 | 0
2018-01-10 | 0
2018-01-10 01:00 | 0
2018-01-10 02:00 | 0
2018-01-10 03:00 | 0
2018-01-10 04:00 | 0
2018-01-10 05:00 | 0
2018-01-10 06:00 | 0
2018-01-10 07:00 | 0
2018-01-10 08:00 | 0.11
2018-01-10 09:00 | 0.31
2018-01-10 10:00 | 0.34
2018-01-10 11:00 | 0.53
2018-01-10 12:00 | 0.58
2018-01-10 13:00 | 0.58
2018-01-10 14:00 | 0.46
2018-01-10 15:00 | 0.34
2018-01-10 16:00 | 0.18
2018-01-10 17:00 | 0
2018-01-10 18:00 | 0
2018-01-10 19:00 | 0
2018-01-10 20:00 | 0
2018-01-10 21:00 | 0
2018-01-10 22:00 | 0
2018-01-10 23:00 | 0
2018-01-11 | 0
2018-01-11 01:00 | 0
2018-01-11 02:00 | 0
2018-01-11 03:00 | 0
2018-01-11 04:00 | 0
2018-01-11 05:00 | 0
2018-01-11 06:00 | 0
2018-01-11 07:00 | 0
2018-01-11 08:00 | 0.12
2018-01-11 09:00 | 0.28
2018-01-11 10:00 | 0.45
2018-01-11 11:00 | 0.55
2018-01-11 12:00 | 0.59
2018-01-11 13:00 | 0.55
2018-01-11 14:00 | 0.5
2018-01-11 15:00 | 0.4
2018-01-11 16:00 | 0.17
2018-01-11 17:00 | 0
2018-01-11 18:00 | 0
2018-01-11 19:00 | 0
2018-01-11 20:00 | 0
2018-01-11 21:00 | 0
2018-01-11 22:00 | 0
2018-01-11 23:00 | 0
2018-01-12 | 0
2018-01-12 01:00 | 0
2018-01-12 02:00 | 0
2018-01-12 03:00 | 0
2018-01-12 04:00 | 0
2018-01-12 05:00 | 0
2018-01-12 06:00 | 0
2018-01-12 07:00 | 0
2018-01-12 08:00 | 0.12
2018-01-12 09:00 | 0.31
2018-01-12 10:00 | 0.39
2018-01-12 11:00 | 0.46
2018-01-12 12:00 | 0.5
2018-01-12 13:00 | 0.6
2018-01-12 14:00 | 0.54
2018-01-12 15:00 | 0.4
2018-01-12 16:00 | 0.19
2018-01-12 17:00 | 0
2018-01-12 18:00 | 0
2018-01-12 19:00 | 0
2018-01-12 20:00 | 0
2018-01-12 21:00 | 0
2018-01-12 22:00 | 0
2018-01-12 23:00 | 0
2018-01-13 | 0
2018-01-13 01:00 | 0
2018-01-13 02:00 | 0
2018-01-13 03:00 | 0
2018-01-13 04:00 | 0
2018-01-13 05:00 | 0
2018-01-13 06:00 | 0
2018-01-13 07:00 | 0
2018-01-13 08:00 | 0.11
2018-01-13 09:00 | 0.32
2018-01-13 10:00 | 0.46
2018-01-13 11:00 | 0.44
2018-01-13 12:00 | 0.25
2018-01-13 13:00 | 0.44
2018-01-13 14:00 | 0.49
2018-01-13 15:00 | 0.35
2018-01-13 16:00 | 0.17
2018-01-13 17:00 | 0
2018-01-13 18:00 | 0
2018-01-13 19:00 | 0
2018-01-13 20:00 | 0
2018-01-13 21:00 | 0
2018-01-13 22:00 | 0
2018-01-13 23:00 | 0
2018-01-14 | 0
2018-01-14 01:00 | 0
2018-01-14 02:00 | 0
2018-01-14 03:00 | 0
2018-01-14 04:00 | 0
2018-01-14 05:00 | 0
2018-01-14 06:00 | 0
2018-01-14 07:00 | 0
2018-01-14 08:00 | 0
2018-01-14 09:00 | 0
2018-01-14 10:00 | 0.07
2018-01-14 11:00 | 0.29
2018-01-14 12:00 | 0.16
2018-01-14 13:00 | 0.36
2018-01-14 14:00 | 0.3
2018-01-14 15:00 | 0.13
2018-01-14 16:00 | 0.04
2018-01-14 17:00 | 0
2018-01-14 18:00 | 0
2018-01-14 19:00 | 0
2018-01-14 20:00 | 0
2018-01-14 21:00 | 0
2018-01-14 22:00 | 0
2018-01-14 23:00 | 0
2018-01-15 | 0
2018-01-15 01:00 | 0
2018-01-15 02:00 | 0
2018-01-15 03:00 | 0
2018-01-15 04:00 | 0
2018-01-15 05:00 | 0
2018-01-15 06:00 | 0
2018-01-15 07:00 | 0
2018-01-15 08:00 | 0.11
2018-01-15 09:00 | 0.31
2018-01-15 10:00 | 0.41
2018-01-15 11:00 | 0.57
2018-01-15 12:00 | 0.63
2018-01-15 13:00 | 0.64
2018-01-15 14:00 | 0.57
2018-01-15 15:00 | 0.42
2018-01-15 16:00 | 0.21
2018-01-15 17:00 | 0
2018-01-15 18:00 | 0
2018-01-15 19:00 | 0
2018-01-15 20:00 | 0
2018-01-15 21:00 | 0
2018-01-15 22:00 | 0
2018-01-15 23:00 | 0
2018-01-16 | 0
2018-01-16 01:00 | 0
2018-01-16 02:00 | 0
2018-01-16 03:00 | 0
2018-01-16 04:00 | 0
2018-01-16 05:00 | 0
2018-01-16 06:00 | 0
2018-01-16 07:00 | 0
2018-01-16 08:00 | 0.11
2018-01-16 09:00 | 0.31
2018-01-16 10:00 | 0.34
2018-01-16 11:00 | 0.56
2018-01-16 12:00 | 0.59
2018-01-16 13:00 | 0.58
2018-01-16 14:00 | 0.52
2018-01-16 15:00 | 0.42
2018-01-16 16:00 | 0.19
2018-01-16 17:00 | 0
2018-01-16 18:00 | 0
2018-01-16 19:00 | 0
2018-01-16 20:00 | 0
2018-01-16 21:00 | 0
2018-01-16 22:00 | 0
2018-01-16 23:00 | 0
2018-01-17 | 0
2018-01-17 01:00 | 0
2018-01-17 02:00 | 0
2018-01-17 03:00 | 0
2018-01-17 04:00 | 0
2018-01-17 05:00 | 0
2018-01-17 06:00 | 0
2018-01-17 07:00 | 0
2018-01-17 08:00 | 0.11
2018-01-17 09:00 | 0.3
2018-01-17 10:00 | 0.43
2018-01-17 11:00 | 0.52
2018-01-17 12:00 | 0.57
2018-01-17 13:00 | 0.61
2018-01-17 14:00 | 0.54
2018-01-17 15:00 | 0.4
2018-01-17 16:00 | 0.2
2018-01-17 17:00 | 0
2018-01-17 18:00 | 0
2018-01-17 19:00 | 0
2018-01-17 20:00 | 0
2018-01-17 21:00 | 0
2018-01-17 22:00 | 0
2018-01-17 23:00 | 0
2018-01-18 | 0
2018-01-18 01:00 | 0
2018-01-18 02:00 | 0
2018-01-18 03:00 | 0
2018-01-18 04:00 | 0
2018-01-18 05:00 | 0
2018-01-18 06:00 | 0
2018-01-18 07:00 | 0
2018-01-18 08:00 | 0.07
2018-01-18 09:00 | 0.15
2018-01-18 10:00 | 0.34
2018-01-18 11:00 | 0.58
2018-01-18 12:00 | 0.59
2018-01-18 13:00 | 0.55
2018-01-18 14:00 | 0.42
2018-01-18 15:00 | 0.2
2018-01-18 16:00 | 0.08
2018-01-18 17:00 | 0
2018-01-18 18:00 | 0
2018-01-18 19:00 | 0
2018-01-18 20:00 | 0
2018-01-18 21:00 | 0
2018-01-18 22:00 | 0
2018-01-18 23:00 | 0
2018-01-19 | 0
2018-01-19 01:00 | 0
2018-01-19 02:00 | 0
2018-01-19 03:00 | 0
2018-01-19 04:00 | 0
2018-01-19 05:00 | 0
2018-01-19 06:00 | 0
2018-01-19 07:00 | 0
2018-01-19 08:00 | 0.12
2018-01-19 09:00 | 0.33
2018-01-19 10:00 | 0.36
2018-01-19 11:00 | 0.59
2018-01-19 12:00 | 0.64
2018-01-19 13:00 | 0.63
2018-01-19 14:00 | 0.54
2018-01-19 15:00 | 0.36
2018-01-19 16:00 | 0.18
2018-01-19 17:00 | 0
2018-01-19 18:00 | 0
2018-01-19 19:00 | 0
2018-01-19 20:00 | 0
2018-01-19 21:00 | 0
2018-01-19 22:00 | 0
2018-01-19 23:00 | 0
2018-01-20 | 0
2018-01-20 01:00 | 0
2018-01-20 02:00 | 0
2018-01-20 03:00 | 0
2018-01-20 04:00 | 0
2018-01-20 05:00 | 0
2018-01-20 06:00 | 0
2018-01-20 07:00 | 0
2018-01-20 08:00 | 0.12
2018-01-20 09:00 | 0.31
2018-01-20 10:00 | 0.4
2018-01-20 11:00 | 0.58
2018-01-20 12:00 | 0.62
2018-01-20 13:00 | 0.63
2018-01-20 14:00 | 0.56
2018-01-20 15:00 | 0.42
2018-01-20 16:00 | 0.2
2018-01-20 17:00 | 0
2018-01-20 18:00 | 0
2018-01-20 19:00 | 0
2018-01-20 20:00 | 0
2018-01-20 21:00 | 0
2018-01-20 22:00 | 0
2018-01-20 23:00 | 0
2018-01-21 | 0
2018-01-21 01:00 | 0
2018-01-21 02:00 | 0
2018-01-21 03:00 | 0
2018-01-21 04:00 | 0
2018-01-21 05:00 | 0
2018-01-21 06:00 | 0
2018-01-21 07:00 | 0
2018-01-21 08:00 | 0.12
2018-01-21 09:00 | 0.32
2018-01-21 10:00 | 0.38
2018-01-21 11:00 | 0.56
2018-01-21 12:00 | 0.58
2018-01-21 13:00 | 0.57
2018-01-21 14:00 | 0.51
2018-01-21 15:00 | 0.4
2018-01-21 16:00 | 0.21
2018-01-21 17:00 | 0
2018-01-21 18:00 | 0
2018-01-21 19:00 | 0
2018-01-21 20:00 | 0
2018-01-21 21:00 | 0
2018-01-21 22:00 | 0
2018-01-21 23:00 | 0
2018-01-22 | 0
2018-01-22 01:00 | 0
2018-01-22 02:00 | 0
2018-01-22 03:00 | 0
2018-01-22 04:00 | 0
2018-01-22 05:00 | 0
2018-01-22 06:00 | 0
2018-01-22 07:00 | 0
2018-01-22 08:00 | 0.12
2018-01-22 09:00 | 0.31
2018-01-22 10:00 | 0.39
2018-01-22 11:00 | 0.57
2018-01-22 12:00 | 0.6
2018-01-22 13:00 | 0.58
2018-01-22 14:00 | 0.52
2018-01-22 15:00 | 0.4
2018-01-22 16:00 | 0.19
2018-01-22 17:00 | 0
2018-01-22 18:00 | 0
2018-01-22 19:00 | 0
2018-01-22 20:00 | 0
2018-01-22 21:00 | 0
2018-01-22 22:00 | 0
2018-01-22 23:00 | 0
2018-01-23 | 0
2018-01-23 01:00 | 0
2018-01-23 02:00 | 0
2018-01-23 03:00 | 0
2018-01-23 04:00 | 0
2018-01-23 05:00 | 0
2018-01-23 06:00 | 0
2018-01-23 07:00 | 0
2018-01-23 08:00 | 0.12
2018-01-23 09:00 | 0.32
2018-01-23 10:00 | 0.38
2018-01-23 11:00 | 0.57
2018-01-23 12:00 | 0.61
2018-01-23 13:00 | 0.59
2018-01-23 14:00 | 0.53
2018-01-23 15:00 | 0.41
2018-01-23 16:00 | 0.22
2018-01-23 17:00 | 0
2018-01-23 18:00 | 0
2018-01-23 19:00 | 0
2018-01-23 20:00 | 0
2018-01-23 21:00 | 0
2018-01-23 22:00 | 0
2018-01-23 23:00 | 0
2018-01-24 | 0
2018-01-24 01:00 | 0
2018-01-24 02:00 | 0
2018-01-24 03:00 | 0
2018-01-24 04:00 | 0
2018-01-24 05:00 | 0
2018-01-24 06:00 | 0
2018-01-24 07:00 | 0
2018-01-24 08:00 | 0.12
2018-01-24 09:00 | 0.31
2018-01-24 10:00 | 0.39
2018-01-24 11:00 | 0.53
2018-01-24 12:00 | 0.6
2018-01-24 13:00 | 0.59
2018-01-24 14:00 | 0.52
2018-01-24 15:00 | 0.41
2018-01-24 16:00 | 0.23
2018-01-24 17:00 | 0
2018-01-24 18:00 | 0
2018-01-24 19:00 | 0
2018-01-24 20:00 | 0
2018-01-24 21:00 | 0
2018-01-24 22:00 | 0
2018-01-24 23:00 | 0
2018-01-25 | 0
2018-01-25 01:00 | 0
2018-01-25 02:00 | 0
2018-01-25 03:00 | 0
2018-01-25 04:00 | 0
2018-01-25 05:00 | 0
2018-01-25 06:00 | 0
2018-01-25 07:00 | 0
2018-01-25 08:00 | 0.04
2018-01-25 09:00 | 0.02
2018-01-25 10:00 | 0.41
2018-01-25 11:00 | 0.57
2018-01-25 12:00 | 0.52
2018-01-25 13:00 | 0.44
2018-01-25 14:00 | 0.51
2018-01-25 15:00 | 0.32
2018-01-25 16:00 | 0.23
2018-01-25 17:00 | 0
2018-01-25 18:00 | 0
2018-01-25 19:00 | 0
2018-01-25 20:00 | 0
2018-01-25 21:00 | 0
2018-01-25 22:00 | 0
2018-01-25 23:00 | 0
2018-01-26 | 0
2018-01-26 01:00 | 0
2018-01-26 02:00 | 0
2018-01-26 03:00 | 0
2018-01-26 04:00 | 0
2018-01-26 05:00 | 0
2018-01-26 06:00 | 0
2018-01-26 07:00 | 0
2018-01-26 08:00 | 0
2018-01-26 09:00 | 0
2018-01-26 10:00 | 0.39
2018-01-26 11:00 | 0.33
2018-01-26 12:00 | 0.54
2018-01-26 13:00 | 0.59
2018-01-26 14:00 | 0.53
2018-01-26 15:00 | 0.43
2018-01-26 16:00 | 0.18
2018-01-26 17:00 | 0
2018-01-26 18:00 | 0
2018-01-26 19:00 | 0
2018-01-26 20:00 | 0
2018-01-26 21:00 | 0
2018-01-26 22:00 | 0
2018-01-26 23:00 | 0
2018-01-27 | 0
2018-01-27 01:00 | 0
2018-01-27 02:00 | 0
2018-01-27 03:00 | 0
2018-01-27 04:00 | 0
2018-01-27 05:00 | 0
2018-01-27 06:00 | 0
2018-01-27 07:00 | 0
2018-01-27 08:00 | 0
2018-01-27 09:00 | 0
2018-01-27 10:00 | 0.49
2018-01-27 11:00 | 0.58
2018-01-27 12:00 | 0.59
2018-01-27 13:00 | 0.58
2018-01-27 14:00 | 0.5
2018-01-27 15:00 | 0.37
2018-01-27 16:00 | 0.22
2018-01-27 17:00 | 0
2018-01-27 18:00 | 0
2018-01-27 19:00 | 0
2018-01-27 20:00 | 0
2018-01-27 21:00 | 0
2018-01-27 22:00 | 0
2018-01-27 23:00 | 0
2018-01-28 | 0
2018-01-28 01:00 | 0
2018-01-28 02:00 | 0
2018-01-28 03:00 | 0
2018-01-28 04:00 | 0
2018-01-28 05:00 | 0
2018-01-28 06:00 | 0
2018-01-28 07:00 | 0
2018-01-28 08:00 | 0.13
2018-01-28 09:00 | 0.34
2018-01-28 10:00 | 0.44
2018-01-28 11:00 | 0.45
2018-01-28 12:00 | 0.46
2018-01-28 13:00 | 0.6
2018-01-28 14:00 | 0.58
2018-01-28 15:00 | 0.47
2018-01-28 16:00 | 0.24
2018-01-28 17:00 | 0
2018-01-28 18:00 | 0
2018-01-28 19:00 | 0
2018-01-28 20:00 | 0
2018-01-28 21:00 | 0
2018-01-28 22:00 | 0
2018-01-28 23:00 | 0
2018-01-29 | 0
2018-01-29 01:00 | 0
2018-01-29 02:00 | 0
2018-01-29 03:00 | 0
2018-01-29 04:00 | 0
2018-01-29 05:00 | 0
2018-01-29 06:00 | 0
2018-01-29 07:00 | 0
2018-01-29 08:00 | 0.12
2018-01-29 09:00 | 0.31
2018-01-29 10:00 | 0.39
2018-01-29 11:00 | 0.52
2018-01-29 12:00 | 0.55
2018-01-29 13:00 | 0.58
2018-01-29 14:00 | 0.48
2018-01-29 15:00 | 0.46
2018-01-29 16:00 | 0.27
2018-01-29 17:00 | 0
2018-01-29 18:00 | 0
2018-01-29 19:00 | 0
2018-01-29 20:00 | 0
2018-01-29 21:00 | 0
2018-01-29 22:00 | 0
2018-01-29 23:00 | 0
2018-01-30 | 0
2018-01-30 01:00 | 0
2018-01-30 02:00 | 0
2018-01-30 03:00 | 0
2018-01-30 04:00 | 0
2018-01-30 05:00 | 0
2018-01-30 06:00 | 0
2018-01-30 07:00 | 0
2018-01-30 08:00 | 0.13
2018-01-30 09:00 | 0.32
2018-01-30 10:00 | 0.33
2018-01-30 11:00 | 0.47
2018-01-30 12:00 | 0.61
2018-01-30 13:00 | 0.33
2018-01-30 14:00 | 0.28
2018-01-30 15:00 | 0.39
2018-01-30 16:00 | 0.15
2018-01-30 17:00 | 0
2018-01-30 18:00 | 0
2018-01-30 19:00 | 0
2018-01-30 20:00 | 0
2018-01-30 21:00 | 0
2018-01-30 22:00 | 0
2018-01-30 23:00 | 0
2018-01-31 | 0
2018-01-31 01:00 | 0
2018-01-31 02:00 | 0
2018-01-31 03:00 | 0
2018-01-31 04:00 | 0
2018-01-31 05:00 | 0
2018-01-31 06:00 | 0
2018-01-31 07:00 | 0
2018-01-31 08:00 | 0
2018-01-31 09:00 | 0.17
2018-01-31 10:00 | 0.39
2018-01-31 11:00 | 0.46
2018-01-31 12:00 | 0.64
2018-01-31 13:00 | 0.66
2018-01-31 14:00 | 0.6
2018-01-31 15:00 | 0.49
2018-01-31 16:00 | 0.28
2018-01-31 17:00 | 0
2018-01-31 18:00 | 0
2018-01-31 19:00 | 0
2018-01-31 20:00 | 0
2018-01-31 21:00 | 0
2018-01-31 22:00 | 0
2018-01-31 23:00 | 0
2018-02-01 | 0
2018-02-01 01:00 | 0
2018-02-01 02:00 | 0
2018-02-01 03:00 | 0
2018-02-01 04:00 | 0
2018-02-01 05:00 | 0
2018-02-01 06:00 | 0
2018-02-01 07:00 | 0
2018-02-01 08:00 | 0.13
2018-02-01 09:00 | 0.33
2018-02-01 10:00 | 0.36
2018-02-01 11:00 | 0.57
2018-02-01 12:00 | 0.63
2018-02-01 13:00 | 0.62
2018-02-01 14:00 | 0.59
2018-02-01 15:00 | 0.48
2018-02-01 16:00 | 0.28
2018-02-01 17:00 | 0
2018-02-01 18:00 | 0
2018-02-01 19:00 | 0
2018-02-01 20:00 | 0
2018-02-01 21:00 | 0
2018-02-01 22:00 | 0
2018-02-01 23:00 | 0
2018-02-02 | 0
2018-02-02 01:00 | 0
2018-02-02 02:00 | 0
2018-02-02 03:00 | 0
2018-02-02 04:00 | 0
2018-02-02 05:00 | 0
2018-02-02 06:00 | 0
2018-02-02 07:00 | 0
2018-02-02 08:00 | 0.13
2018-02-02 09:00 | 0.33
2018-02-02 10:00 | 0.5
2018-02-02 11:00 | 0.47
2018-02-02 12:00 | 0.54
2018-02-02 13:00 | 0.52
2018-02-02 14:00 | 0.4
2018-02-02 15:00 | 0.4
2018-02-02 16:00 | 0.23
2018-02-02 17:00 | 0
2018-02-02 18:00 | 0
2018-02-02 19:00 | 0
2018-02-02 20:00 | 0
2018-02-02 21:00 | 0
2018-02-02 22:00 | 0
2018-02-02 23:00 | 0
2018-02-03 | 0
2018-02-03 01:00 | 0
2018-02-03 02:00 | 0
2018-02-03 03:00 | 0
2018-02-03 04:00 | 0
2018-02-03 05:00 | 0
2018-02-03 06:00 | 0
2018-02-03 07:00 | 0
2018-02-03 08:00 | 0.14
2018-02-03 09:00 | 0.33
2018-02-03 10:00 | 0.4
2018-02-03 11:00 | 0.36
2018-02-03 12:00 | 0.29
2018-02-03 13:00 | 0.28
2018-02-03 14:00 | 0.48
2018-02-03 15:00 | 0.36
2018-02-03 16:00 | 0.16
2018-02-03 17:00 | 0
2018-02-03 18:00 | 0
2018-02-03 19:00 | 0
2018-02-03 20:00 | 0
2018-02-03 21:00 | 0
2018-02-03 22:00 | 0
2018-02-03 23:00 | 0
2018-02-04 | 0
2018-02-04 01:00 | 0
2018-02-04 02:00 | 0
2018-02-04 03:00 | 0
2018-02-04 04:00 | 0
2018-02-04 05:00 | 0
2018-02-04 06:00 | 0
2018-02-04 07:00 | 0
2018-02-04 08:00 | 0.14
2018-02-04 09:00 | 0.34
2018-02-04 10:00 | 0.07
2018-02-04 11:00 | 0.18
2018-02-04 12:00 | 0.11
2018-02-04 13:00 | 0.02
2018-02-04 14:00 | 0.23
2018-02-04 15:00 | 0.22
2018-02-04 16:00 | 0.16
2018-02-04 17:00 | 0
2018-02-04 18:00 | 0
2018-02-04 19:00 | 0
2018-02-04 20:00 | 0
2018-02-04 21:00 | 0
2018-02-04 22:00 | 0
2018-02-04 23:00 | 0
2018-02-05 | 0
2018-02-05 01:00 | 0
2018-02-05 02:00 | 0
2018-02-05 03:00 | 0
2018-02-05 04:00 | 0
2018-02-05 05:00 | 0
2018-02-05 06:00 | 0
2018-02-05 07:00 | 0
2018-02-05 08:00 | 0.14
2018-02-05 09:00 | 0.31
2018-02-05 10:00 | 0.22
2018-02-05 11:00 | 0.37
2018-02-05 12:00 | 0.47
2018-02-05 13:00 | 0.41
2018-02-05 14:00 | 0.43
2018-02-05 15:00 | 0.38
2018-02-05 16:00 | 0.13
2018-02-05 17:00 | 0
2018-02-05 18:00 | 0
2018-02-05 19:00 | 0
2018-02-05 20:00 | 0
2018-02-05 21:00 | 0
2018-02-05 22:00 | 0
2018-02-05 23:00 | 0
2018-02-06 | 0
2018-02-06 01:00 | 0
2018-02-06 02:00 | 0
2018-02-06 03:00 | 0
2018-02-06 04:00 | 0
2018-02-06 05:00 | 0
2018-02-06 06:00 | 0
2018-02-06 07:00 | 0
2018-02-06 08:00 | 0
2018-02-06 09:00 | 0.32
2018-02-06 10:00 | 0.44
2018-02-06 11:00 | 0
2018-02-06 12:00 | 0.47
2018-02-06 13:00 | 0.65
2018-02-06 14:00 | 0.56
2018-02-06 15:00 | 0.48
2018-02-06 16:00 | 0.3
2018-02-06 17:00 | 0.01
2018-02-06 18:00 | 0
2018-02-06 19:00 | 0
2018-02-06 20:00 | 0
2018-02-06 21:00 | 0
2018-02-06 22:00 | 0
2018-02-06 23:00 | 0
2018-02-07 | 0
2018-02-07 01:00 | 0
2018-02-07 02:00 | 0
2018-02-07 03:00 | 0
2018-02-07 04:00 | 0
2018-02-07 05:00 | 0
2018-02-07 06:00 | 0
2018-02-07 07:00 | 0
2018-02-07 08:00 | 0.14
2018-02-07 09:00 | 0.33
2018-02-07 10:00 | 0.46
2018-02-07 11:00 | 0.52
2018-02-07 12:00 | 0.57
2018-02-07 13:00 | 0.44
2018-02-07 14:00 | 0.44
2018-02-07 15:00 | 0.5
2018-02-07 16:00 | 0.29
2018-02-07 17:00 | 0.01
2018-02-07 18:00 | 0
2018-02-07 19:00 | 0
2018-02-07 20:00 | 0
2018-02-07 21:00 | 0
2018-02-07 22:00 | 0
2018-02-07 23:00 | 0
2018-02-08 | 0
2018-02-08 01:00 | 0
2018-02-08 02:00 | 0
2018-02-08 03:00 | 0
2018-02-08 04:00 | 0
2018-02-08 05:00 | 0
2018-02-08 06:00 | 0
2018-02-08 07:00 | 0
2018-02-08 08:00 | 0.14
2018-02-08 09:00 | 0.33
2018-02-08 10:00 | 0.5
2018-02-08 11:00 | 0.59
2018-02-08 12:00 | 0.59
2018-02-08 13:00 | 0.52
2018-02-08 14:00 | 0.54
2018-02-08 15:00 | 0.49
2018-02-08 16:00 | 0.29
2018-02-08 17:00 | 0.01
2018-02-08 18:00 | 0
2018-02-08 19:00 | 0
2018-02-08 20:00 | 0
2018-02-08 21:00 | 0
2018-02-08 22:00 | 0
2018-02-08 23:00 | 0
2018-02-09 | 0
2018-02-09 01:00 | 0
2018-02-09 02:00 | 0
2018-02-09 03:00 | 0
2018-02-09 04:00 | 0
2018-02-09 05:00 | 0
2018-02-09 06:00 | 0
2018-02-09 07:00 | 0
2018-02-09 08:00 | 0.14
2018-02-09 09:00 | 0.34
2018-02-09 10:00 | 0.45
2018-02-09 11:00 | 0.51
2018-02-09 12:00 | 0.55
2018-02-09 13:00 | 0.55
2018-02-09 14:00 | 0.53
2018-02-09 15:00 | 0.45
2018-02-09 16:00 | 0.28
2018-02-09 17:00 | 0.01
2018-02-09 18:00 | 0
2018-02-09 19:00 | 0
2018-02-09 20:00 | 0
2018-02-09 21:00 | 0
2018-02-09 22:00 | 0
2018-02-09 23:00 | 0
2018-02-10 | 0
2018-02-10 01:00 | 0
2018-02-10 02:00 | 0
2018-02-10 03:00 | 0
2018-02-10 04:00 | 0
2018-02-10 05:00 | 0
2018-02-10 06:00 | 0
2018-02-10 07:00 | 0
2018-02-10 08:00 | 0.15
2018-02-10 09:00 | 0.36
2018-02-10 10:00 | 0.21
2018-02-10 11:00 | 0.3
2018-02-10 12:00 | 0.37
2018-02-10 13:00 | 0.52
2018-02-10 14:00 | 0.59
2018-02-10 15:00 | 0.48
2018-02-10 16:00 | 0.3
2018-02-10 17:00 | 0.01
2018-02-10 18:00 | 0
2018-02-10 19:00 | 0
2018-02-10 20:00 | 0
2018-02-10 21:00 | 0
2018-02-10 22:00 | 0
2018-02-10 23:00 | 0
2018-02-11 | 0
2018-02-11 01:00 | 0
2018-02-11 02:00 | 0
2018-02-11 03:00 | 0
2018-02-11 04:00 | 0
2018-02-11 05:00 | 0
2018-02-11 06:00 | 0
2018-02-11 07:00 | 0
2018-02-11 08:00 | 0.15
2018-02-11 09:00 | 0.36
2018-02-11 10:00 | 0.43
2018-02-11 11:00 | 0.29
2018-02-11 12:00 | 0.42
2018-02-11 13:00 | 0.62
2018-02-11 14:00 | 0.61
2018-02-11 15:00 | 0.47
2018-02-11 16:00 | 0.29
2018-02-11 17:00 | 0.01
2018-02-11 18:00 | 0
2018-02-11 19:00 | 0
2018-02-11 20:00 | 0
2018-02-11 21:00 | 0
2018-02-11 22:00 | 0
2018-02-11 23:00 | 0
2018-02-12 | 0
2018-02-12 01:00 | 0
2018-02-12 02:00 | 0
2018-02-12 03:00 | 0
2018-02-12 04:00 | 0
2018-02-12 05:00 | 0
2018-02-12 06:00 | 0
2018-02-12 07:00 | 0
2018-02-12 08:00 | 0.15
2018-02-12 09:00 | 0.34
2018-02-12 10:00 | 0.5
2018-02-12 11:00 | 0.57
2018-02-12 12:00 | 0.62
2018-02-12 13:00 | 0.63
2018-02-12 14:00 | 0.57
2018-02-12 15:00 | 0.49
2018-02-12 16:00 | 0.3
2018-02-12 17:00 | 0.01
2018-02-12 18:00 | 0
2018-02-12 19:00 | 0
2018-02-12 20:00 | 0
2018-02-12 21:00 | 0
2018-02-12 22:00 | 0
2018-02-12 23:00 | 0
2018-02-13 | 0
2018-02-13 01:00 | 0
2018-02-13 02:00 | 0
2018-02-13 03:00 | 0
2018-02-13 04:00 | 0
2018-02-13 05:00 | 0
2018-02-13 06:00 | 0
2018-02-13 07:00 | 0
2018-02-13 08:00 | 0.15
2018-02-13 09:00 | 0.34
2018-02-13 10:00 | 0.48
2018-02-13 11:00 | 0.53
2018-02-13 12:00 | 0.54
2018-02-13 13:00 | 0.63
2018-02-13 14:00 | 0.6
2018-02-13 15:00 | 0.49
2018-02-13 16:00 | 0.3
2018-02-13 17:00 | 0.02
2018-02-13 18:00 | 0
2018-02-13 19:00 | 0
2018-02-13 20:00 | 0
2018-02-13 21:00 | 0
2018-02-13 22:00 | 0
2018-02-13 23:00 | 0
2018-02-14 | 0
2018-02-14 01:00 | 0
2018-02-14 02:00 | 0
2018-02-14 03:00 | 0
2018-02-14 04:00 | 0
2018-02-14 05:00 | 0
2018-02-14 06:00 | 0
2018-02-14 07:00 | 0
2018-02-14 08:00 | 0.16
2018-02-14 09:00 | 0.37
2018-02-14 10:00 | 0.46
2018-02-14 11:00 | 0.37
2018-02-14 12:00 | 0.61
2018-02-14 13:00 | 0.62
2018-02-14 14:00 | 0.53
2018-02-14 15:00 | 0.34
2018-02-14 16:00 | 0.23
2018-02-14 17:00 | 0.01
2018-02-14 18:00 | 0
2018-02-14 19:00 | 0
2018-02-14 20:00 | 0
2018-02-14 21:00 | 0
2018-02-14 22:00 | 0
2018-02-14 23:00 | 0
2018-02-15 | 0
2018-02-15 01:00 | 0
2018-02-15 02:00 | 0
2018-02-15 03:00 | 0
2018-02-15 04:00 | 0
2018-02-15 05:00 | 0
2018-02-15 06:00 | 0
2018-02-15 07:00 | 0
2018-02-15 08:00 | 0
2018-02-15 09:00 | 0.19
2018-02-15 10:00 | 0.04
2018-02-15 11:00 | 0.48
2018-02-15 12:00 | 0.61
2018-02-15 13:00 | 0.63
2018-02-15 14:00 | 0.56
2018-02-15 15:00 | 0.47
2018-02-15 16:00 | 0.31
2018-02-15 17:00 | 0.02
2018-02-15 18:00 | 0
2018-02-15 19:00 | 0
2018-02-15 20:00 | 0
2018-02-15 21:00 | 0
2018-02-15 22:00 | 0
2018-02-15 23:00 | 0
2018-02-16 | 0
2018-02-16 01:00 | 0
2018-02-16 02:00 | 0
2018-02-16 03:00 | 0
2018-02-16 04:00 | 0
2018-02-16 05:00 | 0
2018-02-16 06:00 | 0
2018-02-16 07:00 | 0
2018-02-16 08:00 | 0.16
2018-02-16 09:00 | 0.37
2018-02-16 10:00 | 0.55
2018-02-16 11:00 | 0.57
2018-02-16 12:00 | 0.57
2018-02-16 13:00 | 0.47
2018-02-16 14:00 | 0.23
2018-02-16 15:00 | 0.27
2018-02-16 16:00 | 0.18
2018-02-16 17:00 | 0.02
2018-02-16 18:00 | 0
2018-02-16 19:00 | 0
2018-02-16 20:00 | 0
2018-02-16 21:00 | 0
2018-02-16 22:00 | 0
2018-02-16 23:00 | 0
2018-02-17 | 0
2018-02-17 01:00 | 0
2018-02-17 02:00 | 0
2018-02-17 03:00 | 0
2018-02-17 04:00 | 0
2018-02-17 05:00 | 0
2018-02-17 06:00 | 0
2018-02-17 07:00 | 0
2018-02-17 08:00 | 0
2018-02-17 09:00 | 0.25
2018-02-17 10:00 | 0.14
2018-02-17 11:00 | 0
2018-02-17 12:00 | 0.49
2018-02-17 13:00 | 0.61
2018-02-17 14:00 | 0.56
2018-02-17 15:00 | 0.5
2018-02-17 16:00 | 0.3
2018-02-17 17:00 | 0.05
2018-02-17 18:00 | 0
2018-02-17 19:00 | 0
2018-02-17 20:00 | 0
2018-02-17 21:00 | 0
2018-02-17 22:00 | 0
2018-02-17 23:00 | 0
2018-02-18 | 0
2018-02-18 01:00 | 0
2018-02-18 02:00 | 0
2018-02-18 03:00 | 0
2018-02-18 04:00 | 0
2018-02-18 05:00 | 0
2018-02-18 06:00 | 0
2018-02-18 07:00 | 0
2018-02-18 08:00 | 0.13
2018-02-18 09:00 | 0.06
2018-02-18 10:00 | 0.56
2018-02-18 11:00 | 0.55
2018-02-18 12:00 | 0.62
2018-02-18 13:00 | 0.56
2018-02-18 14:00 | 0.4
2018-02-18 15:00 | 0.24
2018-02-18 16:00 | 0.23
2018-02-18 17:00 | 0.05
2018-02-18 18:00 | 0
2018-02-18 19:00 | 0
2018-02-18 20:00 | 0
2018-02-18 21:00 | 0
2018-02-18 22:00 | 0
2018-02-18 23:00 | 0
2018-02-19 | 0
2018-02-19 01:00 | 0
2018-02-19 02:00 | 0
2018-02-19 03:00 | 0
2018-02-19 04:00 | 0
2018-02-19 05:00 | 0
2018-02-19 06:00 | 0
2018-02-19 07:00 | 0
2018-02-19 08:00 | 0.17
2018-02-19 09:00 | 0.33
2018-02-19 10:00 | 0.33
2018-02-19 11:00 | 0.48
2018-02-19 12:00 | 0.57
2018-02-19 13:00 | 0.48
2018-02-19 14:00 | 0.34
2018-02-19 15:00 | 0.46
2018-02-19 16:00 | 0.34
2018-02-19 17:00 | 0.06
2018-02-19 18:00 | 0
2018-02-19 19:00 | 0
2018-02-19 20:00 | 0
2018-02-19 21:00 | 0
2018-02-19 22:00 | 0
2018-02-19 23:00 | 0
2018-02-20 | 0
2018-02-20 01:00 | 0
2018-02-20 02:00 | 0
2018-02-20 03:00 | 0
2018-02-20 04:00 | 0
2018-02-20 05:00 | 0
2018-02-20 06:00 | 0
2018-02-20 07:00 | 0
2018-02-20 08:00 | 0.17
2018-02-20 09:00 | 0.36
2018-02-20 10:00 | 0.54
2018-02-20 11:00 | 0.65
2018-02-20 12:00 | 0.7
2018-02-20 13:00 | 0.7
2018-02-20 14:00 | 0.66
2018-02-20 15:00 | 0.54
2018-02-20 16:00 | 0.34
2018-02-20 17:00 | 0.06
2018-02-20 18:00 | 0
2018-02-20 19:00 | 0
2018-02-20 20:00 | 0
2018-02-20 21:00 | 0
2018-02-20 22:00 | 0
2018-02-20 23:00 | 0
2018-02-21 | 0
2018-02-21 01:00 | 0
2018-02-21 02:00 | 0
2018-02-21 03:00 | 0
2018-02-21 04:00 | 0
2018-02-21 05:00 | 0
2018-02-21 06:00 | 0
2018-02-21 07:00 | 0
2018-02-21 08:00 | 0.18
2018-02-21 09:00 | 0.38
2018-02-21 10:00 | 0.48
2018-02-21 11:00 | 0.52
2018-02-21 12:00 | 0.61
2018-02-21 13:00 | 0.66
2018-02-21 14:00 | 0.65
2018-02-21 15:00 | 0.53
2018-02-21 16:00 | 0.33
2018-02-21 17:00 | 0.07
2018-02-21 18:00 | 0
2018-02-21 19:00 | 0
2018-02-21 20:00 | 0
2018-02-21 21:00 | 0
2018-02-21 22:00 | 0
2018-02-21 23:00 | 0
2018-02-22 | 0
2018-02-22 01:00 | 0
2018-02-22 02:00 | 0
2018-02-22 03:00 | 0
2018-02-22 04:00 | 0
2018-02-22 05:00 | 0
2018-02-22 06:00 | 0
2018-02-22 07:00 | 0
2018-02-22 08:00 | 0.18
2018-02-22 09:00 | 0.37
2018-02-22 10:00 | 0.53
2018-02-22 11:00 | 0.61
2018-02-22 12:00 | 0.63
2018-02-22 13:00 | 0.63
2018-02-22 14:00 | 0.61
2018-02-22 15:00 | 0.52
2018-02-22 16:00 | 0.3
2018-02-22 17:00 | 0.07
2018-02-22 18:00 | 0
2018-02-22 19:00 | 0
2018-02-22 20:00 | 0
2018-02-22 21:00 | 0
2018-02-22 22:00 | 0
2018-02-22 23:00 | 0
2018-02-23 | 0
2018-02-23 01:00 | 0
2018-02-23 02:00 | 0
2018-02-23 03:00 | 0
2018-02-23 04:00 | 0
2018-02-23 05:00 | 0
2018-02-23 06:00 | 0
2018-02-23 07:00 | 0
2018-02-23 08:00 | 0.18
2018-02-23 09:00 | 0.39
2018-02-23 10:00 | 0.56
2018-02-23 11:00 | 0.64
2018-02-23 12:00 | 0.69
2018-02-23 13:00 | 0.7
2018-02-23 14:00 | 0.66
2018-02-23 15:00 | 0.56
2018-02-23 16:00 | 0.35
2018-02-23 17:00 | 0.07
2018-02-23 18:00 | 0
2018-02-23 19:00 | 0
2018-02-23 20:00 | 0
2018-02-23 21:00 | 0
2018-02-23 22:00 | 0
2018-02-23 23:00 | 0
2018-02-24 | 0
2018-02-24 01:00 | 0
2018-02-24 02:00 | 0
2018-02-24 03:00 | 0
2018-02-24 04:00 | 0
2018-02-24 05:00 | 0
2018-02-24 06:00 | 0
2018-02-24 07:00 | 0
2018-02-24 08:00 | 0.18
2018-02-24 09:00 | 0.39
2018-02-24 10:00 | 0.56
2018-02-24 11:00 | 0.66
2018-02-24 12:00 | 0.7
2018-02-24 13:00 | 0.71
2018-02-24 14:00 | 0.65
2018-02-24 15:00 | 0.54
2018-02-24 16:00 | 0.33
2018-02-24 17:00 | 0.09
2018-02-24 18:00 | 0
2018-02-24 19:00 | 0
2018-02-24 20:00 | 0
2018-02-24 21:00 | 0
2018-02-24 22:00 | 0
2018-02-24 23:00 | 0
2018-02-25 | 0
2018-02-25 01:00 | 0
2018-02-25 02:00 | 0
2018-02-25 03:00 | 0
2018-02-25 04:00 | 0
2018-02-25 05:00 | 0
2018-02-25 06:00 | 0
2018-02-25 07:00 | 0
2018-02-25 08:00 | 0.19
2018-02-25 09:00 | 0.1
2018-02-25 10:00 | 0.44
2018-02-25 11:00 | 0.52
2018-02-25 12:00 | 0.69
2018-02-25 13:00 | 0.63
2018-02-25 14:00 | 0.67
2018-02-25 15:00 | 0.5
2018-02-25 16:00 | 0.27
2018-02-25 17:00 | 0.07
2018-02-25 18:00 | 0
2018-02-25 19:00 | 0
2018-02-25 20:00 | 0
2018-02-25 21:00 | 0
2018-02-25 22:00 | 0
2018-02-25 23:00 | 0
2018-02-26 | 0
2018-02-26 01:00 | 0
2018-02-26 02:00 | 0
2018-02-26 03:00 | 0
2018-02-26 04:00 | 0
2018-02-26 05:00 | 0
2018-02-26 06:00 | 0
2018-02-26 07:00 | 0
2018-02-26 08:00 | 0.15
2018-02-26 09:00 | 0.07
2018-02-26 10:00 | 0.35
2018-02-26 11:00 | 0.58
2018-02-26 12:00 | 0.66
2018-02-26 13:00 | 0.49
2018-02-26 14:00 | 0.54
2018-02-26 15:00 | 0.45
2018-02-26 16:00 | 0.23
2018-02-26 17:00 | 0.06
2018-02-26 18:00 | 0
2018-02-26 19:00 | 0
2018-02-26 20:00 | 0
2018-02-26 21:00 | 0
2018-02-26 22:00 | 0
2018-02-26 23:00 | 0
2018-02-27 | 0
2018-02-27 01:00 | 0
2018-02-27 02:00 | 0
2018-02-27 03:00 | 0
2018-02-27 04:00 | 0
2018-02-27 05:00 | 0
2018-02-27 06:00 | 0
2018-02-27 07:00 | 0
2018-02-27 08:00 | 0
2018-02-27 09:00 | 0
2018-02-27 10:00 | 0.06
2018-02-27 11:00 | 0.05
2018-02-27 12:00 | 0.13
2018-02-27 13:00 | 0.31
2018-02-27 14:00 | 0.15
2018-02-27 15:00 | 0.08
2018-02-27 16:00 | 0.01
2018-02-27 17:00 | 0.02
2018-02-27 18:00 | 0
2018-02-27 19:00 | 0
2018-02-27 20:00 | 0
2018-02-27 21:00 | 0
2018-02-27 22:00 | 0
2018-02-27 23:00 | 0
2018-02-28 | 0
2018-02-28 01:00 | 0
2018-02-28 02:00 | 0
2018-02-28 03:00 | 0
2018-02-28 04:00 | 0
2018-02-28 05:00 | 0
2018-02-28 06:00 | 0
2018-02-28 07:00 | 0
2018-02-28 08:00 | 0.06
2018-02-28 09:00 | 0.21
2018-02-28 10:00 | 0.02
2018-02-28 11:00 | 0.3
2018-02-28 12:00 | 0.57
2018-02-28 13:00 | 0.43
2018-02-28 14:00 | 0.54
2018-02-28 15:00 | 0.51
2018-02-28 16:00 | 0.32
2018-02-28 17:00 | 0.1
2018-02-28 18:00 | 0
2018-02-28 19:00 | 0
2018-02-28 20:00 | 0
2018-02-28 21:00 | 0
2018-02-28 22:00 | 0
2018-02-28 23:00 | 0
2018-03-01 | 0
2018-03-01 01:00 | 0
2018-03-01 02:00 | 0
2018-03-01 03:00 | 0
2018-03-01 04:00 | 0
2018-03-01 05:00 | 0
2018-03-01 06:00 | 0
2018-03-01 07:00 | 0
2018-03-01 08:00 | 0.2
2018-03-01 09:00 | 0.31
2018-03-01 10:00 | 0.53
2018-03-01 11:00 | 0.61
2018-03-01 12:00 | 0.68
2018-03-01 13:00 | 0.7
2018-03-01 14:00 | 0.64
2018-03-01 15:00 | 0.53
2018-03-01 16:00 | 0.35
2018-03-01 17:00 | 0.1
2018-03-01 18:00 | 0
2018-03-01 19:00 | 0
2018-03-01 20:00 | 0
2018-03-01 21:00 | 0
2018-03-01 22:00 | 0
2018-03-01 23:00 | 0
2018-03-02 | 0
2018-03-02 01:00 | 0
2018-03-02 02:00 | 0
2018-03-02 03:00 | 0
2018-03-02 04:00 | 0
2018-03-02 05:00 | 0
2018-03-02 06:00 | 0
2018-03-02 07:00 | 0
2018-03-02 08:00 | 0.17
2018-03-02 09:00 | 0.31
2018-03-02 10:00 | 0.58
2018-03-02 11:00 | 0.66
2018-03-02 12:00 | 0.71
2018-03-02 13:00 | 0.7
2018-03-02 14:00 | 0.68
2018-03-02 15:00 | 0.56
2018-03-02 16:00 | 0.34
2018-03-02 17:00 | 0.1
2018-03-02 18:00 | 0
2018-03-02 19:00 | 0
2018-03-02 20:00 | 0
2018-03-02 21:00 | 0
2018-03-02 22:00 | 0
2018-03-02 23:00 | 0
2018-03-03 | 0
2018-03-03 01:00 | 0
2018-03-03 02:00 | 0
2018-03-03 03:00 | 0
2018-03-03 04:00 | 0
2018-03-03 05:00 | 0
2018-03-03 06:00 | 0
2018-03-03 07:00 | 0
2018-03-03 08:00 | 0.2
2018-03-03 09:00 | 0
2018-03-03 10:00 | 0.21
2018-03-03 11:00 | 0.28
2018-03-03 12:00 | 0.53
2018-03-03 13:00 | 0.55
2018-03-03 14:00 | 0.46
2018-03-03 15:00 | 0.25
2018-03-03 16:00 | 0.22
2018-03-03 17:00 | 0.07
2018-03-03 18:00 | 0
2018-03-03 19:00 | 0
2018-03-03 20:00 | 0
2018-03-03 21:00 | 0
2018-03-03 22:00 | 0
2018-03-03 23:00 | 0
2018-03-04 | 0
2018-03-04 01:00 | 0
2018-03-04 02:00 | 0
2018-03-04 03:00 | 0
2018-03-04 04:00 | 0
2018-03-04 05:00 | 0
2018-03-04 06:00 | 0
2018-03-04 07:00 | 0
2018-03-04 08:00 | 0.21
2018-03-04 09:00 | 0.32
2018-03-04 10:00 | 0.55
2018-03-04 11:00 | 0.61
2018-03-04 12:00 | 0.7
2018-03-04 13:00 | 0.7
2018-03-04 14:00 | 0.64
2018-03-04 15:00 | 0.57
2018-03-04 16:00 | 0.37
2018-03-04 17:00 | 0.12
2018-03-04 18:00 | 0
2018-03-04 19:00 | 0
2018-03-04 20:00 | 0
2018-03-04 21:00 | 0
2018-03-04 22:00 | 0
2018-03-04 23:00 | 0
2018-03-05 | 0
2018-03-05 01:00 | 0
2018-03-05 02:00 | 0
2018-03-05 03:00 | 0
2018-03-05 04:00 | 0
2018-03-05 05:00 | 0
2018-03-05 06:00 | 0
2018-03-05 07:00 | 0.01
2018-03-05 08:00 | 0.19
2018-03-05 09:00 | 0.25
2018-03-05 10:00 | 0.46
2018-03-05 11:00 | 0.53
2018-03-05 12:00 | 0.64
2018-03-05 13:00 | 0.62
2018-03-05 14:00 | 0.68
2018-03-05 15:00 | 0.54
2018-03-05 16:00 | 0.34
2018-03-05 17:00 | 0.1
2018-03-05 18:00 | 0
2018-03-05 19:00 | 0
2018-03-05 20:00 | 0
2018-03-05 21:00 | 0
2018-03-05 22:00 | 0
2018-03-05 23:00 | 0
2018-03-06 | 0
2018-03-06 01:00 | 0
2018-03-06 02:00 | 0
2018-03-06 03:00 | 0
2018-03-06 04:00 | 0
2018-03-06 05:00 | 0
2018-03-06 06:00 | 0
2018-03-06 07:00 | 0
2018-03-06 08:00 | 0.12
2018-03-06 09:00 | 0.01
2018-03-06 10:00 | 0.04
2018-03-06 11:00 | 0.21
2018-03-06 12:00 | 0.28
2018-03-06 13:00 | 0.26
2018-03-06 14:00 | 0.18
2018-03-06 15:00 | 0.3
2018-03-06 16:00 | 0.28
2018-03-06 17:00 | 0.1
2018-03-06 18:00 | 0
2018-03-06 19:00 | 0
2018-03-06 20:00 | 0
2018-03-06 21:00 | 0
2018-03-06 22:00 | 0
2018-03-06 23:00 | 0
2018-03-07 | 0
2018-03-07 01:00 | 0
2018-03-07 02:00 | 0
2018-03-07 03:00 | 0
2018-03-07 04:00 | 0
2018-03-07 05:00 | 0
2018-03-07 06:00 | 0
2018-03-07 07:00 | 0.01
2018-03-07 08:00 | 0
2018-03-07 09:00 | 0.44
2018-03-07 10:00 | 0.6
2018-03-07 11:00 | 0.69
2018-03-07 12:00 | 0.74
2018-03-07 13:00 | 0.73
2018-03-07 14:00 | 0.63
2018-03-07 15:00 | 0.58
2018-03-07 16:00 | 0.39
2018-03-07 17:00 | 0.13
2018-03-07 18:00 | 0
2018-03-07 19:00 | 0
2018-03-07 20:00 | 0
2018-03-07 21:00 | 0
2018-03-07 22:00 | 0
2018-03-07 23:00 | 0
2018-03-08 | 0
2018-03-08 01:00 | 0
2018-03-08 02:00 | 0
2018-03-08 03:00 | 0
2018-03-08 04:00 | 0
2018-03-08 05:00 | 0
2018-03-08 06:00 | 0
2018-03-08 07:00 | 0.01
2018-03-08 08:00 | 0.22
2018-03-08 09:00 | 0.33
2018-03-08 10:00 | 0.58
2018-03-08 11:00 | 0.66
2018-03-08 12:00 | 0.72
2018-03-08 13:00 | 0.74
2018-03-08 14:00 | 0.69
2018-03-08 15:00 | 0.57
2018-03-08 16:00 | 0.39
2018-03-08 17:00 | 0.13
2018-03-08 18:00 | 0
2018-03-08 19:00 | 0
2018-03-08 20:00 | 0
2018-03-08 21:00 | 0
2018-03-08 22:00 | 0
2018-03-08 23:00 | 0
2018-03-09 | 0
2018-03-09 01:00 | 0
2018-03-09 02:00 | 0
2018-03-09 03:00 | 0
2018-03-09 04:00 | 0
2018-03-09 05:00 | 0
2018-03-09 06:00 | 0
2018-03-09 07:00 | 0.01
2018-03-09 08:00 | 0.23
2018-03-09 09:00 | 0.23
2018-03-09 10:00 | 0.41
2018-03-09 11:00 | 0.46
2018-03-09 12:00 | 0.35
2018-03-09 13:00 | 0.33
2018-03-09 14:00 | 0.28
2018-03-09 15:00 | 0.29
2018-03-09 16:00 | 0.24
2018-03-09 17:00 | 0.09
2018-03-09 18:00 | 0
2018-03-09 19:00 | 0
2018-03-09 20:00 | 0
2018-03-09 21:00 | 0
2018-03-09 22:00 | 0
2018-03-09 23:00 | 0
2018-03-10 | 0
2018-03-10 01:00 | 0
2018-03-10 02:00 | 0
2018-03-10 03:00 | 0
2018-03-10 04:00 | 0
2018-03-10 05:00 | 0
2018-03-10 06:00 | 0
2018-03-10 07:00 | 0.01
2018-03-10 08:00 | 0.24
2018-03-10 09:00 | 0.29
2018-03-10 10:00 | 0.62
2018-03-10 11:00 | 0.55
2018-03-10 12:00 | 0.54
2018-03-10 13:00 | 0.46
2018-03-10 14:00 | 0.19
2018-03-10 15:00 | 0.39
2018-03-10 16:00 | 0.37
2018-03-10 17:00 | 0.09
2018-03-10 18:00 | 0
2018-03-10 19:00 | 0
2018-03-10 20:00 | 0
2018-03-10 21:00 | 0
2018-03-10 22:00 | 0
2018-03-10 23:00 | 0
2018-03-11 | 0
2018-03-11 01:00 | 0
2018-03-11 02:00 | 0
2018-03-11 03:00 | 0
2018-03-11 04:00 | 0
2018-03-11 05:00 | 0
2018-03-11 06:00 | 0
2018-03-11 07:00 | 0
2018-03-11 08:00 | 0.2
2018-03-11 09:00 | 0.03
2018-03-11 10:00 | 0.29
2018-03-11 11:00 | 0.61
2018-03-11 12:00 | 0.53
2018-03-11 13:00 | 0.49
2018-03-11 14:00 | 0.52
2018-03-11 15:00 | 0.39
2018-03-11 16:00 | 0.28
2018-03-11 17:00 | 0.08
2018-03-11 18:00 | 0
2018-03-11 19:00 | 0
2018-03-11 20:00 | 0
2018-03-11 21:00 | 0
2018-03-11 22:00 | 0
2018-03-11 23:00 | 0
2018-03-12 | 0
2018-03-12 01:00 | 0
2018-03-12 02:00 | 0
2018-03-12 03:00 | 0
2018-03-12 04:00 | 0
2018-03-12 05:00 | 0
2018-03-12 06:00 | 0
2018-03-12 07:00 | 0.02
2018-03-12 08:00 | 0.2
2018-03-12 09:00 | 0.31
2018-03-12 10:00 | 0.44
2018-03-12 11:00 | 0.64
2018-03-12 12:00 | 0.67
2018-03-12 13:00 | 0.64
2018-03-12 14:00 | 0.27
2018-03-12 15:00 | 0.35
2018-03-12 16:00 | 0.2
2018-03-12 17:00 | 0.09
2018-03-12 18:00 | 0
2018-03-12 19:00 | 0
2018-03-12 20:00 | 0
2018-03-12 21:00 | 0
2018-03-12 22:00 | 0
2018-03-12 23:00 | 0
2018-03-13 | 0
2018-03-13 01:00 | 0
2018-03-13 02:00 | 0
2018-03-13 03:00 | 0
2018-03-13 04:00 | 0
2018-03-13 05:00 | 0
2018-03-13 06:00 | 0
2018-03-13 07:00 | 0.02
2018-03-13 08:00 | 0.22
2018-03-13 09:00 | 0.44
2018-03-13 10:00 | 0.6
2018-03-13 11:00 | 0.71
2018-03-13 12:00 | 0.76
2018-03-13 13:00 | 0.74
2018-03-13 14:00 | 0.69
2018-03-13 15:00 | 0.58
2018-03-13 16:00 | 0.4
2018-03-13 17:00 | 0.15
2018-03-13 18:00 | 0
2018-03-13 19:00 | 0
2018-03-13 20:00 | 0
2018-03-13 21:00 | 0
2018-03-13 22:00 | 0
2018-03-13 23:00 | 0
2018-03-14 | 0
2018-03-14 01:00 | 0
2018-03-14 02:00 | 0
2018-03-14 03:00 | 0
2018-03-14 04:00 | 0
2018-03-14 05:00 | 0
2018-03-14 06:00 | 0
2018-03-14 07:00 | 0.02
2018-03-14 08:00 | 0.24
2018-03-14 09:00 | 0.41
2018-03-14 10:00 | 0.62
2018-03-14 11:00 | 0.71
2018-03-14 12:00 | 0.77
2018-03-14 13:00 | 0.76
2018-03-14 14:00 | 0.71
2018-03-14 15:00 | 0.6
2018-03-14 16:00 | 0.4
2018-03-14 17:00 | 0.15
2018-03-14 18:00 | 0
2018-03-14 19:00 | 0
2018-03-14 20:00 | 0
2018-03-14 21:00 | 0
2018-03-14 22:00 | 0
2018-03-14 23:00 | 0
2018-03-15 | 0
2018-03-15 01:00 | 0
2018-03-15 02:00 | 0
2018-03-15 03:00 | 0
2018-03-15 04:00 | 0
2018-03-15 05:00 | 0
2018-03-15 06:00 | 0
2018-03-15 07:00 | 0
2018-03-15 08:00 | 0.06
2018-03-15 09:00 | 0.39
2018-03-15 10:00 | 0.61
2018-03-15 11:00 | 0.71
2018-03-15 12:00 | 0.76
2018-03-15 13:00 | 0.76
2018-03-15 14:00 | 0.7
2018-03-15 15:00 | 0.58
2018-03-15 16:00 | 0.4
2018-03-15 17:00 | 0.14
2018-03-15 18:00 | 0
2018-03-15 19:00 | 0
2018-03-15 20:00 | 0
2018-03-15 21:00 | 0
2018-03-15 22:00 | 0
2018-03-15 23:00 | 0
2018-03-16 | 0
2018-03-16 01:00 | 0
2018-03-16 02:00 | 0
2018-03-16 03:00 | 0
2018-03-16 04:00 | 0
2018-03-16 05:00 | 0
2018-03-16 06:00 | 0
2018-03-16 07:00 | 0
2018-03-16 08:00 | 0
2018-03-16 09:00 | 0.16
2018-03-16 10:00 | 0.34
2018-03-16 11:00 | 0.61
2018-03-16 12:00 | 0.72
2018-03-16 13:00 | 0.76
2018-03-16 14:00 | 0.7
2018-03-16 15:00 | 0.59
2018-03-16 16:00 | 0.4
2018-03-16 17:00 | 0.15
2018-03-16 18:00 | 0
2018-03-16 19:00 | 0
2018-03-16 20:00 | 0
2018-03-16 21:00 | 0
2018-03-16 22:00 | 0
2018-03-16 23:00 | 0
2018-03-17 | 0
2018-03-17 01:00 | 0
2018-03-17 02:00 | 0
2018-03-17 03:00 | 0
2018-03-17 04:00 | 0
2018-03-17 05:00 | 0
2018-03-17 06:00 | 0
2018-03-17 07:00 | 0
2018-03-17 08:00 | 0.01
2018-03-17 09:00 | 0.19
2018-03-17 10:00 | 0.39
2018-03-17 11:00 | 0.25
2018-03-17 12:00 | 0.27
2018-03-17 13:00 | 0.51
2018-03-17 14:00 | 0.53
2018-03-17 15:00 | 0.11
2018-03-17 16:00 | 0.07
2018-03-17 17:00 | 0.04
2018-03-17 18:00 | 0
2018-03-17 19:00 | 0
2018-03-17 20:00 | 0
2018-03-17 21:00 | 0
2018-03-17 22:00 | 0
2018-03-17 23:00 | 0
2018-03-18 | 0
2018-03-18 01:00 | 0
2018-03-18 02:00 | 0
2018-03-18 03:00 | 0
2018-03-18 04:00 | 0
2018-03-18 05:00 | 0
2018-03-18 06:00 | 0
2018-03-18 07:00 | 0.04
2018-03-18 08:00 | 0.25
2018-03-18 09:00 | 0.39
2018-03-18 10:00 | 0.61
2018-03-18 11:00 | 0.67
2018-03-18 12:00 | 0.67
2018-03-18 13:00 | 0.72
2018-03-18 14:00 | 0.71
2018-03-18 15:00 | 0.53
2018-03-18 16:00 | 0.36
2018-03-18 17:00 | 0.16
2018-03-18 18:00 | 0
2018-03-18 19:00 | 0
2018-03-18 20:00 | 0
2018-03-18 21:00 | 0
2018-03-18 22:00 | 0
2018-03-18 23:00 | 0
2018-03-19 | 0
2018-03-19 01:00 | 0
2018-03-19 02:00 | 0
2018-03-19 03:00 | 0
2018-03-19 04:00 | 0
2018-03-19 05:00 | 0
2018-03-19 06:00 | 0
2018-03-19 07:00 | 0.04
2018-03-19 08:00 | 0.25
2018-03-19 09:00 | 0.26
2018-03-19 10:00 | 0.63
2018-03-19 11:00 | 0.72
2018-03-19 12:00 | 0.77
2018-03-19 13:00 | 0.74
2018-03-19 14:00 | 0.63
2018-03-19 15:00 | 0.41
2018-03-19 16:00 | 0.38
2018-03-19 17:00 | 0.16
2018-03-19 18:00 | 0
2018-03-19 19:00 | 0
2018-03-19 20:00 | 0
2018-03-19 21:00 | 0
2018-03-19 22:00 | 0
2018-03-19 23:00 | 0
2018-03-20 | 0
2018-03-20 01:00 | 0
2018-03-20 02:00 | 0
2018-03-20 03:00 | 0
2018-03-20 04:00 | 0
2018-03-20 05:00 | 0
2018-03-20 06:00 | 0
2018-03-20 07:00 | 0
2018-03-20 08:00 | 0
2018-03-20 09:00 | 0.1
2018-03-20 10:00 | 0.49
2018-03-20 11:00 | 0.47
2018-03-20 12:00 | 0.57
2018-03-20 13:00 | 0.36
2018-03-20 14:00 | 0.44
2018-03-20 15:00 | 0.17
2018-03-20 16:00 | 0.1
2018-03-20 17:00 | 0.11
2018-03-20 18:00 | 0
2018-03-20 19:00 | 0
2018-03-20 20:00 | 0
2018-03-20 21:00 | 0
2018-03-20 22:00 | 0
2018-03-20 23:00 | 0
2018-03-21 | 0
2018-03-21 01:00 | 0
2018-03-21 02:00 | 0
2018-03-21 03:00 | 0
2018-03-21 04:00 | 0
2018-03-21 05:00 | 0
2018-03-21 06:00 | 0
2018-03-21 07:00 | 0.05
2018-03-21 08:00 | 0.27
2018-03-21 09:00 | 0.49
2018-03-21 10:00 | 0.65
2018-03-21 11:00 | 0.73
2018-03-21 12:00 | 0.72
2018-03-21 13:00 | 0.65
2018-03-21 14:00 | 0.7
2018-03-21 15:00 | 0.57
2018-03-21 16:00 | 0.41
2018-03-21 17:00 | 0.16
2018-03-21 18:00 | 0
2018-03-21 19:00 | 0
2018-03-21 20:00 | 0
2018-03-21 21:00 | 0
2018-03-21 22:00 | 0
2018-03-21 23:00 | 0
2018-03-22 | 0
2018-03-22 01:00 | 0
2018-03-22 02:00 | 0
2018-03-22 03:00 | 0
2018-03-22 04:00 | 0
2018-03-22 05:00 | 0
2018-03-22 06:00 | 0
2018-03-22 07:00 | 0
2018-03-22 08:00 | 0
2018-03-22 09:00 | 0.29
2018-03-22 10:00 | 0.52
2018-03-22 11:00 | 0.7
2018-03-22 12:00 | 0.76
2018-03-22 13:00 | 0.76
2018-03-22 14:00 | 0.71
2018-03-22 15:00 | 0.6
2018-03-22 16:00 | 0.41
2018-03-22 17:00 | 0.17
2018-03-22 18:00 | 0
2018-03-22 19:00 | 0
2018-03-22 20:00 | 0
2018-03-22 21:00 | 0
2018-03-22 22:00 | 0
2018-03-22 23:00 | 0
2018-03-23 | 0
2018-03-23 01:00 | 0
2018-03-23 02:00 | 0
2018-03-23 03:00 | 0
2018-03-23 04:00 | 0
2018-03-23 05:00 | 0
2018-03-23 06:00 | 0
2018-03-23 07:00 | 0.06
2018-03-23 08:00 | 0.25
2018-03-23 09:00 | 0.44
2018-03-23 10:00 | 0.6
2018-03-23 11:00 | 0.7
2018-03-23 12:00 | 0.76
2018-03-23 13:00 | 0.76
2018-03-23 14:00 | 0.7
2018-03-23 15:00 | 0.6
2018-03-23 16:00 | 0.41
2018-03-23 17:00 | 0.17
2018-03-23 18:00 | 0
2018-03-23 19:00 | 0
2018-03-23 20:00 | 0
2018-03-23 21:00 | 0
2018-03-23 22:00 | 0
2018-03-23 23:00 | 0
2018-03-24 | 0
2018-03-24 01:00 | 0
2018-03-24 02:00 | 0
2018-03-24 03:00 | 0
2018-03-24 04:00 | 0
2018-03-24 05:00 | 0
2018-03-24 06:00 | 0
2018-03-24 07:00 | 0.06
2018-03-24 08:00 | 0.27
2018-03-24 09:00 | 0.42
2018-03-24 10:00 | 0.36
2018-03-24 11:00 | 0.59
2018-03-24 12:00 | 0.74
2018-03-24 13:00 | 0.76
2018-03-24 14:00 | 0.71
2018-03-24 15:00 | 0.6
2018-03-24 16:00 | 0.4
2018-03-24 17:00 | 0.16
2018-03-24 18:00 | 0
2018-03-24 19:00 | 0
2018-03-24 20:00 | 0
2018-03-24 21:00 | 0
2018-03-24 22:00 | 0
2018-03-24 23:00 | 0
2018-03-25 | 0
2018-03-25 01:00 | 0
2018-03-25 02:00 | 0
2018-03-25 03:00 | 0
2018-03-25 04:00 | 0
2018-03-25 05:00 | 0
2018-03-25 06:00 | 0
2018-03-25 07:00 | 0
2018-03-25 08:00 | 0.03
2018-03-25 09:00 | 0.24
2018-03-25 10:00 | 0.38
2018-03-25 11:00 | 0.56
2018-03-25 12:00 | 0.51
2018-03-25 13:00 | 0.62
2018-03-25 14:00 | 0.63
2018-03-25 15:00 | 0.35
2018-03-25 16:00 | 0.35
2018-03-25 17:00 | 0.08
2018-03-25 18:00 | 0
2018-03-25 19:00 | 0
2018-03-25 20:00 | 0
2018-03-25 21:00 | 0
2018-03-25 22:00 | 0
2018-03-25 23:00 | 0
2018-03-26 | 0
2018-03-26 01:00 | 0
2018-03-26 02:00 | 0
2018-03-26 03:00 | 0
2018-03-26 04:00 | 0
2018-03-26 05:00 | 0
2018-03-26 06:00 | 0
2018-03-26 07:00 | 0
2018-03-26 08:00 | 0
2018-03-26 09:00 | 0.1
2018-03-26 10:00 | 0
2018-03-26 11:00 | 0.34
2018-03-26 12:00 | 0.46
2018-03-26 13:00 | 0.63
2018-03-26 14:00 | 0.63
2018-03-26 15:00 | 0.52
2018-03-26 16:00 | 0.31
2018-03-26 17:00 | 0.09
2018-03-26 18:00 | 0
2018-03-26 19:00 | 0
2018-03-26 20:00 | 0
2018-03-26 21:00 | 0
2018-03-26 22:00 | 0
2018-03-26 23:00 | 0
2018-03-27 | 0
2018-03-27 01:00 | 0
2018-03-27 02:00 | 0
2018-03-27 03:00 | 0
2018-03-27 04:00 | 0
2018-03-27 05:00 | 0
2018-03-27 06:00 | 0
2018-03-27 07:00 | 0
2018-03-27 08:00 | 0.16
2018-03-27 09:00 | 0.49
2018-03-27 10:00 | 0.54
2018-03-27 11:00 | 0.59
2018-03-27 12:00 | 0.64
2018-03-27 13:00 | 0.6
2018-03-27 14:00 | 0.71
2018-03-27 15:00 | 0.44
2018-03-27 16:00 | 0.24
2018-03-27 17:00 | 0.08
2018-03-27 18:00 | 0
2018-03-27 19:00 | 0
2018-03-27 20:00 | 0
2018-03-27 21:00 | 0
2018-03-27 22:00 | 0
2018-03-27 23:00 | 0
2018-03-28 | 0
2018-03-28 01:00 | 0
2018-03-28 02:00 | 0
2018-03-28 03:00 | 0
2018-03-28 04:00 | 0
2018-03-28 05:00 | 0
2018-03-28 06:00 | 0
2018-03-28 07:00 | 0
2018-03-28 08:00 | 0
2018-03-28 09:00 | 0.5
2018-03-28 10:00 | 0.36
2018-03-28 11:00 | 0.35
2018-03-28 12:00 | 0.29
2018-03-28 13:00 | 0.15
2018-03-28 14:00 | 0.13
2018-03-28 15:00 | 0.1
2018-03-28 16:00 | 0.06
2018-03-28 17:00 | 0.03
2018-03-28 18:00 | 0
2018-03-28 19:00 | 0
2018-03-28 20:00 | 0
2018-03-28 21:00 | 0
2018-03-28 22:00 | 0
2018-03-28 23:00 | 0
2018-03-29 | 0
2018-03-29 01:00 | 0
2018-03-29 02:00 | 0
2018-03-29 03:00 | 0
2018-03-29 04:00 | 0
2018-03-29 05:00 | 0
2018-03-29 06:00 | 0
2018-03-29 07:00 | 0.01
2018-03-29 08:00 | 0
2018-03-29 09:00 | 0.5
2018-03-29 10:00 | 0.64
2018-03-29 11:00 | 0.72
2018-03-29 12:00 | 0.76
2018-03-29 13:00 | 0.73
2018-03-29 14:00 | 0.69
2018-03-29 15:00 | 0.58
2018-03-29 16:00 | 0.41
2018-03-29 17:00 | 0.17
2018-03-29 18:00 | 0
2018-03-29 19:00 | 0
2018-03-29 20:00 | 0
2018-03-29 21:00 | 0
2018-03-29 22:00 | 0
2018-03-29 23:00 | 0
2018-03-30 | 0
2018-03-30 01:00 | 0
2018-03-30 02:00 | 0
2018-03-30 03:00 | 0
2018-03-30 04:00 | 0
2018-03-30 05:00 | 0
2018-03-30 06:00 | 0
2018-03-30 07:00 | 0
2018-03-30 08:00 | 0.02
2018-03-30 09:00 | 0.17
2018-03-30 10:00 | 0.33
2018-03-30 11:00 | 0.54
2018-03-30 12:00 | 0.7
2018-03-30 13:00 | 0.77
2018-03-30 14:00 | 0.72
2018-03-30 15:00 | 0.49
2018-03-30 16:00 | 0.42
2018-03-30 17:00 | 0.19
2018-03-30 18:00 | 0
2018-03-30 19:00 | 0
2018-03-30 20:00 | 0
2018-03-30 21:00 | 0
2018-03-30 22:00 | 0
2018-03-30 23:00 | 0
2018-03-31 | 0
2018-03-31 01:00 | 0
2018-03-31 02:00 | 0
2018-03-31 03:00 | 0
2018-03-31 04:00 | 0
2018-03-31 05:00 | 0
2018-03-31 06:00 | 0
2018-03-31 07:00 | 0.04
2018-03-31 08:00 | 0.19
2018-03-31 09:00 | 0.15
2018-03-31 10:00 | 0.14
2018-03-31 11:00 | 0.16
2018-03-31 12:00 | 0.19
2018-03-31 13:00 | 0.19
2018-03-31 14:00 | 0.2
2018-03-31 15:00 | 0.36
2018-03-31 16:00 | 0.36
2018-03-31 17:00 | 0.14
2018-03-31 18:00 | 0
2018-03-31 19:00 | 0
2018-03-31 20:00 | 0
2018-03-31 21:00 | 0
2018-03-31 22:00 | 0
2018-03-31 23:00 | 0
2018-04-01 | 0
2018-04-01 01:00 | 0
2018-04-01 02:00 | 0
2018-04-01 03:00 | 0
2018-04-01 04:00 | 0
2018-04-01 05:00 | 0
2018-04-01 06:00 | 0
2018-04-01 07:00 | 0
2018-04-01 08:00 | 0
2018-04-01 09:00 | 0.28
2018-04-01 10:00 | 0.25
2018-04-01 11:00 | 0.62
2018-04-01 12:00 | 0.59
2018-04-01 13:00 | 0.74
2018-04-01 14:00 | 0.64
2018-04-01 15:00 | 0.56
2018-04-01 16:00 | 0.42
2018-04-01 17:00 | 0.18
2018-04-01 18:00 | 0
2018-04-01 19:00 | 0
2018-04-01 20:00 | 0
2018-04-01 21:00 | 0
2018-04-01 22:00 | 0
2018-04-01 23:00 | 0
2018-04-02 | 0
2018-04-02 01:00 | 0
2018-04-02 02:00 | 0
2018-04-02 03:00 | 0
2018-04-02 04:00 | 0
2018-04-02 05:00 | 0
2018-04-02 06:00 | 0
2018-04-02 07:00 | 0.11
2018-04-02 08:00 | 0.31
2018-04-02 09:00 | 0.47
2018-04-02 10:00 | 0.6
2018-04-02 11:00 | 0.71
2018-04-02 12:00 | 0.76
2018-04-02 13:00 | 0.77
2018-04-02 14:00 | 0.65
2018-04-02 15:00 | 0.57
2018-04-02 16:00 | 0.37
2018-04-02 17:00 | 0.14
2018-04-02 18:00 | 0
2018-04-02 19:00 | 0
2018-04-02 20:00 | 0
2018-04-02 21:00 | 0
2018-04-02 22:00 | 0
2018-04-02 23:00 | 0
2018-04-03 | 0
2018-04-03 01:00 | 0
2018-04-03 02:00 | 0
2018-04-03 03:00 | 0
2018-04-03 04:00 | 0
2018-04-03 05:00 | 0
2018-04-03 06:00 | 0
2018-04-03 07:00 | 0
2018-04-03 08:00 | 0.01
2018-04-03 09:00 | 0.44
2018-04-03 10:00 | 0.41
2018-04-03 11:00 | 0.4
2018-04-03 12:00 | 0.34
2018-04-03 13:00 | 0.17
2018-04-03 14:00 | 0.12
2018-04-03 15:00 | 0.26
2018-04-03 16:00 | 0.16
2018-04-03 17:00 | 0.06
2018-04-03 18:00 | 0
2018-04-03 19:00 | 0
2018-04-03 20:00 | 0
2018-04-03 21:00 | 0
2018-04-03 22:00 | 0
2018-04-03 23:00 | 0
2018-04-04 | 0
2018-04-04 01:00 | 0
2018-04-04 02:00 | 0
2018-04-04 03:00 | 0
2018-04-04 04:00 | 0
2018-04-04 05:00 | 0
2018-04-04 06:00 | 0
2018-04-04 07:00 | 0
2018-04-04 08:00 | 0
2018-04-04 09:00 | 0.02
2018-04-04 10:00 | 0.14
2018-04-04 11:00 | 0.17
2018-04-04 12:00 | 0.12
2018-04-04 13:00 | 0.12
2018-04-04 14:00 | 0.15
2018-04-04 15:00 | 0.07
2018-04-04 16:00 | 0.08
2018-04-04 17:00 | 0.02
2018-04-04 18:00 | 0
2018-04-04 19:00 | 0
2018-04-04 20:00 | 0
2018-04-04 21:00 | 0
2018-04-04 22:00 | 0
2018-04-04 23:00 | 0
2018-04-05 | 0
2018-04-05 01:00 | 0
2018-04-05 02:00 | 0
2018-04-05 03:00 | 0
2018-04-05 04:00 | 0
2018-04-05 05:00 | 0
2018-04-05 06:00 | 0
2018-04-05 07:00 | 0.04
2018-04-05 08:00 | 0.01
2018-04-05 09:00 | 0.52
2018-04-05 10:00 | 0.66
2018-04-05 11:00 | 0.62
2018-04-05 12:00 | 0.65
2018-04-05 13:00 | 0.79
2018-04-05 14:00 | 0.67
2018-04-05 15:00 | 0.61
2018-04-05 16:00 | 0.35
2018-04-05 17:00 | 0.14
2018-04-05 18:00 | 0
2018-04-05 19:00 | 0
2018-04-05 20:00 | 0
2018-04-05 21:00 | 0
2018-04-05 22:00 | 0
2018-04-05 23:00 | 0
2018-04-06 | 0
2018-04-06 01:00 | 0
2018-04-06 02:00 | 0
2018-04-06 03:00 | 0
2018-04-06 04:00 | 0
2018-04-06 05:00 | 0
2018-04-06 06:00 | 0
2018-04-06 07:00 | 0.12
2018-04-06 08:00 | 0.29
2018-04-06 09:00 | 0.51
2018-04-06 10:00 | 0.64
2018-04-06 11:00 | 0.74
2018-04-06 12:00 | 0.77
2018-04-06 13:00 | 0.63
2018-04-06 14:00 | 0.71
2018-04-06 15:00 | 0.62
2018-04-06 16:00 | 0.42
2018-04-06 17:00 | 0.18
2018-04-06 18:00 | 0
2018-04-06 19:00 | 0
2018-04-06 20:00 | 0
2018-04-06 21:00 | 0
2018-04-06 22:00 | 0
2018-04-06 23:00 | 0
2018-04-07 | 0
2018-04-07 01:00 | 0
2018-04-07 02:00 | 0
2018-04-07 03:00 | 0
2018-04-07 04:00 | 0
2018-04-07 05:00 | 0
2018-04-07 06:00 | 0
2018-04-07 07:00 | 0.12
2018-04-07 08:00 | 0.32
2018-04-07 09:00 | 0.52
2018-04-07 10:00 | 0.46
2018-04-07 11:00 | 0.55
2018-04-07 12:00 | 0.48
2018-04-07 13:00 | 0.48
2018-04-07 14:00 | 0.66
2018-04-07 15:00 | 0.61
2018-04-07 16:00 | 0.42
2018-04-07 17:00 | 0.15
2018-04-07 18:00 | 0
2018-04-07 19:00 | 0
2018-04-07 20:00 | 0
2018-04-07 21:00 | 0
2018-04-07 22:00 | 0
2018-04-07 23:00 | 0
2018-04-08 | 0
2018-04-08 01:00 | 0
2018-04-08 02:00 | 0
2018-04-08 03:00 | 0
2018-04-08 04:00 | 0
2018-04-08 05:00 | 0
2018-04-08 06:00 | 0
2018-04-08 07:00 | 0
2018-04-08 08:00 | 0
2018-04-08 09:00 | 0.51
2018-04-08 10:00 | 0.62
2018-04-08 11:00 | 0.62
2018-04-08 12:00 | 0.75
2018-04-08 13:00 | 0.78
2018-04-08 14:00 | 0.61
2018-04-08 15:00 | 0.46
2018-04-08 16:00 | 0.27
2018-04-08 17:00 | 0.17
2018-04-08 18:00 | 0
2018-04-08 19:00 | 0
2018-04-08 20:00 | 0
2018-04-08 21:00 | 0
2018-04-08 22:00 | 0
2018-04-08 23:00 | 0
2018-04-09 | 0
2018-04-09 01:00 | 0
2018-04-09 02:00 | 0
2018-04-09 03:00 | 0
2018-04-09 04:00 | 0
2018-04-09 05:00 | 0
2018-04-09 06:00 | 0
2018-04-09 07:00 | 0.1
2018-04-09 08:00 | 0.25
2018-04-09 09:00 | 0.51
2018-04-09 10:00 | 0.6
2018-04-09 11:00 | 0.45
2018-04-09 12:00 | 0.69
2018-04-09 13:00 | 0.72
2018-04-09 14:00 | 0.63
2018-04-09 15:00 | 0.59
2018-04-09 16:00 | 0.43
2018-04-09 17:00 | 0.2
2018-04-09 18:00 | 0
2018-04-09 19:00 | 0
2018-04-09 20:00 | 0
2018-04-09 21:00 | 0
2018-04-09 22:00 | 0
2018-04-09 23:00 | 0
2018-04-10 | 0
2018-04-10 01:00 | 0
2018-04-10 02:00 | 0
2018-04-10 03:00 | 0
2018-04-10 04:00 | 0
2018-04-10 05:00 | 0
2018-04-10 06:00 | 0
2018-04-10 07:00 | 0
2018-04-10 08:00 | 0
2018-04-10 09:00 | 0.38
2018-04-10 10:00 | 0.36
2018-04-10 11:00 | 0.48
2018-04-10 12:00 | 0.66
2018-04-10 13:00 | 0.51
2018-04-10 14:00 | 0.48
2018-04-10 15:00 | 0.22
2018-04-10 16:00 | 0.16
2018-04-10 17:00 | 0.13
2018-04-10 18:00 | 0
2018-04-10 19:00 | 0
2018-04-10 20:00 | 0
2018-04-10 21:00 | 0
2018-04-10 22:00 | 0
2018-04-10 23:00 | 0
2018-04-11 | 0
2018-04-11 01:00 | 0
2018-04-11 02:00 | 0
2018-04-11 03:00 | 0
2018-04-11 04:00 | 0
2018-04-11 05:00 | 0
2018-04-11 06:00 | 0
2018-04-11 07:00 | 0.09
2018-04-11 08:00 | 0.16
2018-04-11 09:00 | 0.49
2018-04-11 10:00 | 0.31
2018-04-11 11:00 | 0.59
2018-04-11 12:00 | 0.59
2018-04-11 13:00 | 0.62
2018-04-11 14:00 | 0.63
2018-04-11 15:00 | 0.51
2018-04-11 16:00 | 0.36
2018-04-11 17:00 | 0.18
2018-04-11 18:00 | 0
2018-04-11 19:00 | 0
2018-04-11 20:00 | 0
2018-04-11 21:00 | 0
2018-04-11 22:00 | 0
2018-04-11 23:00 | 0
2018-04-12 | 0
2018-04-12 01:00 | 0
2018-04-12 02:00 | 0
2018-04-12 03:00 | 0
2018-04-12 04:00 | 0
2018-04-12 05:00 | 0
2018-04-12 06:00 | 0
2018-04-12 07:00 | 0.11
2018-04-12 08:00 | 0.23
2018-04-12 09:00 | 0.51
2018-04-12 10:00 | 0.64
2018-04-12 11:00 | 0.71
2018-04-12 12:00 | 0.76
2018-04-12 13:00 | 0.75
2018-04-12 14:00 | 0.68
2018-04-12 15:00 | 0.57
2018-04-12 16:00 | 0.43
2018-04-12 17:00 | 0.2
2018-04-12 18:00 | 0
2018-04-12 19:00 | 0
2018-04-12 20:00 | 0
2018-04-12 21:00 | 0
2018-04-12 22:00 | 0
2018-04-12 23:00 | 0
2018-04-13 | 0
2018-04-13 01:00 | 0
2018-04-13 02:00 | 0
2018-04-13 03:00 | 0
2018-04-13 04:00 | 0
2018-04-13 05:00 | 0
2018-04-13 06:00 | 0
2018-04-13 07:00 | 0.13
2018-04-13 08:00 | 0.18
2018-04-13 09:00 | 0.51
2018-04-13 10:00 | 0.64
2018-04-13 11:00 | 0.69
2018-04-13 12:00 | 0.75
2018-04-13 13:00 | 0.75
2018-04-13 14:00 | 0.71
2018-04-13 15:00 | 0.59
2018-04-13 16:00 | 0.41
2018-04-13 17:00 | 0.18
2018-04-13 18:00 | 0
2018-04-13 19:00 | 0
2018-04-13 20:00 | 0
2018-04-13 21:00 | 0
2018-04-13 22:00 | 0
2018-04-13 23:00 | 0
2018-04-14 | 0
2018-04-14 01:00 | 0
2018-04-14 02:00 | 0
2018-04-14 03:00 | 0
2018-04-14 04:00 | 0
2018-04-14 05:00 | 0
2018-04-14 06:00 | 0
2018-04-14 07:00 | 0.13
2018-04-14 08:00 | 0.28
2018-04-14 09:00 | 0.01
2018-04-14 10:00 | 0.33
2018-04-14 11:00 | 0.21
2018-04-14 12:00 | 0.13
2018-04-14 13:00 | 0.05
2018-04-14 14:00 | 0.06
2018-04-14 15:00 | 0.14
2018-04-14 16:00 | 0.13
2018-04-14 17:00 | 0.08
2018-04-14 18:00 | 0
2018-04-14 19:00 | 0
2018-04-14 20:00 | 0
2018-04-14 21:00 | 0
2018-04-14 22:00 | 0
2018-04-14 23:00 | 0
2018-04-15 | 0
2018-04-15 01:00 | 0
2018-04-15 02:00 | 0
2018-04-15 03:00 | 0
2018-04-15 04:00 | 0
2018-04-15 05:00 | 0
2018-04-15 06:00 | 0
2018-04-15 07:00 | 0.05
2018-04-15 08:00 | 0.05
2018-04-15 09:00 | 0.2
2018-04-15 10:00 | 0.32
2018-04-15 11:00 | 0.28
2018-04-15 12:00 | 0.26
2018-04-15 13:00 | 0.5
2018-04-15 14:00 | 0.48
2018-04-15 15:00 | 0.5
2018-04-15 16:00 | 0.37
2018-04-15 17:00 | 0.21
2018-04-15 18:00 | 0
2018-04-15 19:00 | 0
2018-04-15 20:00 | 0
2018-04-15 21:00 | 0
2018-04-15 22:00 | 0
2018-04-15 23:00 | 0
2018-04-16 | 0
2018-04-16 01:00 | 0
2018-04-16 02:00 | 0
2018-04-16 03:00 | 0
2018-04-16 04:00 | 0
2018-04-16 05:00 | 0
2018-04-16 06:00 | 0
2018-04-16 07:00 | 0
2018-04-16 08:00 | 0.19
2018-04-16 09:00 | 0.49
2018-04-16 10:00 | 0.55
2018-04-16 11:00 | 0.74
2018-04-16 12:00 | 0.78
2018-04-16 13:00 | 0.78
2018-04-16 14:00 | 0.72
2018-04-16 15:00 | 0.58
2018-04-16 16:00 | 0.42
2018-04-16 17:00 | 0.2
2018-04-16 18:00 | 0
2018-04-16 19:00 | 0
2018-04-16 20:00 | 0
2018-04-16 21:00 | 0
2018-04-16 22:00 | 0
2018-04-16 23:00 | 0
2018-04-17 | 0
2018-04-17 01:00 | 0
2018-04-17 02:00 | 0
2018-04-17 03:00 | 0
2018-04-17 04:00 | 0
2018-04-17 05:00 | 0
2018-04-17 06:00 | 0
2018-04-17 07:00 | 0.14
2018-04-17 08:00 | 0.28
2018-04-17 09:00 | 0.53
2018-04-17 10:00 | 0.6
2018-04-17 11:00 | 0.68
2018-04-17 12:00 | 0.76
2018-04-17 13:00 | 0.76
2018-04-17 14:00 | 0.7
2018-04-17 15:00 | 0.57
2018-04-17 16:00 | 0.41
2018-04-17 17:00 | 0.2
2018-04-17 18:00 | 0
2018-04-17 19:00 | 0
2018-04-17 20:00 | 0
2018-04-17 21:00 | 0
2018-04-17 22:00 | 0
2018-04-17 23:00 | 0
2018-04-18 | 0
2018-04-18 01:00 | 0
2018-04-18 02:00 | 0
2018-04-18 03:00 | 0
2018-04-18 04:00 | 0
2018-04-18 05:00 | 0
2018-04-18 06:00 | 0
2018-04-18 07:00 | 0.15
2018-04-18 08:00 | 0.25
2018-04-18 09:00 | 0.5
2018-04-18 10:00 | 0.62
2018-04-18 11:00 | 0.7
2018-04-18 12:00 | 0.77
2018-04-18 13:00 | 0.74
2018-04-18 14:00 | 0.67
2018-04-18 15:00 | 0.56
2018-04-18 16:00 | 0.39
2018-04-18 17:00 | 0.17
2018-04-18 18:00 | 0
2018-04-18 19:00 | 0
2018-04-18 20:00 | 0
2018-04-18 21:00 | 0
2018-04-18 22:00 | 0
2018-04-18 23:00 | 0
2018-04-19 | 0
2018-04-19 01:00 | 0
2018-04-19 02:00 | 0
2018-04-19 03:00 | 0
2018-04-19 04:00 | 0
2018-04-19 05:00 | 0
2018-04-19 06:00 | 0
2018-04-19 07:00 | 0.15
2018-04-19 08:00 | 0.31
2018-04-19 09:00 | 0.5
2018-04-19 10:00 | 0.6
2018-04-19 11:00 | 0.71
2018-04-19 12:00 | 0.76
2018-04-19 13:00 | 0.73
2018-04-19 14:00 | 0.68
2018-04-19 15:00 | 0.57
2018-04-19 16:00 | 0.39
2018-04-19 17:00 | 0.18
2018-04-19 18:00 | 0
2018-04-19 19:00 | 0
2018-04-19 20:00 | 0
2018-04-19 21:00 | 0
2018-04-19 22:00 | 0
2018-04-19 23:00 | 0
2018-04-20 | 0
2018-04-20 01:00 | 0
2018-04-20 02:00 | 0
2018-04-20 03:00 | 0
2018-04-20 04:00 | 0
2018-04-20 05:00 | 0
2018-04-20 06:00 | 0.01
2018-04-20 07:00 | 0.15
2018-04-20 08:00 | 0.25
2018-04-20 09:00 | 0.49
2018-04-20 10:00 | 0.6
2018-04-20 11:00 | 0.64
2018-04-20 12:00 | 0.64
2018-04-20 13:00 | 0.65
2018-04-20 14:00 | 0.61
2018-04-20 15:00 | 0.54
2018-04-20 16:00 | 0.43
2018-04-20 17:00 | 0.18
2018-04-20 18:00 | 0
2018-04-20 19:00 | 0
2018-04-20 20:00 | 0
2018-04-20 21:00 | 0
2018-04-20 22:00 | 0
2018-04-20 23:00 | 0
2018-04-21 | 0
2018-04-21 01:00 | 0
2018-04-21 02:00 | 0
2018-04-21 03:00 | 0
2018-04-21 04:00 | 0
2018-04-21 05:00 | 0
2018-04-21 06:00 | 0
2018-04-21 07:00 | 0.15
2018-04-21 08:00 | 0.21
2018-04-21 09:00 | 0.49
2018-04-21 10:00 | 0.58
2018-04-21 11:00 | 0.59
2018-04-21 12:00 | 0.59
2018-04-21 13:00 | 0.57
2018-04-21 14:00 | 0.61
2018-04-21 15:00 | 0.58
2018-04-21 16:00 | 0.33
2018-04-21 17:00 | 0.16
2018-04-21 18:00 | 0
2018-04-21 19:00 | 0
2018-04-21 20:00 | 0
2018-04-21 21:00 | 0
2018-04-21 22:00 | 0
2018-04-21 23:00 | 0
2018-04-22 | 0
2018-04-22 01:00 | 0
2018-04-22 02:00 | 0
2018-04-22 03:00 | 0
2018-04-22 04:00 | 0
2018-04-22 05:00 | 0
2018-04-22 06:00 | 0
2018-04-22 07:00 | 0
2018-04-22 08:00 | 0.09
2018-04-22 09:00 | 0.29
2018-04-22 10:00 | 0.23
2018-04-22 11:00 | 0.41
2018-04-22 12:00 | 0.63
2018-04-22 13:00 | 0.64
2018-04-22 14:00 | 0.49
2018-04-22 15:00 | 0.29
2018-04-22 16:00 | 0.22
2018-04-22 17:00 | 0.1
2018-04-22 18:00 | 0
2018-04-22 19:00 | 0
2018-04-22 20:00 | 0
2018-04-22 21:00 | 0
2018-04-22 22:00 | 0
2018-04-22 23:00 | 0
2018-04-23 | 0
2018-04-23 01:00 | 0
2018-04-23 02:00 | 0
2018-04-23 03:00 | 0
2018-04-23 04:00 | 0
2018-04-23 05:00 | 0
2018-04-23 06:00 | 0
2018-04-23 07:00 | 0
2018-04-23 08:00 | 0.25
2018-04-23 09:00 | 0.54
2018-04-23 10:00 | 0.66
2018-04-23 11:00 | 0.64
2018-04-23 12:00 | 0.66
2018-04-23 13:00 | 0.48
2018-04-23 14:00 | 0.4
2018-04-23 15:00 | 0.36
2018-04-23 16:00 | 0.3
2018-04-23 17:00 | 0.14
2018-04-23 18:00 | 0
2018-04-23 19:00 | 0
2018-04-23 20:00 | 0
2018-04-23 21:00 | 0
2018-04-23 22:00 | 0
2018-04-23 23:00 | 0
2018-04-24 | 0
2018-04-24 01:00 | 0
2018-04-24 02:00 | 0
2018-04-24 03:00 | 0
2018-04-24 04:00 | 0
2018-04-24 05:00 | 0
2018-04-24 06:00 | 0
2018-04-24 07:00 | 0.13
2018-04-24 08:00 | 0.3
2018-04-24 09:00 | 0.53
2018-04-24 10:00 | 0.65
2018-04-24 11:00 | 0.72
2018-04-24 12:00 | 0.75
2018-04-24 13:00 | 0.71
2018-04-24 14:00 | 0.53
2018-04-24 15:00 | 0.56
2018-04-24 16:00 | 0.39
2018-04-24 17:00 | 0.18
2018-04-24 18:00 | 0
2018-04-24 19:00 | 0
2018-04-24 20:00 | 0
2018-04-24 21:00 | 0
2018-04-24 22:00 | 0
2018-04-24 23:00 | 0
2018-04-25 | 0
2018-04-25 01:00 | 0
2018-04-25 02:00 | 0
2018-04-25 03:00 | 0
2018-04-25 04:00 | 0
2018-04-25 05:00 | 0
2018-04-25 06:00 | 0
2018-04-25 07:00 | 0
2018-04-25 08:00 | 0.14
2018-04-25 09:00 | 0.45
2018-04-25 10:00 | 0.51
2018-04-25 11:00 | 0.37
2018-04-25 12:00 | 0.46
2018-04-25 13:00 | 0.16
2018-04-25 14:00 | 0.15
2018-04-25 15:00 | 0.37
2018-04-25 16:00 | 0.11
2018-04-25 17:00 | 0.07
2018-04-25 18:00 | 0
2018-04-25 19:00 | 0
2018-04-25 20:00 | 0
2018-04-25 21:00 | 0
2018-04-25 22:00 | 0
2018-04-25 23:00 | 0
2018-04-26 | 0
2018-04-26 01:00 | 0
2018-04-26 02:00 | 0
2018-04-26 03:00 | 0
2018-04-26 04:00 | 0
2018-04-26 05:00 | 0
2018-04-26 06:00 | 0
2018-04-26 07:00 | 0.02
2018-04-26 08:00 | 0.35
2018-04-26 09:00 | 0.54
2018-04-26 10:00 | 0.64
2018-04-26 11:00 | 0.54
2018-04-26 12:00 | 0.53
2018-04-26 13:00 | 0.64
2018-04-26 14:00 | 0.71
2018-04-26 15:00 | 0.6
2018-04-26 16:00 | 0.41
2018-04-26 17:00 | 0.19
2018-04-26 18:00 | 0
2018-04-26 19:00 | 0
2018-04-26 20:00 | 0
2018-04-26 21:00 | 0
2018-04-26 22:00 | 0
2018-04-26 23:00 | 0
2018-04-27 | 0
2018-04-27 01:00 | 0
2018-04-27 02:00 | 0
2018-04-27 03:00 | 0
2018-04-27 04:00 | 0
2018-04-27 05:00 | 0
2018-04-27 06:00 | 0
2018-04-27 07:00 | 0
2018-04-27 08:00 | 0.06
2018-04-27 09:00 | 0.02
2018-04-27 10:00 | 0.24
2018-04-27 11:00 | 0.04
2018-04-27 12:00 | 0.19
2018-04-27 13:00 | 0.35
2018-04-27 14:00 | 0.51
2018-04-27 15:00 | 0.44
2018-04-27 16:00 | 0.34
2018-04-27 17:00 | 0.19
2018-04-27 18:00 | 0
2018-04-27 19:00 | 0
2018-04-27 20:00 | 0
2018-04-27 21:00 | 0
2018-04-27 22:00 | 0
2018-04-27 23:00 | 0
2018-04-28 | 0
2018-04-28 01:00 | 0
2018-04-28 02:00 | 0
2018-04-28 03:00 | 0
2018-04-28 04:00 | 0
2018-04-28 05:00 | 0
2018-04-28 06:00 | 0
2018-04-28 07:00 | 0
2018-04-28 08:00 | 0.04
2018-04-28 09:00 | 0.03
2018-04-28 10:00 | 0.19
2018-04-28 11:00 | 0.31
2018-04-28 12:00 | 0.21
2018-04-28 13:00 | 0.19
2018-04-28 14:00 | 0.3
2018-04-28 15:00 | 0.27
2018-04-28 16:00 | 0.2
2018-04-28 17:00 | 0.06
2018-04-28 18:00 | 0
2018-04-28 19:00 | 0
2018-04-28 20:00 | 0
2018-04-28 21:00 | 0
2018-04-28 22:00 | 0
2018-04-28 23:00 | 0
2018-04-29 | 0
2018-04-29 01:00 | 0
2018-04-29 02:00 | 0
2018-04-29 03:00 | 0
2018-04-29 04:00 | 0
2018-04-29 05:00 | 0
2018-04-29 06:00 | 0
2018-04-29 07:00 | 0
2018-04-29 08:00 | 0.08
2018-04-29 09:00 | 0.31
2018-04-29 10:00 | 0.27
2018-04-29 11:00 | 0.24
2018-04-29 12:00 | 0.27
2018-04-29 13:00 | 0.42
2018-04-29 14:00 | 0.31
2018-04-29 15:00 | 0.34
2018-04-29 16:00 | 0.26
2018-04-29 17:00 | 0.12
2018-04-29 18:00 | 0
2018-04-29 19:00 | 0
2018-04-29 20:00 | 0
2018-04-29 21:00 | 0
2018-04-29 22:00 | 0
2018-04-29 23:00 | 0
2018-04-30 | 0
2018-04-30 01:00 | 0
2018-04-30 02:00 | 0
2018-04-30 03:00 | 0
2018-04-30 04:00 | 0
2018-04-30 05:00 | 0
2018-04-30 06:00 | 0
2018-04-30 07:00 | 0
2018-04-30 08:00 | 0.28
2018-04-30 09:00 | 0.36
2018-04-30 10:00 | 0.26
2018-04-30 11:00 | 0.2
2018-04-30 12:00 | 0.39
2018-04-30 13:00 | 0.63
2018-04-30 14:00 | 0.62
2018-04-30 15:00 | 0.61
2018-04-30 16:00 | 0.43
2018-04-30 17:00 | 0.2
2018-04-30 18:00 | 0
2018-04-30 19:00 | 0
2018-04-30 20:00 | 0
2018-04-30 21:00 | 0
2018-04-30 22:00 | 0
2018-04-30 23:00 | 0
2018-05-01 | 0
2018-05-01 01:00 | 0
2018-05-01 02:00 | 0
2018-05-01 03:00 | 0
2018-05-01 04:00 | 0
2018-05-01 05:00 | 0
2018-05-01 06:00 | 0
2018-05-01 07:00 | 0
2018-05-01 08:00 | 0.01
2018-05-01 09:00 | 0.01
2018-05-01 10:00 | 0.1
2018-05-01 11:00 | 0.18
2018-05-01 12:00 | 0.28
2018-05-01 13:00 | 0.39
2018-05-01 14:00 | 0.31
2018-05-01 15:00 | 0.44
2018-05-01 16:00 | 0.38
2018-05-01 17:00 | 0.18
2018-05-01 18:00 | 0
2018-05-01 19:00 | 0
2018-05-01 20:00 | 0
2018-05-01 21:00 | 0
2018-05-01 22:00 | 0
2018-05-01 23:00 | 0
2018-05-02 | 0
2018-05-02 01:00 | 0
2018-05-02 02:00 | 0
2018-05-02 03:00 | 0
2018-05-02 04:00 | 0
2018-05-02 05:00 | 0
2018-05-02 06:00 | 0
2018-05-02 07:00 | 0
2018-05-02 08:00 | 0.09
2018-05-02 09:00 | 0.05
2018-05-02 10:00 | 0.12
2018-05-02 11:00 | 0.16
2018-05-02 12:00 | 0.21
2018-05-02 13:00 | 0.21
2018-05-02 14:00 | 0.27
2018-05-02 15:00 | 0.36
2018-05-02 16:00 | 0.26
2018-05-02 17:00 | 0.17
2018-05-02 18:00 | 0
2018-05-02 19:00 | 0
2018-05-02 20:00 | 0
2018-05-02 21:00 | 0
2018-05-02 22:00 | 0
2018-05-02 23:00 | 0
2018-05-03 | 0
2018-05-03 01:00 | 0
2018-05-03 02:00 | 0
2018-05-03 03:00 | 0
2018-05-03 04:00 | 0
2018-05-03 05:00 | 0
2018-05-03 06:00 | 0
2018-05-03 07:00 | 0
2018-05-03 08:00 | 0.2
2018-05-03 09:00 | 0.11
2018-05-03 10:00 | 0.1
2018-05-03 11:00 | 0.21
2018-05-03 12:00 | 0.33
2018-05-03 13:00 | 0.32
2018-05-03 14:00 | 0.33
2018-05-03 15:00 | 0.31
2018-05-03 16:00 | 0.24
2018-05-03 17:00 | 0.13
2018-05-03 18:00 | 0
2018-05-03 19:00 | 0
2018-05-03 20:00 | 0
2018-05-03 21:00 | 0
2018-05-03 22:00 | 0
2018-05-03 23:00 | 0
2018-05-04 | 0
2018-05-04 01:00 | 0
2018-05-04 02:00 | 0
2018-05-04 03:00 | 0
2018-05-04 04:00 | 0
2018-05-04 05:00 | 0
2018-05-04 06:00 | 0
2018-05-04 07:00 | 0.01
2018-05-04 08:00 | 0.32
2018-05-04 09:00 | 0.49
2018-05-04 10:00 | 0.52
2018-05-04 11:00 | 0.55
2018-05-04 12:00 | 0.37
2018-05-04 13:00 | 0.47
2018-05-04 14:00 | 0.5
2018-05-04 15:00 | 0.36
2018-05-04 16:00 | 0.33
2018-05-04 17:00 | 0.19
2018-05-04 18:00 | 0
2018-05-04 19:00 | 0
2018-05-04 20:00 | 0
2018-05-04 21:00 | 0
2018-05-04 22:00 | 0
2018-05-04 23:00 | 0
2018-05-05 | 0
2018-05-05 01:00 | 0
2018-05-05 02:00 | 0
2018-05-05 03:00 | 0
2018-05-05 04:00 | 0
2018-05-05 05:00 | 0
2018-05-05 06:00 | 0
2018-05-05 07:00 | 0
2018-05-05 08:00 | 0.26
2018-05-05 09:00 | 0.54
2018-05-05 10:00 | 0.57
2018-05-05 11:00 | 0.56
2018-05-05 12:00 | 0.55
2018-05-05 13:00 | 0.37
2018-05-05 14:00 | 0.35
2018-05-05 15:00 | 0.42
2018-05-05 16:00 | 0.34
2018-05-05 17:00 | 0.18
2018-05-05 18:00 | 0
2018-05-05 19:00 | 0
2018-05-05 20:00 | 0
2018-05-05 21:00 | 0
2018-05-05 22:00 | 0
2018-05-05 23:00 | 0
2018-05-06 | 0
2018-05-06 01:00 | 0
2018-05-06 02:00 | 0
2018-05-06 03:00 | 0
2018-05-06 04:00 | 0
2018-05-06 05:00 | 0
2018-05-06 06:00 | 0
2018-05-06 07:00 | 0
2018-05-06 08:00 | 0.08
2018-05-06 09:00 | 0.11
2018-05-06 10:00 | 0.22
2018-05-06 11:00 | 0.22
2018-05-06 12:00 | 0.3
2018-05-06 13:00 | 0.32
2018-05-06 14:00 | 0.36
2018-05-06 15:00 | 0.39
2018-05-06 16:00 | 0.35
2018-05-06 17:00 | 0.17
2018-05-06 18:00 | 0
2018-05-06 19:00 | 0
2018-05-06 20:00 | 0
2018-05-06 21:00 | 0
2018-05-06 22:00 | 0
2018-05-06 23:00 | 0
2018-05-07 | 0
2018-05-07 01:00 | 0
2018-05-07 02:00 | 0
2018-05-07 03:00 | 0
2018-05-07 04:00 | 0
2018-05-07 05:00 | 0
2018-05-07 06:00 | 0
2018-05-07 07:00 | 0
2018-05-07 08:00 | 0.22
2018-05-07 09:00 | 0.17
2018-05-07 10:00 | 0.23
2018-05-07 11:00 | 0.16
2018-05-07 12:00 | 0.35
2018-05-07 13:00 | 0.38
2018-05-07 14:00 | 0.4
2018-05-07 15:00 | 0.47
2018-05-07 16:00 | 0.36
2018-05-07 17:00 | 0.18
2018-05-07 18:00 | 0
2018-05-07 19:00 | 0
2018-05-07 20:00 | 0
2018-05-07 21:00 | 0
2018-05-07 22:00 | 0
2018-05-07 23:00 | 0
2018-05-08 | 0
2018-05-08 01:00 | 0
2018-05-08 02:00 | 0
2018-05-08 03:00 | 0
2018-05-08 04:00 | 0
2018-05-08 05:00 | 0
2018-05-08 06:00 | 0
2018-05-08 07:00 | 0
2018-05-08 08:00 | 0.27
2018-05-08 09:00 | 0.05
2018-05-08 10:00 | 0.2
2018-05-08 11:00 | 0.14
2018-05-08 12:00 | 0.23
2018-05-08 13:00 | 0.25
2018-05-08 14:00 | 0.24
2018-05-08 15:00 | 0.26
2018-05-08 16:00 | 0.29
2018-05-08 17:00 | 0.13
2018-05-08 18:00 | 0
2018-05-08 19:00 | 0
2018-05-08 20:00 | 0
2018-05-08 21:00 | 0
2018-05-08 22:00 | 0
2018-05-08 23:00 | 0
2018-05-09 | 0
2018-05-09 01:00 | 0
2018-05-09 02:00 | 0
2018-05-09 03:00 | 0
2018-05-09 04:00 | 0
2018-05-09 05:00 | 0
2018-05-09 06:00 | 0
2018-05-09 07:00 | 0
2018-05-09 08:00 | 0.23
2018-05-09 09:00 | 0.02
2018-05-09 10:00 | 0.01
2018-05-09 11:00 | 0.17
2018-05-09 12:00 | 0.22
2018-05-09 13:00 | 0.19
2018-05-09 14:00 | 0.27
2018-05-09 15:00 | 0.27
2018-05-09 16:00 | 0.23
2018-05-09 17:00 | 0.16
2018-05-09 18:00 | 0
2018-05-09 19:00 | 0
2018-05-09 20:00 | 0
2018-05-09 21:00 | 0
2018-05-09 22:00 | 0
2018-05-09 23:00 | 0
2018-05-10 | 0
2018-05-10 01:00 | 0
2018-05-10 02:00 | 0
2018-05-10 03:00 | 0
2018-05-10 04:00 | 0
2018-05-10 05:00 | 0
2018-05-10 06:00 | 0
2018-05-10 07:00 | 0
2018-05-10 08:00 | 0.12
2018-05-10 09:00 | 0.06
2018-05-10 10:00 | 0.11
2018-05-10 11:00 | 0.26
2018-05-10 12:00 | 0.35
2018-05-10 13:00 | 0.68
2018-05-10 14:00 | 0.66
2018-05-10 15:00 | 0.52
2018-05-10 16:00 | 0.3
2018-05-10 17:00 | 0.13
2018-05-10 18:00 | 0
2018-05-10 19:00 | 0
2018-05-10 20:00 | 0
2018-05-10 21:00 | 0
2018-05-10 22:00 | 0
2018-05-10 23:00 | 0
2018-05-11 | 0
2018-05-11 01:00 | 0
2018-05-11 02:00 | 0
2018-05-11 03:00 | 0
2018-05-11 04:00 | 0
2018-05-11 05:00 | 0
2018-05-11 06:00 | 0.01
2018-05-11 07:00 | 0.18
2018-05-11 08:00 | 0.15
2018-05-11 09:00 | 0.04
2018-05-11 10:00 | 0.23
2018-05-11 11:00 | 0.11
2018-05-11 12:00 | 0.06
2018-05-11 13:00 | 0.26
2018-05-11 14:00 | 0.46
2018-05-11 15:00 | 0.35
2018-05-11 16:00 | 0.29
2018-05-11 17:00 | 0.12
2018-05-11 18:00 | 0
2018-05-11 19:00 | 0
2018-05-11 20:00 | 0
2018-05-11 21:00 | 0
2018-05-11 22:00 | 0
2018-05-11 23:00 | 0
2018-05-12 | 0
2018-05-12 01:00 | 0
2018-05-12 02:00 | 0
2018-05-12 03:00 | 0
2018-05-12 04:00 | 0
2018-05-12 05:00 | 0
2018-05-12 06:00 | 0.01
2018-05-12 07:00 | 0.18
2018-05-12 08:00 | 0.36
2018-05-12 09:00 | 0.28
2018-05-12 10:00 | 0.25
2018-05-12 11:00 | 0.19
2018-05-12 12:00 | 0.25
2018-05-12 13:00 | 0.27
2018-05-12 14:00 | 0.39
2018-05-12 15:00 | 0.44
2018-05-12 16:00 | 0.31
2018-05-12 17:00 | 0.13
2018-05-12 18:00 | 0
2018-05-12 19:00 | 0
2018-05-12 20:00 | 0
2018-05-12 21:00 | 0
2018-05-12 22:00 | 0
2018-05-12 23:00 | 0
2018-05-13 | 0
2018-05-13 01:00 | 0
2018-05-13 02:00 | 0
2018-05-13 03:00 | 0
2018-05-13 04:00 | 0
2018-05-13 05:00 | 0
2018-05-13 06:00 | 0.01
2018-05-13 07:00 | 0.17
2018-05-13 08:00 | 0.13
2018-05-13 09:00 | 0.07
2018-05-13 10:00 | 0.26
2018-05-13 11:00 | 0.27
2018-05-13 12:00 | 0.31
2018-05-13 13:00 | 0.46
2018-05-13 14:00 | 0.44
2018-05-13 15:00 | 0.54
2018-05-13 16:00 | 0.41
2018-05-13 17:00 | 0.19
2018-05-13 18:00 | 0.01
2018-05-13 19:00 | 0
2018-05-13 20:00 | 0
2018-05-13 21:00 | 0
2018-05-13 22:00 | 0
2018-05-13 23:00 | 0
2018-05-14 | 0
2018-05-14 01:00 | 0
2018-05-14 02:00 | 0
2018-05-14 03:00 | 0
2018-05-14 04:00 | 0
2018-05-14 05:00 | 0
2018-05-14 06:00 | 0.01
2018-05-14 07:00 | 0.17
2018-05-14 08:00 | 0.07
2018-05-14 09:00 | 0.04
2018-05-14 10:00 | 0.2
2018-05-14 11:00 | 0.29
2018-05-14 12:00 | 0.37
2018-05-14 13:00 | 0.64
2018-05-14 14:00 | 0.66
2018-05-14 15:00 | 0.57
2018-05-14 16:00 | 0.39
2018-05-14 17:00 | 0.19
2018-05-14 18:00 | 0
2018-05-14 19:00 | 0
2018-05-14 20:00 | 0
2018-05-14 21:00 | 0
2018-05-14 22:00 | 0
2018-05-14 23:00 | 0
2018-05-15 | 0
2018-05-15 01:00 | 0
2018-05-15 02:00 | 0
2018-05-15 03:00 | 0
2018-05-15 04:00 | 0
2018-05-15 05:00 | 0
2018-05-15 06:00 | 0.01
2018-05-15 07:00 | 0.18
2018-05-15 08:00 | 0.36
2018-05-15 09:00 | 0.25
2018-05-15 10:00 | 0.1
2018-05-15 11:00 | 0.14
2018-05-15 12:00 | 0.27
2018-05-15 13:00 | 0.23
2018-05-15 14:00 | 0.32
2018-05-15 15:00 | 0.4
2018-05-15 16:00 | 0.32
2018-05-15 17:00 | 0.19
2018-05-15 18:00 | 0.01
2018-05-15 19:00 | 0
2018-05-15 20:00 | 0
2018-05-15 21:00 | 0
2018-05-15 22:00 | 0
2018-05-15 23:00 | 0
2018-05-16 | 0
2018-05-16 01:00 | 0
2018-05-16 02:00 | 0
2018-05-16 03:00 | 0
2018-05-16 04:00 | 0
2018-05-16 05:00 | 0
2018-05-16 06:00 | 0.01
2018-05-16 07:00 | 0.18
2018-05-16 08:00 | 0.27
2018-05-16 09:00 | 0.15
2018-05-16 10:00 | 0.18
2018-05-16 11:00 | 0.19
2018-05-16 12:00 | 0.19
2018-05-16 13:00 | 0.26
2018-05-16 14:00 | 0.39
2018-05-16 15:00 | 0.5
2018-05-16 16:00 | 0.22
2018-05-16 17:00 | 0.11
2018-05-16 18:00 | 0.01
2018-05-16 19:00 | 0
2018-05-16 20:00 | 0
2018-05-16 21:00 | 0
2018-05-16 22:00 | 0
2018-05-16 23:00 | 0
2018-05-17 | 0
2018-05-17 01:00 | 0
2018-05-17 02:00 | 0
2018-05-17 03:00 | 0
2018-05-17 04:00 | 0
2018-05-17 05:00 | 0
2018-05-17 06:00 | 0.01
2018-05-17 07:00 | 0.18
2018-05-17 08:00 | 0.16
2018-05-17 09:00 | 0.24
2018-05-17 10:00 | 0.19
2018-05-17 11:00 | 0.17
2018-05-17 12:00 | 0.19
2018-05-17 13:00 | 0.37
2018-05-17 14:00 | 0.37
2018-05-17 15:00 | 0.44
2018-05-17 16:00 | 0.16
2018-05-17 17:00 | 0.13
2018-05-17 18:00 | 0
2018-05-17 19:00 | 0
2018-05-17 20:00 | 0
2018-05-17 21:00 | 0
2018-05-17 22:00 | 0
2018-05-17 23:00 | 0
2018-05-18 | 0
2018-05-18 01:00 | 0
2018-05-18 02:00 | 0
2018-05-18 03:00 | 0
2018-05-18 04:00 | 0
2018-05-18 05:00 | 0
2018-05-18 06:00 | 0.01
2018-05-18 07:00 | 0.18
2018-05-18 08:00 | 0.36
2018-05-18 09:00 | 0.41
2018-05-18 10:00 | 0.28
2018-05-18 11:00 | 0.26
2018-05-18 12:00 | 0.26
2018-05-18 13:00 | 0.35
2018-05-18 14:00 | 0.22
2018-05-18 15:00 | 0.21
2018-05-18 16:00 | 0.24
2018-05-18 17:00 | 0.07
2018-05-18 18:00 | 0
2018-05-18 19:00 | 0
2018-05-18 20:00 | 0
2018-05-18 21:00 | 0
2018-05-18 22:00 | 0
2018-05-18 23:00 | 0
2018-05-19 | 0
2018-05-19 01:00 | 0
2018-05-19 02:00 | 0
2018-05-19 03:00 | 0
2018-05-19 04:00 | 0
2018-05-19 05:00 | 0
2018-05-19 06:00 | 0.01
2018-05-19 07:00 | 0.17
2018-05-19 08:00 | 0.3
2018-05-19 09:00 | 0.2
2018-05-19 10:00 | 0.37
2018-05-19 11:00 | 0.51
2018-05-19 12:00 | 0.58
2018-05-19 13:00 | 0.61
2018-05-19 14:00 | 0.62
2018-05-19 15:00 | 0.4
2018-05-19 16:00 | 0.37
2018-05-19 17:00 | 0.16
2018-05-19 18:00 | 0.01
2018-05-19 19:00 | 0
2018-05-19 20:00 | 0
2018-05-19 21:00 | 0
2018-05-19 22:00 | 0
2018-05-19 23:00 | 0
2018-05-20 | 0
2018-05-20 01:00 | 0
2018-05-20 02:00 | 0
2018-05-20 03:00 | 0
2018-05-20 04:00 | 0
2018-05-20 05:00 | 0
2018-05-20 06:00 | 0.01
2018-05-20 07:00 | 0.19
2018-05-20 08:00 | 0.19
2018-05-20 09:00 | 0.2
2018-05-20 10:00 | 0.22
2018-05-20 11:00 | 0.29
2018-05-20 12:00 | 0.48
2018-05-20 13:00 | 0.69
2018-05-20 14:00 | 0.58
2018-05-20 15:00 | 0.59
2018-05-20 16:00 | 0.42
2018-05-20 17:00 | 0.21
2018-05-20 18:00 | 0.01
2018-05-20 19:00 | 0
2018-05-20 20:00 | 0
2018-05-20 21:00 | 0
2018-05-20 22:00 | 0
2018-05-20 23:00 | 0
2018-05-21 | 0
2018-05-21 01:00 | 0
2018-05-21 02:00 | 0
2018-05-21 03:00 | 0
2018-05-21 04:00 | 0
2018-05-21 05:00 | 0
2018-05-21 06:00 | 0.01
2018-05-21 07:00 | 0.14
2018-05-21 08:00 | 0.06
2018-05-21 09:00 | 0.06
2018-05-21 10:00 | 0.24
2018-05-21 11:00 | 0.23
2018-05-21 12:00 | 0.25
2018-05-21 13:00 | 0.17
2018-05-21 14:00 | 0.16
2018-05-21 15:00 | 0.15
2018-05-21 16:00 | 0.1
2018-05-21 17:00 | 0.08
2018-05-21 18:00 | 0
2018-05-21 19:00 | 0
2018-05-21 20:00 | 0
2018-05-21 21:00 | 0
2018-05-21 22:00 | 0
2018-05-21 23:00 | 0
2018-05-22 | 0
2018-05-22 01:00 | 0
2018-05-22 02:00 | 0
2018-05-22 03:00 | 0
2018-05-22 04:00 | 0
2018-05-22 05:00 | 0
2018-05-22 06:00 | 0.01
2018-05-22 07:00 | 0.18
2018-05-22 08:00 | 0.26
2018-05-22 09:00 | 0.35
2018-05-22 10:00 | 0.28
2018-05-22 11:00 | 0.31
2018-05-22 12:00 | 0.7
2018-05-22 13:00 | 0.68
2018-05-22 14:00 | 0.66
2018-05-22 15:00 | 0.58
2018-05-22 16:00 | 0.38
2018-05-22 17:00 | 0.2
2018-05-22 18:00 | 0.01
2018-05-22 19:00 | 0
2018-05-22 20:00 | 0
2018-05-22 21:00 | 0
2018-05-22 22:00 | 0
2018-05-22 23:00 | 0
2018-05-23 | 0
2018-05-23 01:00 | 0
2018-05-23 02:00 | 0
2018-05-23 03:00 | 0
2018-05-23 04:00 | 0
2018-05-23 05:00 | 0
2018-05-23 06:00 | 0.01
2018-05-23 07:00 | 0.18
2018-05-23 08:00 | 0.36
2018-05-23 09:00 | 0.53
2018-05-23 10:00 | 0.65
2018-05-23 11:00 | 0.72
2018-05-23 12:00 | 0.74
2018-05-23 13:00 | 0.76
2018-05-23 14:00 | 0.68
2018-05-23 15:00 | 0.59
2018-05-23 16:00 | 0.42
2018-05-23 17:00 | 0.21
2018-05-23 18:00 | 0.01
2018-05-23 19:00 | 0
2018-05-23 20:00 | 0
2018-05-23 21:00 | 0
2018-05-23 22:00 | 0
2018-05-23 23:00 | 0
2018-05-24 | 0
2018-05-24 01:00 | 0
2018-05-24 02:00 | 0
2018-05-24 03:00 | 0
2018-05-24 04:00 | 0
2018-05-24 05:00 | 0
2018-05-24 06:00 | 0.01
2018-05-24 07:00 | 0.18
2018-05-24 08:00 | 0.36
2018-05-24 09:00 | 0.53
2018-05-24 10:00 | 0.65
2018-05-24 11:00 | 0.68
2018-05-24 12:00 | 0.73
2018-05-24 13:00 | 0.67
2018-05-24 14:00 | 0.63
2018-05-24 15:00 | 0.53
2018-05-24 16:00 | 0.36
2018-05-24 17:00 | 0.19
2018-05-24 18:00 | 0.01
2018-05-24 19:00 | 0
2018-05-24 20:00 | 0
2018-05-24 21:00 | 0
2018-05-24 22:00 | 0
2018-05-24 23:00 | 0
2018-05-25 | 0
2018-05-25 01:00 | 0
2018-05-25 02:00 | 0
2018-05-25 03:00 | 0
2018-05-25 04:00 | 0
2018-05-25 05:00 | 0
2018-05-25 06:00 | 0.01
2018-05-25 07:00 | 0.17
2018-05-25 08:00 | 0.35
2018-05-25 09:00 | 0.52
2018-05-25 10:00 | 0.54
2018-05-25 11:00 | 0.43
2018-05-25 12:00 | 0.65
2018-05-25 13:00 | 0.72
2018-05-25 14:00 | 0.66
2018-05-25 15:00 | 0.56
2018-05-25 16:00 | 0.41
2018-05-25 17:00 | 0.21
2018-05-25 18:00 | 0.01
2018-05-25 19:00 | 0
2018-05-25 20:00 | 0
2018-05-25 21:00 | 0
2018-05-25 22:00 | 0
2018-05-25 23:00 | 0
2018-05-26 | 0
2018-05-26 01:00 | 0
2018-05-26 02:00 | 0
2018-05-26 03:00 | 0
2018-05-26 04:00 | 0
2018-05-26 05:00 | 0
2018-05-26 06:00 | 0
2018-05-26 07:00 | 0.08
2018-05-26 08:00 | 0.28
2018-05-26 09:00 | 0.39
2018-05-26 10:00 | 0.37
2018-05-26 11:00 | 0.43
2018-05-26 12:00 | 0.62
2018-05-26 13:00 | 0.54
2018-05-26 14:00 | 0.51
2018-05-26 15:00 | 0.51
2018-05-26 16:00 | 0.31
2018-05-26 17:00 | 0.22
2018-05-26 18:00 | 0.01
2018-05-26 19:00 | 0
2018-05-26 20:00 | 0
2018-05-26 21:00 | 0
2018-05-26 22:00 | 0
2018-05-26 23:00 | 0
2018-05-27 | 0
2018-05-27 01:00 | 0
2018-05-27 02:00 | 0
2018-05-27 03:00 | 0
2018-05-27 04:00 | 0
2018-05-27 05:00 | 0
2018-05-27 06:00 | 0.01
2018-05-27 07:00 | 0.18
2018-05-27 08:00 | 0.13
2018-05-27 09:00 | 0.06
2018-05-27 10:00 | 0.37
2018-05-27 11:00 | 0.41
2018-05-27 12:00 | 0.36
2018-05-27 13:00 | 0.66
2018-05-27 14:00 | 0.7
2018-05-27 15:00 | 0.58
2018-05-27 16:00 | 0.43
2018-05-27 17:00 | 0.23
2018-05-27 18:00 | 0.01
2018-05-27 19:00 | 0
2018-05-27 20:00 | 0
2018-05-27 21:00 | 0
2018-05-27 22:00 | 0
2018-05-27 23:00 | 0
2018-05-28 | 0
2018-05-28 01:00 | 0
2018-05-28 02:00 | 0
2018-05-28 03:00 | 0
2018-05-28 04:00 | 0
2018-05-28 05:00 | 0
2018-05-28 06:00 | 0.01
2018-05-28 07:00 | 0.16
2018-05-28 08:00 | 0.34
2018-05-28 09:00 | 0.51
2018-05-28 10:00 | 0.62
2018-05-28 11:00 | 0.73
2018-05-28 12:00 | 0.75
2018-05-28 13:00 | 0.72
2018-05-28 14:00 | 0.68
2018-05-28 15:00 | 0.6
2018-05-28 16:00 | 0.43
2018-05-28 17:00 | 0.22
2018-05-28 18:00 | 0.01
2018-05-28 19:00 | 0
2018-05-28 20:00 | 0
2018-05-28 21:00 | 0
2018-05-28 22:00 | 0
2018-05-28 23:00 | 0
2018-05-29 | 0
2018-05-29 01:00 | 0
2018-05-29 02:00 | 0
2018-05-29 03:00 | 0
2018-05-29 04:00 | 0
2018-05-29 05:00 | 0
2018-05-29 06:00 | 0.01
2018-05-29 07:00 | 0.18
2018-05-29 08:00 | 0.33
2018-05-29 09:00 | 0.51
2018-05-29 10:00 | 0.62
2018-05-29 11:00 | 0.71
2018-05-29 12:00 | 0.75
2018-05-29 13:00 | 0.74
2018-05-29 14:00 | 0.69
2018-05-29 15:00 | 0.59
2018-05-29 16:00 | 0.42
2018-05-29 17:00 | 0.22
2018-05-29 18:00 | 0.01
2018-05-29 19:00 | 0
2018-05-29 20:00 | 0
2018-05-29 21:00 | 0
2018-05-29 22:00 | 0
2018-05-29 23:00 | 0
2018-05-30 | 0
2018-05-30 01:00 | 0
2018-05-30 02:00 | 0
2018-05-30 03:00 | 0
2018-05-30 04:00 | 0
2018-05-30 05:00 | 0
2018-05-30 06:00 | 0.01
2018-05-30 07:00 | 0.18
2018-05-30 08:00 | 0.33
2018-05-30 09:00 | 0.51
2018-05-30 10:00 | 0.64
2018-05-30 11:00 | 0.71
2018-05-30 12:00 | 0.75
2018-05-30 13:00 | 0.75
2018-05-30 14:00 | 0.69
2018-05-30 15:00 | 0.58
2018-05-30 16:00 | 0.42
2018-05-30 17:00 | 0.23
2018-05-30 18:00 | 0.02
2018-05-30 19:00 | 0
2018-05-30 20:00 | 0
2018-05-30 21:00 | 0
2018-05-30 22:00 | 0
2018-05-30 23:00 | 0
2018-05-31 | 0
2018-05-31 01:00 | 0
2018-05-31 02:00 | 0
2018-05-31 03:00 | 0
2018-05-31 04:00 | 0
2018-05-31 05:00 | 0
2018-05-31 06:00 | 0.01
2018-05-31 07:00 | 0.16
2018-05-31 08:00 | 0.34
2018-05-31 09:00 | 0.51
2018-05-31 10:00 | 0.63
2018-05-31 11:00 | 0.72
2018-05-31 12:00 | 0.69
2018-05-31 13:00 | 0.66
2018-05-31 14:00 | 0.64
2018-05-31 15:00 | 0.55
2018-05-31 16:00 | 0.39
2018-05-31 17:00 | 0.21
2018-05-31 18:00 | 0.02
2018-05-31 19:00 | 0
2018-05-31 20:00 | 0
2018-05-31 21:00 | 0
2018-05-31 22:00 | 0
2018-05-31 23:00 | 0
2018-06-01 | 0
2018-06-01 01:00 | 0
2018-06-01 02:00 | 0
2018-06-01 03:00 | 0
2018-06-01 04:00 | 0
2018-06-01 05:00 | 0
2018-06-01 06:00 | 0.01
2018-06-01 07:00 | 0.17
2018-06-01 08:00 | 0.32
2018-06-01 09:00 | 0.36
2018-06-01 10:00 | 0.47
2018-06-01 11:00 | 0.42
2018-06-01 12:00 | 0.51
2018-06-01 13:00 | 0.67
2018-06-01 14:00 | 0.69
2018-06-01 15:00 | 0.57
2018-06-01 16:00 | 0.43
2018-06-01 17:00 | 0.23
2018-06-01 18:00 | 0.02
2018-06-01 19:00 | 0
2018-06-01 20:00 | 0
2018-06-01 21:00 | 0
2018-06-01 22:00 | 0
2018-06-01 23:00 | 0
2018-06-02 | 0
2018-06-02 01:00 | 0
2018-06-02 02:00 | 0
2018-06-02 03:00 | 0
2018-06-02 04:00 | 0
2018-06-02 05:00 | 0
2018-06-02 06:00 | 0.01
2018-06-02 07:00 | 0.17
2018-06-02 08:00 | 0.34
2018-06-02 09:00 | 0.52
2018-06-02 10:00 | 0.62
2018-06-02 11:00 | 0.68
2018-06-02 12:00 | 0.71
2018-06-02 13:00 | 0.65
2018-06-02 14:00 | 0.66
2018-06-02 15:00 | 0.56
2018-06-02 16:00 | 0.4
2018-06-02 17:00 | 0.21
2018-06-02 18:00 | 0.01
2018-06-02 19:00 | 0
2018-06-02 20:00 | 0
2018-06-02 21:00 | 0
2018-06-02 22:00 | 0
2018-06-02 23:00 | 0
2018-06-03 | 0
2018-06-03 01:00 | 0
2018-06-03 02:00 | 0
2018-06-03 03:00 | 0
2018-06-03 04:00 | 0
2018-06-03 05:00 | 0
2018-06-03 06:00 | 0.01
2018-06-03 07:00 | 0.17
2018-06-03 08:00 | 0.34
2018-06-03 09:00 | 0.52
2018-06-03 10:00 | 0.62
2018-06-03 11:00 | 0.7
2018-06-03 12:00 | 0.72
2018-06-03 13:00 | 0.69
2018-06-03 14:00 | 0.65
2018-06-03 15:00 | 0.56
2018-06-03 16:00 | 0.41
2018-06-03 17:00 | 0.22
2018-06-03 18:00 | 0.02
2018-06-03 19:00 | 0
2018-06-03 20:00 | 0
2018-06-03 21:00 | 0
2018-06-03 22:00 | 0
2018-06-03 23:00 | 0
2018-06-04 | 0
2018-06-04 01:00 | 0
2018-06-04 02:00 | 0
2018-06-04 03:00 | 0
2018-06-04 04:00 | 0
2018-06-04 05:00 | 0
2018-06-04 06:00 | 0.01
2018-06-04 07:00 | 0.16
2018-06-04 08:00 | 0.33
2018-06-04 09:00 | 0.5
2018-06-04 10:00 | 0.59
2018-06-04 11:00 | 0.57
2018-06-04 12:00 | 0.68
2018-06-04 13:00 | 0.56
2018-06-04 14:00 | 0.61
2018-06-04 15:00 | 0.54
2018-06-04 16:00 | 0.39
2018-06-04 17:00 | 0.21
2018-06-04 18:00 | 0.02
2018-06-04 19:00 | 0
2018-06-04 20:00 | 0
2018-06-04 21:00 | 0
2018-06-04 22:00 | 0
2018-06-04 23:00 | 0
2018-06-05 | 0
2018-06-05 01:00 | 0
2018-06-05 02:00 | 0
2018-06-05 03:00 | 0
2018-06-05 04:00 | 0
2018-06-05 05:00 | 0
2018-06-05 06:00 | 0.01
2018-06-05 07:00 | 0.18
2018-06-05 08:00 | 0.34
2018-06-05 09:00 | 0.09
2018-06-05 10:00 | 0.19
2018-06-05 11:00 | 0.17
2018-06-05 12:00 | 0.27
2018-06-05 13:00 | 0.2
2018-06-05 14:00 | 0.22
2018-06-05 15:00 | 0.24
2018-06-05 16:00 | 0.22
2018-06-05 17:00 | 0.15
2018-06-05 18:00 | 0.02
2018-06-05 19:00 | 0
2018-06-05 20:00 | 0
2018-06-05 21:00 | 0
2018-06-05 22:00 | 0
2018-06-05 23:00 | 0
2018-06-06 | 0
2018-06-06 01:00 | 0
2018-06-06 02:00 | 0
2018-06-06 03:00 | 0
2018-06-06 04:00 | 0
2018-06-06 05:00 | 0
2018-06-06 06:00 | 0.01
2018-06-06 07:00 | 0.18
2018-06-06 08:00 | 0.18
2018-06-06 09:00 | 0.09
2018-06-06 10:00 | 0.2
2018-06-06 11:00 | 0.25
2018-06-06 12:00 | 0.42
2018-06-06 13:00 | 0.22
2018-06-06 14:00 | 0.14
2018-06-06 15:00 | 0.16
2018-06-06 16:00 | 0.1
2018-06-06 17:00 | 0.06
2018-06-06 18:00 | 0
2018-06-06 19:00 | 0
2018-06-06 20:00 | 0
2018-06-06 21:00 | 0
2018-06-06 22:00 | 0
2018-06-06 23:00 | 0
2018-06-07 | 0
2018-06-07 01:00 | 0
2018-06-07 02:00 | 0
2018-06-07 03:00 | 0
2018-06-07 04:00 | 0
2018-06-07 05:00 | 0
2018-06-07 06:00 | 0.01
2018-06-07 07:00 | 0.15
2018-06-07 08:00 | 0.09
2018-06-07 09:00 | 0.05
2018-06-07 10:00 | 0.34
2018-06-07 11:00 | 0.41
2018-06-07 12:00 | 0.28
2018-06-07 13:00 | 0.24
2018-06-07 14:00 | 0.19
2018-06-07 15:00 | 0.21
2018-06-07 16:00 | 0.23
2018-06-07 17:00 | 0.08
2018-06-07 18:00 | 0.01
2018-06-07 19:00 | 0
2018-06-07 20:00 | 0
2018-06-07 21:00 | 0
2018-06-07 22:00 | 0
2018-06-07 23:00 | 0
2018-06-08 | 0
2018-06-08 01:00 | 0
2018-06-08 02:00 | 0
2018-06-08 03:00 | 0
2018-06-08 04:00 | 0
2018-06-08 05:00 | 0
2018-06-08 06:00 | 0
2018-06-08 07:00 | 0
2018-06-08 08:00 | 0.2
2018-06-08 09:00 | 0.07
2018-06-08 10:00 | 0.2
2018-06-08 11:00 | 0.25
2018-06-08 12:00 | 0.22
2018-06-08 13:00 | 0.24
2018-06-08 14:00 | 0.17
2018-06-08 15:00 | 0.12
2018-06-08 16:00 | 0.14
2018-06-08 17:00 | 0.11
2018-06-08 18:00 | 0.01
2018-06-08 19:00 | 0
2018-06-08 20:00 | 0
2018-06-08 21:00 | 0
2018-06-08 22:00 | 0
2018-06-08 23:00 | 0
2018-06-09 | 0
2018-06-09 01:00 | 0
2018-06-09 02:00 | 0
2018-06-09 03:00 | 0
2018-06-09 04:00 | 0
2018-06-09 05:00 | 0
2018-06-09 06:00 | 0.01
2018-06-09 07:00 | 0.17
2018-06-09 08:00 | 0.18
2018-06-09 09:00 | 0.04
2018-06-09 10:00 | 0.19
2018-06-09 11:00 | 0.31
2018-06-09 12:00 | 0.32
2018-06-09 13:00 | 0.49
2018-06-09 14:00 | 0.51
2018-06-09 15:00 | 0.54
2018-06-09 16:00 | 0.38
2018-06-09 17:00 | 0.23
2018-06-09 18:00 | 0.02
2018-06-09 19:00 | 0
2018-06-09 20:00 | 0
2018-06-09 21:00 | 0
2018-06-09 22:00 | 0
2018-06-09 23:00 | 0
2018-06-10 | 0
2018-06-10 01:00 | 0
2018-06-10 02:00 | 0
2018-06-10 03:00 | 0
2018-06-10 04:00 | 0
2018-06-10 05:00 | 0
2018-06-10 06:00 | 0.01
2018-06-10 07:00 | 0.16
2018-06-10 08:00 | 0.31
2018-06-10 09:00 | 0.1
2018-06-10 10:00 | 0.04
2018-06-10 11:00 | 0.15
2018-06-10 12:00 | 0.4
2018-06-10 13:00 | 0.54
2018-06-10 14:00 | 0.58
2018-06-10 15:00 | 0.55
2018-06-10 16:00 | 0.32
2018-06-10 17:00 | 0.2
2018-06-10 18:00 | 0.02
2018-06-10 19:00 | 0
2018-06-10 20:00 | 0
2018-06-10 21:00 | 0
2018-06-10 22:00 | 0
2018-06-10 23:00 | 0
2018-06-11 | 0
2018-06-11 01:00 | 0
2018-06-11 02:00 | 0
2018-06-11 03:00 | 0
2018-06-11 04:00 | 0
2018-06-11 05:00 | 0
2018-06-11 06:00 | 0
2018-06-11 07:00 | 0
2018-06-11 08:00 | 0.34
2018-06-11 09:00 | 0.16
2018-06-11 10:00 | 0.23
2018-06-11 11:00 | 0.19
2018-06-11 12:00 | 0.23
2018-06-11 13:00 | 0.44
2018-06-11 14:00 | 0.41
2018-06-11 15:00 | 0.49
2018-06-11 16:00 | 0.35
2018-06-11 17:00 | 0.17
2018-06-11 18:00 | 0.02
2018-06-11 19:00 | 0
2018-06-11 20:00 | 0
2018-06-11 21:00 | 0
2018-06-11 22:00 | 0
2018-06-11 23:00 | 0
2018-06-12 | 0
2018-06-12 01:00 | 0
2018-06-12 02:00 | 0
2018-06-12 03:00 | 0
2018-06-12 04:00 | 0
2018-06-12 05:00 | 0
2018-06-12 06:00 | 0
2018-06-12 07:00 | 0.01
2018-06-12 08:00 | 0.34
2018-06-12 09:00 | 0.29
2018-06-12 10:00 | 0.41
2018-06-12 11:00 | 0.53
2018-06-12 12:00 | 0.62
2018-06-12 13:00 | 0.71
2018-06-12 14:00 | 0.67
2018-06-12 15:00 | 0.57
2018-06-12 16:00 | 0.43
2018-06-12 17:00 | 0.23
2018-06-12 18:00 | 0.03
2018-06-12 19:00 | 0
2018-06-12 20:00 | 0
2018-06-12 21:00 | 0
2018-06-12 22:00 | 0
2018-06-12 23:00 | 0
2018-06-13 | 0
2018-06-13 01:00 | 0
2018-06-13 02:00 | 0
2018-06-13 03:00 | 0
2018-06-13 04:00 | 0
2018-06-13 05:00 | 0
2018-06-13 06:00 | 0.01
2018-06-13 07:00 | 0.18
2018-06-13 08:00 | 0.34
2018-06-13 09:00 | 0.51
2018-06-13 10:00 | 0.6
2018-06-13 11:00 | 0.66
2018-06-13 12:00 | 0.69
2018-06-13 13:00 | 0.67
2018-06-13 14:00 | 0.66
2018-06-13 15:00 | 0.57
2018-06-13 16:00 | 0.43
2018-06-13 17:00 | 0.23
2018-06-13 18:00 | 0.03
2018-06-13 19:00 | 0
2018-06-13 20:00 | 0
2018-06-13 21:00 | 0
2018-06-13 22:00 | 0
2018-06-13 23:00 | 0
2018-06-14 | 0
2018-06-14 01:00 | 0
2018-06-14 02:00 | 0
2018-06-14 03:00 | 0
2018-06-14 04:00 | 0
2018-06-14 05:00 | 0
2018-06-14 06:00 | 0.01
2018-06-14 07:00 | 0.16
2018-06-14 08:00 | 0.34
2018-06-14 09:00 | 0.51
2018-06-14 10:00 | 0.61
2018-06-14 11:00 | 0.67
2018-06-14 12:00 | 0.69
2018-06-14 13:00 | 0.72
2018-06-14 14:00 | 0.67
2018-06-14 15:00 | 0.57
2018-06-14 16:00 | 0.43
2018-06-14 17:00 | 0.24
2018-06-14 18:00 | 0.03
2018-06-14 19:00 | 0
2018-06-14 20:00 | 0
2018-06-14 21:00 | 0
2018-06-14 22:00 | 0
2018-06-14 23:00 | 0
2018-06-15 | 0
2018-06-15 01:00 | 0
2018-06-15 02:00 | 0
2018-06-15 03:00 | 0
2018-06-15 04:00 | 0
2018-06-15 05:00 | 0
2018-06-15 06:00 | 0.01
2018-06-15 07:00 | 0.16
2018-06-15 08:00 | 0.33
2018-06-15 09:00 | 0.5
2018-06-15 10:00 | 0.49
2018-06-15 11:00 | 0.62
2018-06-15 12:00 | 0.71
2018-06-15 13:00 | 0.69
2018-06-15 14:00 | 0.63
2018-06-15 15:00 | 0.51
2018-06-15 16:00 | 0.36
2018-06-15 17:00 | 0.19
2018-06-15 18:00 | 0.02
2018-06-15 19:00 | 0
2018-06-15 20:00 | 0
2018-06-15 21:00 | 0
2018-06-15 22:00 | 0
2018-06-15 23:00 | 0
2018-06-16 | 0
2018-06-16 01:00 | 0
2018-06-16 02:00 | 0
2018-06-16 03:00 | 0
2018-06-16 04:00 | 0
2018-06-16 05:00 | 0
2018-06-16 06:00 | 0.01
2018-06-16 07:00 | 0.17
2018-06-16 08:00 | 0.33
2018-06-16 09:00 | 0.5
2018-06-16 10:00 | 0.62
2018-06-16 11:00 | 0.7
2018-06-16 12:00 | 0.73
2018-06-16 13:00 | 0.69
2018-06-16 14:00 | 0.62
2018-06-16 15:00 | 0.54
2018-06-16 16:00 | 0.39
2018-06-16 17:00 | 0.21
2018-06-16 18:00 | 0.03
2018-06-16 19:00 | 0
2018-06-16 20:00 | 0
2018-06-16 21:00 | 0
2018-06-16 22:00 | 0
2018-06-16 23:00 | 0
2018-06-17 | 0
2018-06-17 01:00 | 0
2018-06-17 02:00 | 0
2018-06-17 03:00 | 0
2018-06-17 04:00 | 0
2018-06-17 05:00 | 0
2018-06-17 06:00 | 0.01
2018-06-17 07:00 | 0.16
2018-06-17 08:00 | 0.32
2018-06-17 09:00 | 0.34
2018-06-17 10:00 | 0.43
2018-06-17 11:00 | 0.64
2018-06-17 12:00 | 0.73
2018-06-17 13:00 | 0.71
2018-06-17 14:00 | 0.66
2018-06-17 15:00 | 0.56
2018-06-17 16:00 | 0.42
2018-06-17 17:00 | 0.23
2018-06-17 18:00 | 0.03
2018-06-17 19:00 | 0
2018-06-17 20:00 | 0
2018-06-17 21:00 | 0
2018-06-17 22:00 | 0
2018-06-17 23:00 | 0
2018-06-18 | 0
2018-06-18 01:00 | 0
2018-06-18 02:00 | 0
2018-06-18 03:00 | 0
2018-06-18 04:00 | 0
2018-06-18 05:00 | 0
2018-06-18 06:00 | 0.01
2018-06-18 07:00 | 0.18
2018-06-18 08:00 | 0.33
2018-06-18 09:00 | 0.06
2018-06-18 10:00 | 0.08
2018-06-18 11:00 | 0.19
2018-06-18 12:00 | 0.37
2018-06-18 13:00 | 0.59
2018-06-18 14:00 | 0.46
2018-06-18 15:00 | 0.48
2018-06-18 16:00 | 0.39
2018-06-18 17:00 | 0.23
2018-06-18 18:00 | 0.02
2018-06-18 19:00 | 0
2018-06-18 20:00 | 0
2018-06-18 21:00 | 0
2018-06-18 22:00 | 0
2018-06-18 23:00 | 0
2018-06-19 | 0
2018-06-19 01:00 | 0
2018-06-19 02:00 | 0
2018-06-19 03:00 | 0
2018-06-19 04:00 | 0
2018-06-19 05:00 | 0
2018-06-19 06:00 | 0.01
2018-06-19 07:00 | 0.18
2018-06-19 08:00 | 0.31
2018-06-19 09:00 | 0.14
2018-06-19 10:00 | 0.23
2018-06-19 11:00 | 0.34
2018-06-19 12:00 | 0.4
2018-06-19 13:00 | 0.24
2018-06-19 14:00 | 0.45
2018-06-19 15:00 | 0.54
2018-06-19 16:00 | 0.44
2018-06-19 17:00 | 0.24
2018-06-19 18:00 | 0.04
2018-06-19 19:00 | 0
2018-06-19 20:00 | 0
2018-06-19 21:00 | 0
2018-06-19 22:00 | 0
2018-06-19 23:00 | 0
2018-06-20 | 0
2018-06-20 01:00 | 0
2018-06-20 02:00 | 0
2018-06-20 03:00 | 0
2018-06-20 04:00 | 0
2018-06-20 05:00 | 0
2018-06-20 06:00 | 0.01
2018-06-20 07:00 | 0.16
2018-06-20 08:00 | 0.21
2018-06-20 09:00 | 0.2
2018-06-20 10:00 | 0.21
2018-06-20 11:00 | 0.26
2018-06-20 12:00 | 0.51
2018-06-20 13:00 | 0.66
2018-06-20 14:00 | 0.68
2018-06-20 15:00 | 0.58
2018-06-20 16:00 | 0.43
2018-06-20 17:00 | 0.25
2018-06-20 18:00 | 0.04
2018-06-20 19:00 | 0
2018-06-20 20:00 | 0
2018-06-20 21:00 | 0
2018-06-20 22:00 | 0
2018-06-20 23:00 | 0
2018-06-21 | 0
2018-06-21 01:00 | 0
2018-06-21 02:00 | 0
2018-06-21 03:00 | 0
2018-06-21 04:00 | 0
2018-06-21 05:00 | 0
2018-06-21 06:00 | 0.01
2018-06-21 07:00 | 0.18
2018-06-21 08:00 | 0.19
2018-06-21 09:00 | 0.03
2018-06-21 10:00 | 0.19
2018-06-21 11:00 | 0.23
2018-06-21 12:00 | 0.54
2018-06-21 13:00 | 0.56
2018-06-21 14:00 | 0.42
2018-06-21 15:00 | 0.53
2018-06-21 16:00 | 0.42
2018-06-21 17:00 | 0.24
2018-06-21 18:00 | 0.04
2018-06-21 19:00 | 0
2018-06-21 20:00 | 0
2018-06-21 21:00 | 0
2018-06-21 22:00 | 0
2018-06-21 23:00 | 0
2018-06-22 | 0
2018-06-22 01:00 | 0
2018-06-22 02:00 | 0
2018-06-22 03:00 | 0
2018-06-22 04:00 | 0
2018-06-22 05:00 | 0
2018-06-22 06:00 | 0.01
2018-06-22 07:00 | 0.17
2018-06-22 08:00 | 0.31
2018-06-22 09:00 | 0.39
2018-06-22 10:00 | 0.37
2018-06-22 11:00 | 0.35
2018-06-22 12:00 | 0.63
2018-06-22 13:00 | 0.66
2018-06-22 14:00 | 0.56
2018-06-22 15:00 | 0.57
2018-06-22 16:00 | 0.43
2018-06-22 17:00 | 0.24
2018-06-22 18:00 | 0.04
2018-06-22 19:00 | 0
2018-06-22 20:00 | 0
2018-06-22 21:00 | 0
2018-06-22 22:00 | 0
2018-06-22 23:00 | 0
2018-06-23 | 0
2018-06-23 01:00 | 0
2018-06-23 02:00 | 0
2018-06-23 03:00 | 0
2018-06-23 04:00 | 0
2018-06-23 05:00 | 0
2018-06-23 06:00 | 0.01
2018-06-23 07:00 | 0.16
2018-06-23 08:00 | 0.33
2018-06-23 09:00 | 0.29
2018-06-23 10:00 | 0.25
2018-06-23 11:00 | 0.27
2018-06-23 12:00 | 0.3
2018-06-23 13:00 | 0.53
2018-06-23 14:00 | 0.56
2018-06-23 15:00 | 0.52
2018-06-23 16:00 | 0.4
2018-06-23 17:00 | 0.24
2018-06-23 18:00 | 0.03
2018-06-23 19:00 | 0
2018-06-23 20:00 | 0
2018-06-23 21:00 | 0
2018-06-23 22:00 | 0
2018-06-23 23:00 | 0
2018-06-24 | 0
2018-06-24 01:00 | 0
2018-06-24 02:00 | 0
2018-06-24 03:00 | 0
2018-06-24 04:00 | 0
2018-06-24 05:00 | 0
2018-06-24 06:00 | 0.01
2018-06-24 07:00 | 0.18
2018-06-24 08:00 | 0.2
2018-06-24 09:00 | 0.28
2018-06-24 10:00 | 0.23
2018-06-24 11:00 | 0.27
2018-06-24 12:00 | 0.66
2018-06-24 13:00 | 0.58
2018-06-24 14:00 | 0.53
2018-06-24 15:00 | 0.31
2018-06-24 16:00 | 0.15
2018-06-24 17:00 | 0.1
2018-06-24 18:00 | 0.01
2018-06-24 19:00 | 0
2018-06-24 20:00 | 0
2018-06-24 21:00 | 0
2018-06-24 22:00 | 0
2018-06-24 23:00 | 0
2018-06-25 | 0
2018-06-25 01:00 | 0
2018-06-25 02:00 | 0
2018-06-25 03:00 | 0
2018-06-25 04:00 | 0
2018-06-25 05:00 | 0
2018-06-25 06:00 | 0.01
2018-06-25 07:00 | 0.15
2018-06-25 08:00 | 0.32
2018-06-25 09:00 | 0.44
2018-06-25 10:00 | 0.47
2018-06-25 11:00 | 0.37
2018-06-25 12:00 | 0.46
2018-06-25 13:00 | 0.46
2018-06-25 14:00 | 0.43
2018-06-25 15:00 | 0.49
2018-06-25 16:00 | 0.38
2018-06-25 17:00 | 0.16
2018-06-25 18:00 | 0.02
2018-06-25 19:00 | 0
2018-06-25 20:00 | 0
2018-06-25 21:00 | 0
2018-06-25 22:00 | 0
2018-06-25 23:00 | 0
2018-06-26 | 0
2018-06-26 01:00 | 0
2018-06-26 02:00 | 0
2018-06-26 03:00 | 0
2018-06-26 04:00 | 0
2018-06-26 05:00 | 0
2018-06-26 06:00 | 0.01
2018-06-26 07:00 | 0.17
2018-06-26 08:00 | 0.31
2018-06-26 09:00 | 0.49
2018-06-26 10:00 | 0.61
2018-06-26 11:00 | 0.69
2018-06-26 12:00 | 0.56
2018-06-26 13:00 | 0.48
2018-06-26 14:00 | 0.52
2018-06-26 15:00 | 0.42
2018-06-26 16:00 | 0.29
2018-06-26 17:00 | 0.19
2018-06-26 18:00 | 0.02
2018-06-26 19:00 | 0
2018-06-26 20:00 | 0
2018-06-26 21:00 | 0
2018-06-26 22:00 | 0
2018-06-26 23:00 | 0
2018-06-27 | 0
2018-06-27 01:00 | 0
2018-06-27 02:00 | 0
2018-06-27 03:00 | 0
2018-06-27 04:00 | 0
2018-06-27 05:00 | 0
2018-06-27 06:00 | 0.01
2018-06-27 07:00 | 0.17
2018-06-27 08:00 | 0.31
2018-06-27 09:00 | 0.48
2018-06-27 10:00 | 0.4
2018-06-27 11:00 | 0.38
2018-06-27 12:00 | 0.2
2018-06-27 13:00 | 0.12
2018-06-27 14:00 | 0.16
2018-06-27 15:00 | 0.16
2018-06-27 16:00 | 0.15
2018-06-27 17:00 | 0.11
2018-06-27 18:00 | 0.03
2018-06-27 19:00 | 0
2018-06-27 20:00 | 0
2018-06-27 21:00 | 0
2018-06-27 22:00 | 0
2018-06-27 23:00 | 0
2018-06-28 | 0
2018-06-28 01:00 | 0
2018-06-28 02:00 | 0
2018-06-28 03:00 | 0
2018-06-28 04:00 | 0
2018-06-28 05:00 | 0
2018-06-28 06:00 | 0.01
2018-06-28 07:00 | 0.17
2018-06-28 08:00 | 0.33
2018-06-28 09:00 | 0.49
2018-06-28 10:00 | 0.61
2018-06-28 11:00 | 0.63
2018-06-28 12:00 | 0.69
2018-06-28 13:00 | 0.7
2018-06-28 14:00 | 0.67
2018-06-28 15:00 | 0.54
2018-06-28 16:00 | 0.41
2018-06-28 17:00 | 0.23
2018-06-28 18:00 | 0.04
2018-06-28 19:00 | 0
2018-06-28 20:00 | 0
2018-06-28 21:00 | 0
2018-06-28 22:00 | 0
2018-06-28 23:00 | 0
2018-06-29 | 0
2018-06-29 01:00 | 0
2018-06-29 02:00 | 0
2018-06-29 03:00 | 0
2018-06-29 04:00 | 0
2018-06-29 05:00 | 0
2018-06-29 06:00 | 0.01
2018-06-29 07:00 | 0.17
2018-06-29 08:00 | 0.32
2018-06-29 09:00 | 0.48
2018-06-29 10:00 | 0.6
2018-06-29 11:00 | 0.69
2018-06-29 12:00 | 0.73
2018-06-29 13:00 | 0.72
2018-06-29 14:00 | 0.67
2018-06-29 15:00 | 0.57
2018-06-29 16:00 | 0.43
2018-06-29 17:00 | 0.24
2018-06-29 18:00 | 0.03
2018-06-29 19:00 | 0
2018-06-29 20:00 | 0
2018-06-29 21:00 | 0
2018-06-29 22:00 | 0
2018-06-29 23:00 | 0
2018-06-30 | 0
2018-06-30 01:00 | 0
2018-06-30 02:00 | 0
2018-06-30 03:00 | 0
2018-06-30 04:00 | 0
2018-06-30 05:00 | 0
2018-06-30 06:00 | 0.01
2018-06-30 07:00 | 0.16
2018-06-30 08:00 | 0.31
2018-06-30 09:00 | 0.48
2018-06-30 10:00 | 0.6
2018-06-30 11:00 | 0.67
2018-06-30 12:00 | 0.67
2018-06-30 13:00 | 0.72
2018-06-30 14:00 | 0.65
2018-06-30 15:00 | 0.53
2018-06-30 16:00 | 0.31
2018-06-30 17:00 | 0.22
2018-06-30 18:00 | 0.04
2018-06-30 19:00 | 0
2018-06-30 20:00 | 0
2018-06-30 21:00 | 0
2018-06-30 22:00 | 0
2018-06-30 23:00 | 0
2018-07-01 | 0
2018-07-01 01:00 | 0
2018-07-01 02:00 | 0
2018-07-01 03:00 | 0
2018-07-01 04:00 | 0
2018-07-01 05:00 | 0
2018-07-01 06:00 | 0.01
2018-07-01 07:00 | 0.15
2018-07-01 08:00 | 0.33
2018-07-01 09:00 | 0.51
2018-07-01 10:00 | 0.62
2018-07-01 11:00 | 0.7
2018-07-01 12:00 | 0.74
2018-07-01 13:00 | 0.72
2018-07-01 14:00 | 0.66
2018-07-01 15:00 | 0.56
2018-07-01 16:00 | 0.41
2018-07-01 17:00 | 0.23
2018-07-01 18:00 | 0.04
2018-07-01 19:00 | 0
2018-07-01 20:00 | 0
2018-07-01 21:00 | 0
2018-07-01 22:00 | 0
2018-07-01 23:00 | 0
2018-07-02 | 0
2018-07-02 01:00 | 0
2018-07-02 02:00 | 0
2018-07-02 03:00 | 0
2018-07-02 04:00 | 0
2018-07-02 05:00 | 0
2018-07-02 06:00 | 0.01
2018-07-02 07:00 | 0.15
2018-07-02 08:00 | 0.31
2018-07-02 09:00 | 0.47
2018-07-02 10:00 | 0.57
2018-07-02 11:00 | 0.63
2018-07-02 12:00 | 0.66
2018-07-02 13:00 | 0.68
2018-07-02 14:00 | 0.63
2018-07-02 15:00 | 0.56
2018-07-02 16:00 | 0.41
2018-07-02 17:00 | 0.23
2018-07-02 18:00 | 0.04
2018-07-02 19:00 | 0
2018-07-02 20:00 | 0
2018-07-02 21:00 | 0
2018-07-02 22:00 | 0
2018-07-02 23:00 | 0
2018-07-03 | 0
2018-07-03 01:00 | 0
2018-07-03 02:00 | 0
2018-07-03 03:00 | 0
2018-07-03 04:00 | 0
2018-07-03 05:00 | 0
2018-07-03 06:00 | 0.01
2018-07-03 07:00 | 0.16
2018-07-03 08:00 | 0.3
2018-07-03 09:00 | 0.46
2018-07-03 10:00 | 0.57
2018-07-03 11:00 | 0.65
2018-07-03 12:00 | 0.67
2018-07-03 13:00 | 0.66
2018-07-03 14:00 | 0.64
2018-07-03 15:00 | 0.53
2018-07-03 16:00 | 0.42
2018-07-03 17:00 | 0.22
2018-07-03 18:00 | 0.04
2018-07-03 19:00 | 0
2018-07-03 20:00 | 0
2018-07-03 21:00 | 0
2018-07-03 22:00 | 0
2018-07-03 23:00 | 0
2018-07-04 | 0
2018-07-04 01:00 | 0
2018-07-04 02:00 | 0
2018-07-04 03:00 | 0
2018-07-04 04:00 | 0
2018-07-04 05:00 | 0
2018-07-04 06:00 | 0.01
2018-07-04 07:00 | 0.16
2018-07-04 08:00 | 0.31
2018-07-04 09:00 | 0.46
2018-07-04 10:00 | 0.58
2018-07-04 11:00 | 0.66
2018-07-04 12:00 | 0.71
2018-07-04 13:00 | 0.72
2018-07-04 14:00 | 0.68
2018-07-04 15:00 | 0.57
2018-07-04 16:00 | 0.42
2018-07-04 17:00 | 0.24
2018-07-04 18:00 | 0.03
2018-07-04 19:00 | 0
2018-07-04 20:00 | 0
2018-07-04 21:00 | 0
2018-07-04 22:00 | 0
2018-07-04 23:00 | 0
2018-07-05 | 0
2018-07-05 01:00 | 0
2018-07-05 02:00 | 0
2018-07-05 03:00 | 0
2018-07-05 04:00 | 0
2018-07-05 05:00 | 0
2018-07-05 06:00 | 0.01
2018-07-05 07:00 | 0.16
2018-07-05 08:00 | 0.31
2018-07-05 09:00 | 0.47
2018-07-05 10:00 | 0.43
2018-07-05 11:00 | 0.47
2018-07-05 12:00 | 0.71
2018-07-05 13:00 | 0.71
2018-07-05 14:00 | 0.67
2018-07-05 15:00 | 0.58
2018-07-05 16:00 | 0.42
2018-07-05 17:00 | 0.24
2018-07-05 18:00 | 0.04
2018-07-05 19:00 | 0
2018-07-05 20:00 | 0
2018-07-05 21:00 | 0
2018-07-05 22:00 | 0
2018-07-05 23:00 | 0
2018-07-06 | 0
2018-07-06 01:00 | 0
2018-07-06 02:00 | 0
2018-07-06 03:00 | 0
2018-07-06 04:00 | 0
2018-07-06 05:00 | 0
2018-07-06 06:00 | 0.01
2018-07-06 07:00 | 0.16
2018-07-06 08:00 | 0.3
2018-07-06 09:00 | 0.39
2018-07-06 10:00 | 0.5
2018-07-06 11:00 | 0.63
2018-07-06 12:00 | 0.71
2018-07-06 13:00 | 0.71
2018-07-06 14:00 | 0.67
2018-07-06 15:00 | 0.56
2018-07-06 16:00 | 0.42
2018-07-06 17:00 | 0.24
2018-07-06 18:00 | 0.04
2018-07-06 19:00 | 0
2018-07-06 20:00 | 0
2018-07-06 21:00 | 0
2018-07-06 22:00 | 0
2018-07-06 23:00 | 0
2018-07-07 | 0
2018-07-07 01:00 | 0
2018-07-07 02:00 | 0
2018-07-07 03:00 | 0
2018-07-07 04:00 | 0
2018-07-07 05:00 | 0
2018-07-07 06:00 | 0.01
2018-07-07 07:00 | 0.16
2018-07-07 08:00 | 0.31
2018-07-07 09:00 | 0.47
2018-07-07 10:00 | 0.57
2018-07-07 11:00 | 0.65
2018-07-07 12:00 | 0.69
2018-07-07 13:00 | 0.7
2018-07-07 14:00 | 0.66
2018-07-07 15:00 | 0.57
2018-07-07 16:00 | 0.41
2018-07-07 17:00 | 0.23
2018-07-07 18:00 | 0.04
2018-07-07 19:00 | 0
2018-07-07 20:00 | 0
2018-07-07 21:00 | 0
2018-07-07 22:00 | 0
2018-07-07 23:00 | 0
2018-07-08 | 0
2018-07-08 01:00 | 0
2018-07-08 02:00 | 0
2018-07-08 03:00 | 0
2018-07-08 04:00 | 0
2018-07-08 05:00 | 0
2018-07-08 06:00 | 0.01
2018-07-08 07:00 | 0.16
2018-07-08 08:00 | 0.3
2018-07-08 09:00 | 0.46
2018-07-08 10:00 | 0.58
2018-07-08 11:00 | 0.66
2018-07-08 12:00 | 0.68
2018-07-08 13:00 | 0.7
2018-07-08 14:00 | 0.66
2018-07-08 15:00 | 0.54
2018-07-08 16:00 | 0.39
2018-07-08 17:00 | 0.22
2018-07-08 18:00 | 0.04
2018-07-08 19:00 | 0
2018-07-08 20:00 | 0
2018-07-08 21:00 | 0
2018-07-08 22:00 | 0
2018-07-08 23:00 | 0
2018-07-09 | 0
2018-07-09 01:00 | 0
2018-07-09 02:00 | 0
2018-07-09 03:00 | 0
2018-07-09 04:00 | 0
2018-07-09 05:00 | 0
2018-07-09 06:00 | 0.01
2018-07-09 07:00 | 0.15
2018-07-09 08:00 | 0.31
2018-07-09 09:00 | 0.44
2018-07-09 10:00 | 0.47
2018-07-09 11:00 | 0.59
2018-07-09 12:00 | 0.68
2018-07-09 13:00 | 0.67
2018-07-09 14:00 | 0.61
2018-07-09 15:00 | 0.51
2018-07-09 16:00 | 0.41
2018-07-09 17:00 | 0.23
2018-07-09 18:00 | 0.04
2018-07-09 19:00 | 0
2018-07-09 20:00 | 0
2018-07-09 21:00 | 0
2018-07-09 22:00 | 0
2018-07-09 23:00 | 0
2018-07-10 | 0
2018-07-10 01:00 | 0
2018-07-10 02:00 | 0
2018-07-10 03:00 | 0
2018-07-10 04:00 | 0
2018-07-10 05:00 | 0
2018-07-10 06:00 | 0.01
2018-07-10 07:00 | 0.15
2018-07-10 08:00 | 0.31
2018-07-10 09:00 | 0.46
2018-07-10 10:00 | 0.45
2018-07-10 11:00 | 0.63
2018-07-10 12:00 | 0.7
2018-07-10 13:00 | 0.71
2018-07-10 14:00 | 0.65
2018-07-10 15:00 | 0.57
2018-07-10 16:00 | 0.41
2018-07-10 17:00 | 0.24
2018-07-10 18:00 | 0.04
2018-07-10 19:00 | 0
2018-07-10 20:00 | 0
2018-07-10 21:00 | 0
2018-07-10 22:00 | 0
2018-07-10 23:00 | 0
2018-07-11 | 0
2018-07-11 01:00 | 0
2018-07-11 02:00 | 0
2018-07-11 03:00 | 0
2018-07-11 04:00 | 0
2018-07-11 05:00 | 0
2018-07-11 06:00 | 0.01
2018-07-11 07:00 | 0.16
2018-07-11 08:00 | 0.31
2018-07-11 09:00 | 0.46
2018-07-11 10:00 | 0.54
2018-07-11 11:00 | 0.41
2018-07-11 12:00 | 0.65
2018-07-11 13:00 | 0.71
2018-07-11 14:00 | 0.67
2018-07-11 15:00 | 0.6
2018-07-11 16:00 | 0.45
2018-07-11 17:00 | 0.24
2018-07-11 18:00 | 0.04
2018-07-11 19:00 | 0
2018-07-11 20:00 | 0
2018-07-11 21:00 | 0
2018-07-11 22:00 | 0
2018-07-11 23:00 | 0
2018-07-12 | 0
2018-07-12 01:00 | 0
2018-07-12 02:00 | 0
2018-07-12 03:00 | 0
2018-07-12 04:00 | 0
2018-07-12 05:00 | 0
2018-07-12 06:00 | 0.01
2018-07-12 07:00 | 0.15
2018-07-12 08:00 | 0.29
2018-07-12 09:00 | 0.46
2018-07-12 10:00 | 0.56
2018-07-12 11:00 | 0.65
2018-07-12 12:00 | 0.7
2018-07-12 13:00 | 0.71
2018-07-12 14:00 | 0.65
2018-07-12 15:00 | 0.57
2018-07-12 16:00 | 0.41
2018-07-12 17:00 | 0.23
2018-07-12 18:00 | 0.04
2018-07-12 19:00 | 0
2018-07-12 20:00 | 0
2018-07-12 21:00 | 0
2018-07-12 22:00 | 0
2018-07-12 23:00 | 0
2018-07-13 | 0
2018-07-13 01:00 | 0
2018-07-13 02:00 | 0
2018-07-13 03:00 | 0
2018-07-13 04:00 | 0
2018-07-13 05:00 | 0
2018-07-13 06:00 | 0.01
2018-07-13 07:00 | 0.16
2018-07-13 08:00 | 0.31
2018-07-13 09:00 | 0.44
2018-07-13 10:00 | 0.57
2018-07-13 11:00 | 0.66
2018-07-13 12:00 | 0.7
2018-07-13 13:00 | 0.7
2018-07-13 14:00 | 0.65
2018-07-13 15:00 | 0.56
2018-07-13 16:00 | 0.42
2018-07-13 17:00 | 0.24
2018-07-13 18:00 | 0.04
2018-07-13 19:00 | 0
2018-07-13 20:00 | 0
2018-07-13 21:00 | 0
2018-07-13 22:00 | 0
2018-07-13 23:00 | 0
2018-07-14 | 0
2018-07-14 01:00 | 0
2018-07-14 02:00 | 0
2018-07-14 03:00 | 0
2018-07-14 04:00 | 0
2018-07-14 05:00 | 0
2018-07-14 06:00 | 0.01
2018-07-14 07:00 | 0.16
2018-07-14 08:00 | 0.31
2018-07-14 09:00 | 0.47
2018-07-14 10:00 | 0.59
2018-07-14 11:00 | 0.64
2018-07-14 12:00 | 0.68
2018-07-14 13:00 | 0.69
2018-07-14 14:00 | 0.61
2018-07-14 15:00 | 0.52
2018-07-14 16:00 | 0.4
2018-07-14 17:00 | 0.23
2018-07-14 18:00 | 0.04
2018-07-14 19:00 | 0
2018-07-14 20:00 | 0
2018-07-14 21:00 | 0
2018-07-14 22:00 | 0
2018-07-14 23:00 | 0
2018-07-15 | 0
2018-07-15 01:00 | 0
2018-07-15 02:00 | 0
2018-07-15 03:00 | 0
2018-07-15 04:00 | 0
2018-07-15 05:00 | 0
2018-07-15 06:00 | 0
2018-07-15 07:00 | 0.15
2018-07-15 08:00 | 0.3
2018-07-15 09:00 | 0.46
2018-07-15 10:00 | 0.57
2018-07-15 11:00 | 0.47
2018-07-15 12:00 | 0.62
2018-07-15 13:00 | 0.69
2018-07-15 14:00 | 0.64
2018-07-15 15:00 | 0.54
2018-07-15 16:00 | 0.37
2018-07-15 17:00 | 0.2
2018-07-15 18:00 | 0.03
2018-07-15 19:00 | 0
2018-07-15 20:00 | 0
2018-07-15 21:00 | 0
2018-07-15 22:00 | 0
2018-07-15 23:00 | 0
2018-07-16 | 0
2018-07-16 01:00 | 0
2018-07-16 02:00 | 0
2018-07-16 03:00 | 0
2018-07-16 04:00 | 0
2018-07-16 05:00 | 0
2018-07-16 06:00 | 0
2018-07-16 07:00 | 0.15
2018-07-16 08:00 | 0.3
2018-07-16 09:00 | 0.46
2018-07-16 10:00 | 0.56
2018-07-16 11:00 | 0.64
2018-07-16 12:00 | 0.64
2018-07-16 13:00 | 0.65
2018-07-16 14:00 | 0.54
2018-07-16 15:00 | 0.56
2018-07-16 16:00 | 0.41
2018-07-16 17:00 | 0.23
2018-07-16 18:00 | 0.03
2018-07-16 19:00 | 0
2018-07-16 20:00 | 0
2018-07-16 21:00 | 0
2018-07-16 22:00 | 0
2018-07-16 23:00 | 0
2018-07-17 | 0
2018-07-17 01:00 | 0
2018-07-17 02:00 | 0
2018-07-17 03:00 | 0
2018-07-17 04:00 | 0
2018-07-17 05:00 | 0
2018-07-17 06:00 | 0
2018-07-17 07:00 | 0.15
2018-07-17 08:00 | 0.3
2018-07-17 09:00 | 0.36
2018-07-17 10:00 | 0.33
2018-07-17 11:00 | 0.56
2018-07-17 12:00 | 0.68
2018-07-17 13:00 | 0.7
2018-07-17 14:00 | 0.59
2018-07-17 15:00 | 0.45
2018-07-17 16:00 | 0.41
2018-07-17 17:00 | 0.19
2018-07-17 18:00 | 0.02
2018-07-17 19:00 | 0
2018-07-17 20:00 | 0
2018-07-17 21:00 | 0
2018-07-17 22:00 | 0
2018-07-17 23:00 | 0
2018-07-18 | 0
2018-07-18 01:00 | 0
2018-07-18 02:00 | 0
2018-07-18 03:00 | 0
2018-07-18 04:00 | 0
2018-07-18 05:00 | 0
2018-07-18 06:00 | 0
2018-07-18 07:00 | 0.15
2018-07-18 08:00 | 0.29
2018-07-18 09:00 | 0.44
2018-07-18 10:00 | 0.49
2018-07-18 11:00 | 0.65
2018-07-18 12:00 | 0.67
2018-07-18 13:00 | 0.67
2018-07-18 14:00 | 0.63
2018-07-18 15:00 | 0.54
2018-07-18 16:00 | 0.4
2018-07-18 17:00 | 0.21
2018-07-18 18:00 | 0.02
2018-07-18 19:00 | 0
2018-07-18 20:00 | 0
2018-07-18 21:00 | 0
2018-07-18 22:00 | 0
2018-07-18 23:00 | 0
2018-07-19 | 0
2018-07-19 01:00 | 0
2018-07-19 02:00 | 0
2018-07-19 03:00 | 0
2018-07-19 04:00 | 0
2018-07-19 05:00 | 0
2018-07-19 06:00 | 0
2018-07-19 07:00 | 0.15
2018-07-19 08:00 | 0.3
2018-07-19 09:00 | 0.45
2018-07-19 10:00 | 0.52
2018-07-19 11:00 | 0.53
2018-07-19 12:00 | 0.7
2018-07-19 13:00 | 0.7
2018-07-19 14:00 | 0.66
2018-07-19 15:00 | 0.57
2018-07-19 16:00 | 0.43
2018-07-19 17:00 | 0.23
2018-07-19 18:00 | 0.03
2018-07-19 19:00 | 0
2018-07-19 20:00 | 0
2018-07-19 21:00 | 0
2018-07-19 22:00 | 0
2018-07-19 23:00 | 0
2018-07-20 | 0
2018-07-20 01:00 | 0
2018-07-20 02:00 | 0
2018-07-20 03:00 | 0
2018-07-20 04:00 | 0
2018-07-20 05:00 | 0
2018-07-20 06:00 | 0
2018-07-20 07:00 | 0.15
2018-07-20 08:00 | 0.3
2018-07-20 09:00 | 0.47
2018-07-20 10:00 | 0.59
2018-07-20 11:00 | 0.64
2018-07-20 12:00 | 0.68
2018-07-20 13:00 | 0.68
2018-07-20 14:00 | 0.66
2018-07-20 15:00 | 0.57
2018-07-20 16:00 | 0.42
2018-07-20 17:00 | 0.23
2018-07-20 18:00 | 0.03
2018-07-20 19:00 | 0
2018-07-20 20:00 | 0
2018-07-20 21:00 | 0
2018-07-20 22:00 | 0
2018-07-20 23:00 | 0
2018-07-21 | 0
2018-07-21 01:00 | 0
2018-07-21 02:00 | 0
2018-07-21 03:00 | 0
2018-07-21 04:00 | 0
2018-07-21 05:00 | 0
2018-07-21 06:00 | 0
2018-07-21 07:00 | 0.15
2018-07-21 08:00 | 0.3
2018-07-21 09:00 | 0.45
2018-07-21 10:00 | 0.57
2018-07-21 11:00 | 0.65
2018-07-21 12:00 | 0.66
2018-07-21 13:00 | 0.66
2018-07-21 14:00 | 0.63
2018-07-21 15:00 | 0.52
2018-07-21 16:00 | 0.37
2018-07-21 17:00 | 0.2
2018-07-21 18:00 | 0.02
2018-07-21 19:00 | 0
2018-07-21 20:00 | 0
2018-07-21 21:00 | 0
2018-07-21 22:00 | 0
2018-07-21 23:00 | 0
2018-07-22 | 0
2018-07-22 01:00 | 0
2018-07-22 02:00 | 0
2018-07-22 03:00 | 0
2018-07-22 04:00 | 0
2018-07-22 05:00 | 0
2018-07-22 06:00 | 0
2018-07-22 07:00 | 0.14
2018-07-22 08:00 | 0.29
2018-07-22 09:00 | 0.46
2018-07-22 10:00 | 0.56
2018-07-22 11:00 | 0.64
2018-07-22 12:00 | 0.68
2018-07-22 13:00 | 0.45
2018-07-22 14:00 | 0.49
2018-07-22 15:00 | 0.51
2018-07-22 16:00 | 0.4
2018-07-22 17:00 | 0.22
2018-07-22 18:00 | 0.03
2018-07-22 19:00 | 0
2018-07-22 20:00 | 0
2018-07-22 21:00 | 0
2018-07-22 22:00 | 0
2018-07-22 23:00 | 0
2018-07-23 | 0
2018-07-23 01:00 | 0
2018-07-23 02:00 | 0
2018-07-23 03:00 | 0
2018-07-23 04:00 | 0
2018-07-23 05:00 | 0
2018-07-23 06:00 | 0
2018-07-23 07:00 | 0.14
2018-07-23 08:00 | 0.04
2018-07-23 09:00 | 0.02
2018-07-23 10:00 | 0.51
2018-07-23 11:00 | 0.48
2018-07-23 12:00 | 0.46
2018-07-23 13:00 | 0.37
2018-07-23 14:00 | 0.39
2018-07-23 15:00 | 0.4
2018-07-23 16:00 | 0.39
2018-07-23 17:00 | 0.23
2018-07-23 18:00 | 0.02
2018-07-23 19:00 | 0
2018-07-23 20:00 | 0
2018-07-23 21:00 | 0
2018-07-23 22:00 | 0
2018-07-23 23:00 | 0
2018-07-24 | 0
2018-07-24 01:00 | 0
2018-07-24 02:00 | 0
2018-07-24 03:00 | 0
2018-07-24 04:00 | 0
2018-07-24 05:00 | 0
2018-07-24 06:00 | 0
2018-07-24 07:00 | 0.11
2018-07-24 08:00 | 0.29
2018-07-24 09:00 | 0.44
2018-07-24 10:00 | 0.56
2018-07-24 11:00 | 0.62
2018-07-24 12:00 | 0.68
2018-07-24 13:00 | 0.53
2018-07-24 14:00 | 0.59
2018-07-24 15:00 | 0.55
2018-07-24 16:00 | 0.41
2018-07-24 17:00 | 0.22
2018-07-24 18:00 | 0.03
2018-07-24 19:00 | 0
2018-07-24 20:00 | 0
2018-07-24 21:00 | 0
2018-07-24 22:00 | 0
2018-07-24 23:00 | 0
2018-07-25 | 0
2018-07-25 01:00 | 0
2018-07-25 02:00 | 0
2018-07-25 03:00 | 0
2018-07-25 04:00 | 0
2018-07-25 05:00 | 0
2018-07-25 06:00 | 0
2018-07-25 07:00 | 0.14
2018-07-25 08:00 | 0.1
2018-07-25 09:00 | 0.24
2018-07-25 10:00 | 0.29
2018-07-25 11:00 | 0.32
2018-07-25 12:00 | 0.33
2018-07-25 13:00 | 0.47
2018-07-25 14:00 | 0.47
2018-07-25 15:00 | 0.39
2018-07-25 16:00 | 0.35
2018-07-25 17:00 | 0.14
2018-07-25 18:00 | 0.02
2018-07-25 19:00 | 0
2018-07-25 20:00 | 0
2018-07-25 21:00 | 0
2018-07-25 22:00 | 0
2018-07-25 23:00 | 0
2018-07-26 | 0
2018-07-26 01:00 | 0
2018-07-26 02:00 | 0
2018-07-26 03:00 | 0
2018-07-26 04:00 | 0
2018-07-26 05:00 | 0
2018-07-26 06:00 | 0
2018-07-26 07:00 | 0.14
2018-07-26 08:00 | 0.24
2018-07-26 09:00 | 0.45
2018-07-26 10:00 | 0.46
2018-07-26 11:00 | 0.64
2018-07-26 12:00 | 0.67
2018-07-26 13:00 | 0.68
2018-07-26 14:00 | 0.62
2018-07-26 15:00 | 0.52
2018-07-26 16:00 | 0.42
2018-07-26 17:00 | 0.18
2018-07-26 18:00 | 0.01
2018-07-26 19:00 | 0
2018-07-26 20:00 | 0
2018-07-26 21:00 | 0
2018-07-26 22:00 | 0
2018-07-26 23:00 | 0
2018-07-27 | 0
2018-07-27 01:00 | 0
2018-07-27 02:00 | 0
2018-07-27 03:00 | 0
2018-07-27 04:00 | 0
2018-07-27 05:00 | 0
2018-07-27 06:00 | 0
2018-07-27 07:00 | 0.14
2018-07-27 08:00 | 0.02
2018-07-27 09:00 | 0.13
2018-07-27 10:00 | 0.37
2018-07-27 11:00 | 0.4
2018-07-27 12:00 | 0.35
2018-07-27 13:00 | 0.44
2018-07-27 14:00 | 0.62
2018-07-27 15:00 | 0.56
2018-07-27 16:00 | 0.41
2018-07-27 17:00 | 0.23
2018-07-27 18:00 | 0.02
2018-07-27 19:00 | 0
2018-07-27 20:00 | 0
2018-07-27 21:00 | 0
2018-07-27 22:00 | 0
2018-07-27 23:00 | 0
2018-07-28 | 0
2018-07-28 01:00 | 0
2018-07-28 02:00 | 0
2018-07-28 03:00 | 0
2018-07-28 04:00 | 0
2018-07-28 05:00 | 0
2018-07-28 06:00 | 0
2018-07-28 07:00 | 0
2018-07-28 08:00 | 0.27
2018-07-28 09:00 | 0.42
2018-07-28 10:00 | 0.51
2018-07-28 11:00 | 0.65
2018-07-28 12:00 | 0.64
2018-07-28 13:00 | 0.65
2018-07-28 14:00 | 0.62
2018-07-28 15:00 | 0.45
2018-07-28 16:00 | 0.39
2018-07-28 17:00 | 0.21
2018-07-28 18:00 | 0.02
2018-07-28 19:00 | 0
2018-07-28 20:00 | 0
2018-07-28 21:00 | 0
2018-07-28 22:00 | 0
2018-07-28 23:00 | 0
2018-07-29 | 0
2018-07-29 01:00 | 0
2018-07-29 02:00 | 0
2018-07-29 03:00 | 0
2018-07-29 04:00 | 0
2018-07-29 05:00 | 0
2018-07-29 06:00 | 0
2018-07-29 07:00 | 0
2018-07-29 08:00 | 0.19
2018-07-29 09:00 | 0.43
2018-07-29 10:00 | 0.45
2018-07-29 11:00 | 0.41
2018-07-29 12:00 | 0.4
2018-07-29 13:00 | 0.55
2018-07-29 14:00 | 0.49
2018-07-29 15:00 | 0.28
2018-07-29 16:00 | 0.27
2018-07-29 17:00 | 0.17
2018-07-29 18:00 | 0.02
2018-07-29 19:00 | 0
2018-07-29 20:00 | 0
2018-07-29 21:00 | 0
2018-07-29 22:00 | 0
2018-07-29 23:00 | 0
2018-07-30 | 0
2018-07-30 01:00 | 0
2018-07-30 02:00 | 0
2018-07-30 03:00 | 0
2018-07-30 04:00 | 0
2018-07-30 05:00 | 0
2018-07-30 06:00 | 0
2018-07-30 07:00 | 0
2018-07-30 08:00 | 0.1
2018-07-30 09:00 | 0.08
2018-07-30 10:00 | 0.21
2018-07-30 11:00 | 0.28
2018-07-30 12:00 | 0.39
2018-07-30 13:00 | 0.41
2018-07-30 14:00 | 0.48
2018-07-30 15:00 | 0.41
2018-07-30 16:00 | 0.42
2018-07-30 17:00 | 0.18
2018-07-30 18:00 | 0.02
2018-07-30 19:00 | 0
2018-07-30 20:00 | 0
2018-07-30 21:00 | 0
2018-07-30 22:00 | 0
2018-07-30 23:00 | 0
2018-07-31 | 0
2018-07-31 01:00 | 0
2018-07-31 02:00 | 0
2018-07-31 03:00 | 0
2018-07-31 04:00 | 0
2018-07-31 05:00 | 0
2018-07-31 06:00 | 0
2018-07-31 07:00 | 0
2018-07-31 08:00 | 0.04
2018-07-31 09:00 | 0.02
2018-07-31 10:00 | 0.25
2018-07-31 11:00 | 0.29
2018-07-31 12:00 | 0.37
2018-07-31 13:00 | 0.48
2018-07-31 14:00 | 0.57
2018-07-31 15:00 | 0.57
2018-07-31 16:00 | 0.42
2018-07-31 17:00 | 0.23
2018-07-31 18:00 | 0.02
2018-07-31 19:00 | 0
2018-07-31 20:00 | 0
2018-07-31 21:00 | 0
2018-07-31 22:00 | 0
2018-07-31 23:00 | 0
2018-08-01 | 0
2018-08-01 01:00 | 0
2018-08-01 02:00 | 0
2018-08-01 03:00 | 0
2018-08-01 04:00 | 0
2018-08-01 05:00 | 0
2018-08-01 06:00 | 0
2018-08-01 07:00 | 0
2018-08-01 08:00 | 0.12
2018-08-01 09:00 | 0.39
2018-08-01 10:00 | 0.36
2018-08-01 11:00 | 0.48
2018-08-01 12:00 | 0.64
2018-08-01 13:00 | 0.56
2018-08-01 14:00 | 0.6
2018-08-01 15:00 | 0.56
2018-08-01 16:00 | 0.41
2018-08-01 17:00 | 0.23
2018-08-01 18:00 | 0.02
2018-08-01 19:00 | 0
2018-08-01 20:00 | 0
2018-08-01 21:00 | 0
2018-08-01 22:00 | 0
2018-08-01 23:00 | 0
2018-08-02 | 0
2018-08-02 01:00 | 0
2018-08-02 02:00 | 0
2018-08-02 03:00 | 0
2018-08-02 04:00 | 0
2018-08-02 05:00 | 0
2018-08-02 06:00 | 0
2018-08-02 07:00 | 0.13
2018-08-02 08:00 | 0.05
2018-08-02 09:00 | 0.39
2018-08-02 10:00 | 0.39
2018-08-02 11:00 | 0.57
2018-08-02 12:00 | 0.69
2018-08-02 13:00 | 0.71
2018-08-02 14:00 | 0.67
2018-08-02 15:00 | 0.57
2018-08-02 16:00 | 0.42
2018-08-02 17:00 | 0.2
2018-08-02 18:00 | 0.01
2018-08-02 19:00 | 0
2018-08-02 20:00 | 0
2018-08-02 21:00 | 0
2018-08-02 22:00 | 0
2018-08-02 23:00 | 0
2018-08-03 | 0
2018-08-03 01:00 | 0
2018-08-03 02:00 | 0
2018-08-03 03:00 | 0
2018-08-03 04:00 | 0
2018-08-03 05:00 | 0
2018-08-03 06:00 | 0
2018-08-03 07:00 | 0.13
2018-08-03 08:00 | 0.09
2018-08-03 09:00 | 0.06
2018-08-03 10:00 | 0.19
2018-08-03 11:00 | 0.18
2018-08-03 12:00 | 0.35
2018-08-03 13:00 | 0.23
2018-08-03 14:00 | 0.17
2018-08-03 15:00 | 0.26
2018-08-03 16:00 | 0.2
2018-08-03 17:00 | 0.14
2018-08-03 18:00 | 0.01
2018-08-03 19:00 | 0
2018-08-03 20:00 | 0
2018-08-03 21:00 | 0
2018-08-03 22:00 | 0
2018-08-03 23:00 | 0
2018-08-04 | 0
2018-08-04 01:00 | 0
2018-08-04 02:00 | 0
2018-08-04 03:00 | 0
2018-08-04 04:00 | 0
2018-08-04 05:00 | 0
2018-08-04 06:00 | 0
2018-08-04 07:00 | 0
2018-08-04 08:00 | 0.18
2018-08-04 09:00 | 0.45
2018-08-04 10:00 | 0.48
2018-08-04 11:00 | 0.51
2018-08-04 12:00 | 0.62
2018-08-04 13:00 | 0.57
2018-08-04 14:00 | 0.62
2018-08-04 15:00 | 0.55
2018-08-04 16:00 | 0.41
2018-08-04 17:00 | 0.22
2018-08-04 18:00 | 0.01
2018-08-04 19:00 | 0
2018-08-04 20:00 | 0
2018-08-04 21:00 | 0
2018-08-04 22:00 | 0
2018-08-04 23:00 | 0
2018-08-05 | 0
2018-08-05 01:00 | 0
2018-08-05 02:00 | 0
2018-08-05 03:00 | 0
2018-08-05 04:00 | 0
2018-08-05 05:00 | 0
2018-08-05 06:00 | 0
2018-08-05 07:00 | 0
2018-08-05 08:00 | 0.12
2018-08-05 09:00 | 0.39
2018-08-05 10:00 | 0.54
2018-08-05 11:00 | 0.65
2018-08-05 12:00 | 0.71
2018-08-05 13:00 | 0.72
2018-08-05 14:00 | 0.67
2018-08-05 15:00 | 0.57
2018-08-05 16:00 | 0.42
2018-08-05 17:00 | 0.23
2018-08-05 18:00 | 0.01
2018-08-05 19:00 | 0
2018-08-05 20:00 | 0
2018-08-05 21:00 | 0
2018-08-05 22:00 | 0
2018-08-05 23:00 | 0
2018-08-06 | 0
2018-08-06 01:00 | 0
2018-08-06 02:00 | 0
2018-08-06 03:00 | 0
2018-08-06 04:00 | 0
2018-08-06 05:00 | 0
2018-08-06 06:00 | 0
2018-08-06 07:00 | 0.13
2018-08-06 08:00 | 0.2
2018-08-06 09:00 | 0.39
2018-08-06 10:00 | 0.44
2018-08-06 11:00 | 0.43
2018-08-06 12:00 | 0.49
2018-08-06 13:00 | 0.64
2018-08-06 14:00 | 0.6
2018-08-06 15:00 | 0.52
2018-08-06 16:00 | 0.42
2018-08-06 17:00 | 0.23
2018-08-06 18:00 | 0.01
2018-08-06 19:00 | 0
2018-08-06 20:00 | 0
2018-08-06 21:00 | 0
2018-08-06 22:00 | 0
2018-08-06 23:00 | 0
2018-08-07 | 0
2018-08-07 01:00 | 0
2018-08-07 02:00 | 0
2018-08-07 03:00 | 0
2018-08-07 04:00 | 0
2018-08-07 05:00 | 0
2018-08-07 06:00 | 0
2018-08-07 07:00 | 0.13
2018-08-07 08:00 | 0.04
2018-08-07 09:00 | 0.09
2018-08-07 10:00 | 0.24
2018-08-07 11:00 | 0.27
2018-08-07 12:00 | 0.32
2018-08-07 13:00 | 0.44
2018-08-07 14:00 | 0.57
2018-08-07 15:00 | 0.55
2018-08-07 16:00 | 0.39
2018-08-07 17:00 | 0.2
2018-08-07 18:00 | 0.01
2018-08-07 19:00 | 0
2018-08-07 20:00 | 0
2018-08-07 21:00 | 0
2018-08-07 22:00 | 0
2018-08-07 23:00 | 0
2018-08-08 | 0
2018-08-08 01:00 | 0
2018-08-08 02:00 | 0
2018-08-08 03:00 | 0
2018-08-08 04:00 | 0
2018-08-08 05:00 | 0
2018-08-08 06:00 | 0
2018-08-08 07:00 | 0.13
2018-08-08 08:00 | 0.24
2018-08-08 09:00 | 0.46
2018-08-08 10:00 | 0.58
2018-08-08 11:00 | 0.66
2018-08-08 12:00 | 0.71
2018-08-08 13:00 | 0.68
2018-08-08 14:00 | 0.66
2018-08-08 15:00 | 0.58
2018-08-08 16:00 | 0.42
2018-08-08 17:00 | 0.22
2018-08-08 18:00 | 0.01
2018-08-08 19:00 | 0
2018-08-08 20:00 | 0
2018-08-08 21:00 | 0
2018-08-08 22:00 | 0
2018-08-08 23:00 | 0
2018-08-09 | 0
2018-08-09 01:00 | 0
2018-08-09 02:00 | 0
2018-08-09 03:00 | 0
2018-08-09 04:00 | 0
2018-08-09 05:00 | 0
2018-08-09 06:00 | 0
2018-08-09 07:00 | 0.13
2018-08-09 08:00 | 0.28
2018-08-09 09:00 | 0.46
2018-08-09 10:00 | 0.57
2018-08-09 11:00 | 0.63
2018-08-09 12:00 | 0.66
2018-08-09 13:00 | 0.67
2018-08-09 14:00 | 0.65
2018-08-09 15:00 | 0.55
2018-08-09 16:00 | 0.41
2018-08-09 17:00 | 0.22
2018-08-09 18:00 | 0.01
2018-08-09 19:00 | 0
2018-08-09 20:00 | 0
2018-08-09 21:00 | 0
2018-08-09 22:00 | 0
2018-08-09 23:00 | 0
2018-08-10 | 0
2018-08-10 01:00 | 0
2018-08-10 02:00 | 0
2018-08-10 03:00 | 0
2018-08-10 04:00 | 0
2018-08-10 05:00 | 0
2018-08-10 06:00 | 0
2018-08-10 07:00 | 0.13
2018-08-10 08:00 | 0.23
2018-08-10 09:00 | 0.46
2018-08-10 10:00 | 0.58
2018-08-10 11:00 | 0.66
2018-08-10 12:00 | 0.7
2018-08-10 13:00 | 0.7
2018-08-10 14:00 | 0.6
2018-08-10 15:00 | 0.53
2018-08-10 16:00 | 0.4
2018-08-10 17:00 | 0.21
2018-08-10 18:00 | 0.01
2018-08-10 19:00 | 0
2018-08-10 20:00 | 0
2018-08-10 21:00 | 0
2018-08-10 22:00 | 0
2018-08-10 23:00 | 0
2018-08-11 | 0
2018-08-11 01:00 | 0
2018-08-11 02:00 | 0
2018-08-11 03:00 | 0
2018-08-11 04:00 | 0
2018-08-11 05:00 | 0
2018-08-11 06:00 | 0
2018-08-11 07:00 | 0.13
2018-08-11 08:00 | 0.29
2018-08-11 09:00 | 0.46
2018-08-11 10:00 | 0.57
2018-08-11 11:00 | 0.66
2018-08-11 12:00 | 0.7
2018-08-11 13:00 | 0.7
2018-08-11 14:00 | 0.65
2018-08-11 15:00 | 0.55
2018-08-11 16:00 | 0.41
2018-08-11 17:00 | 0.22
2018-08-11 18:00 | 0.01
2018-08-11 19:00 | 0
2018-08-11 20:00 | 0
2018-08-11 21:00 | 0
2018-08-11 22:00 | 0
2018-08-11 23:00 | 0
2018-08-12 | 0
2018-08-12 01:00 | 0
2018-08-12 02:00 | 0
2018-08-12 03:00 | 0
2018-08-12 04:00 | 0
2018-08-12 05:00 | 0
2018-08-12 06:00 | 0
2018-08-12 07:00 | 0.12
2018-08-12 08:00 | 0.03
2018-08-12 09:00 | 0.11
2018-08-12 10:00 | 0.21
2018-08-12 11:00 | 0.44
2018-08-12 12:00 | 0.54
2018-08-12 13:00 | 0.69
2018-08-12 14:00 | 0.66
2018-08-12 15:00 | 0.56
2018-08-12 16:00 | 0.41
2018-08-12 17:00 | 0.22
2018-08-12 18:00 | 0.01
2018-08-12 19:00 | 0
2018-08-12 20:00 | 0
2018-08-12 21:00 | 0
2018-08-12 22:00 | 0
2018-08-12 23:00 | 0
2018-08-13 | 0
2018-08-13 01:00 | 0
2018-08-13 02:00 | 0
2018-08-13 03:00 | 0
2018-08-13 04:00 | 0
2018-08-13 05:00 | 0
2018-08-13 06:00 | 0
2018-08-13 07:00 | 0.11
2018-08-13 08:00 | 0.04
2018-08-13 09:00 | 0.11
2018-08-13 10:00 | 0.31
2018-08-13 11:00 | 0.57
2018-08-13 12:00 | 0.7
2018-08-13 13:00 | 0.69
2018-08-13 14:00 | 0.65
2018-08-13 15:00 | 0.53
2018-08-13 16:00 | 0.38
2018-08-13 17:00 | 0.2
2018-08-13 18:00 | 0.01
2018-08-13 19:00 | 0
2018-08-13 20:00 | 0
2018-08-13 21:00 | 0
2018-08-13 22:00 | 0
2018-08-13 23:00 | 0
2018-08-14 | 0
2018-08-14 01:00 | 0
2018-08-14 02:00 | 0
2018-08-14 03:00 | 0
2018-08-14 04:00 | 0
2018-08-14 05:00 | 0
2018-08-14 06:00 | 0
2018-08-14 07:00 | 0.12
2018-08-14 08:00 | 0.13
2018-08-14 09:00 | 0.47
2018-08-14 10:00 | 0.46
2018-08-14 11:00 | 0.45
2018-08-14 12:00 | 0.63
2018-08-14 13:00 | 0.69
2018-08-14 14:00 | 0.67
2018-08-14 15:00 | 0.58
2018-08-14 16:00 | 0.42
2018-08-14 17:00 | 0.22
2018-08-14 18:00 | 0.01
2018-08-14 19:00 | 0
2018-08-14 20:00 | 0
2018-08-14 21:00 | 0
2018-08-14 22:00 | 0
2018-08-14 23:00 | 0
2018-08-15 | 0
2018-08-15 01:00 | 0
2018-08-15 02:00 | 0
2018-08-15 03:00 | 0
2018-08-15 04:00 | 0
2018-08-15 05:00 | 0
2018-08-15 06:00 | 0
2018-08-15 07:00 | 0.12
2018-08-15 08:00 | 0.26
2018-08-15 09:00 | 0.47
2018-08-15 10:00 | 0.5
2018-08-15 11:00 | 0.61
2018-08-15 12:00 | 0.64
2018-08-15 13:00 | 0.72
2018-08-15 14:00 | 0.67
2018-08-15 15:00 | 0.56
2018-08-15 16:00 | 0.41
2018-08-15 17:00 | 0.22
2018-08-15 18:00 | 0
2018-08-15 19:00 | 0
2018-08-15 20:00 | 0
2018-08-15 21:00 | 0
2018-08-15 22:00 | 0
2018-08-15 23:00 | 0
2018-08-16 | 0
2018-08-16 01:00 | 0
2018-08-16 02:00 | 0
2018-08-16 03:00 | 0
2018-08-16 04:00 | 0
2018-08-16 05:00 | 0
2018-08-16 06:00 | 0
2018-08-16 07:00 | 0.05
2018-08-16 08:00 | 0.02
2018-08-16 09:00 | 0.05
2018-08-16 10:00 | 0.26
2018-08-16 11:00 | 0.28
2018-08-16 12:00 | 0.38
2018-08-16 13:00 | 0.64
2018-08-16 14:00 | 0.62
2018-08-16 15:00 | 0.58
2018-08-16 16:00 | 0.42
2018-08-16 17:00 | 0.21
2018-08-16 18:00 | 0
2018-08-16 19:00 | 0
2018-08-16 20:00 | 0
2018-08-16 21:00 | 0
2018-08-16 22:00 | 0
2018-08-16 23:00 | 0
2018-08-17 | 0
2018-08-17 01:00 | 0
2018-08-17 02:00 | 0
2018-08-17 03:00 | 0
2018-08-17 04:00 | 0
2018-08-17 05:00 | 0
2018-08-17 06:00 | 0
2018-08-17 07:00 | 0
2018-08-17 08:00 | 0.02
2018-08-17 09:00 | 0.09
2018-08-17 10:00 | 0.34
2018-08-17 11:00 | 0.62
2018-08-17 12:00 | 0.69
2018-08-17 13:00 | 0.68
2018-08-17 14:00 | 0.64
2018-08-17 15:00 | 0.56
2018-08-17 16:00 | 0.42
2018-08-17 17:00 | 0.21
2018-08-17 18:00 | 0
2018-08-17 19:00 | 0
2018-08-17 20:00 | 0
2018-08-17 21:00 | 0
2018-08-17 22:00 | 0
2018-08-17 23:00 | 0
2018-08-18 | 0
2018-08-18 01:00 | 0
2018-08-18 02:00 | 0
2018-08-18 03:00 | 0
2018-08-18 04:00 | 0
2018-08-18 05:00 | 0
2018-08-18 06:00 | 0
2018-08-18 07:00 | 0.12
2018-08-18 08:00 | 0.08
2018-08-18 09:00 | 0.3
2018-08-18 10:00 | 0.48
2018-08-18 11:00 | 0.57
2018-08-18 12:00 | 0.72
2018-08-18 13:00 | 0.72
2018-08-18 14:00 | 0.68
2018-08-18 15:00 | 0.57
2018-08-18 16:00 | 0.41
2018-08-18 17:00 | 0.21
2018-08-18 18:00 | 0
2018-08-18 19:00 | 0
2018-08-18 20:00 | 0
2018-08-18 21:00 | 0
2018-08-18 22:00 | 0
2018-08-18 23:00 | 0
2018-08-19 | 0
2018-08-19 01:00 | 0
2018-08-19 02:00 | 0
2018-08-19 03:00 | 0
2018-08-19 04:00 | 0
2018-08-19 05:00 | 0
2018-08-19 06:00 | 0
2018-08-19 07:00 | 0.12
2018-08-19 08:00 | 0.09
2018-08-19 09:00 | 0.31
2018-08-19 10:00 | 0.38
2018-08-19 11:00 | 0.54
2018-08-19 12:00 | 0.58
2018-08-19 13:00 | 0.65
2018-08-19 14:00 | 0.67
2018-08-19 15:00 | 0.57
2018-08-19 16:00 | 0.41
2018-08-19 17:00 | 0.21
2018-08-19 18:00 | 0
2018-08-19 19:00 | 0
2018-08-19 20:00 | 0
2018-08-19 21:00 | 0
2018-08-19 22:00 | 0
2018-08-19 23:00 | 0
2018-08-20 | 0
2018-08-20 01:00 | 0
2018-08-20 02:00 | 0
2018-08-20 03:00 | 0
2018-08-20 04:00 | 0
2018-08-20 05:00 | 0
2018-08-20 06:00 | 0
2018-08-20 07:00 | 0.12
2018-08-20 08:00 | 0
2018-08-20 09:00 | 0.04
2018-08-20 10:00 | 0.07
2018-08-20 11:00 | 0.32
2018-08-20 12:00 | 0.59
2018-08-20 13:00 | 0.67
2018-08-20 14:00 | 0.66
2018-08-20 15:00 | 0.56
2018-08-20 16:00 | 0.38
2018-08-20 17:00 | 0.19
2018-08-20 18:00 | 0
2018-08-20 19:00 | 0
2018-08-20 20:00 | 0
2018-08-20 21:00 | 0
2018-08-20 22:00 | 0
2018-08-20 23:00 | 0
2018-08-21 | 0
2018-08-21 01:00 | 0
2018-08-21 02:00 | 0
2018-08-21 03:00 | 0
2018-08-21 04:00 | 0
2018-08-21 05:00 | 0
2018-08-21 06:00 | 0
2018-08-21 07:00 | 0.11
2018-08-21 08:00 | 0.17
2018-08-21 09:00 | 0.29
2018-08-21 10:00 | 0.4
2018-08-21 11:00 | 0.62
2018-08-21 12:00 | 0.68
2018-08-21 13:00 | 0.65
2018-08-21 14:00 | 0.66
2018-08-21 15:00 | 0.56
2018-08-21 16:00 | 0.39
2018-08-21 17:00 | 0.2
2018-08-21 18:00 | 0
2018-08-21 19:00 | 0
2018-08-21 20:00 | 0
2018-08-21 21:00 | 0
2018-08-21 22:00 | 0
2018-08-21 23:00 | 0
2018-08-22 | 0
2018-08-22 01:00 | 0
2018-08-22 02:00 | 0
2018-08-22 03:00 | 0
2018-08-22 04:00 | 0
2018-08-22 05:00 | 0
2018-08-22 06:00 | 0
2018-08-22 07:00 | 0.12
2018-08-22 08:00 | 0.22
2018-08-22 09:00 | 0.47
2018-08-22 10:00 | 0.59
2018-08-22 11:00 | 0.67
2018-08-22 12:00 | 0.72
2018-08-22 13:00 | 0.72
2018-08-22 14:00 | 0.67
2018-08-22 15:00 | 0.56
2018-08-22 16:00 | 0.4
2018-08-22 17:00 | 0.2
2018-08-22 18:00 | 0
2018-08-22 19:00 | 0
2018-08-22 20:00 | 0
2018-08-22 21:00 | 0
2018-08-22 22:00 | 0
2018-08-22 23:00 | 0
2018-08-23 | 0
2018-08-23 01:00 | 0
2018-08-23 02:00 | 0
2018-08-23 03:00 | 0
2018-08-23 04:00 | 0
2018-08-23 05:00 | 0
2018-08-23 06:00 | 0
2018-08-23 07:00 | 0.12
2018-08-23 08:00 | 0.27
2018-08-23 09:00 | 0.46
2018-08-23 10:00 | 0.55
2018-08-23 11:00 | 0.66
2018-08-23 12:00 | 0.7
2018-08-23 13:00 | 0.66
2018-08-23 14:00 | 0.66
2018-08-23 15:00 | 0.57
2018-08-23 16:00 | 0.4
2018-08-23 17:00 | 0.19
2018-08-23 18:00 | 0
2018-08-23 19:00 | 0
2018-08-23 20:00 | 0
2018-08-23 21:00 | 0
2018-08-23 22:00 | 0
2018-08-23 23:00 | 0
2018-08-24 | 0
2018-08-24 01:00 | 0
2018-08-24 02:00 | 0
2018-08-24 03:00 | 0
2018-08-24 04:00 | 0
2018-08-24 05:00 | 0
2018-08-24 06:00 | 0
2018-08-24 07:00 | 0.12
2018-08-24 08:00 | 0.22
2018-08-24 09:00 | 0.46
2018-08-24 10:00 | 0.57
2018-08-24 11:00 | 0.66
2018-08-24 12:00 | 0.67
2018-08-24 13:00 | 0.69
2018-08-24 14:00 | 0.63
2018-08-24 15:00 | 0.53
2018-08-24 16:00 | 0.4
2018-08-24 17:00 | 0.19
2018-08-24 18:00 | 0
2018-08-24 19:00 | 0
2018-08-24 20:00 | 0
2018-08-24 21:00 | 0
2018-08-24 22:00 | 0
2018-08-24 23:00 | 0
2018-08-25 | 0
2018-08-25 01:00 | 0
2018-08-25 02:00 | 0
2018-08-25 03:00 | 0
2018-08-25 04:00 | 0
2018-08-25 05:00 | 0
2018-08-25 06:00 | 0
2018-08-25 07:00 | 0.12
2018-08-25 08:00 | 0.06
2018-08-25 09:00 | 0.14
2018-08-25 10:00 | 0.26
2018-08-25 11:00 | 0.42
2018-08-25 12:00 | 0.4
2018-08-25 13:00 | 0.7
2018-08-25 14:00 | 0.66
2018-08-25 15:00 | 0.56
2018-08-25 16:00 | 0.4
2018-08-25 17:00 | 0.19
2018-08-25 18:00 | 0
2018-08-25 19:00 | 0
2018-08-25 20:00 | 0
2018-08-25 21:00 | 0
2018-08-25 22:00 | 0
2018-08-25 23:00 | 0
2018-08-26 | 0
2018-08-26 01:00 | 0
2018-08-26 02:00 | 0
2018-08-26 03:00 | 0
2018-08-26 04:00 | 0
2018-08-26 05:00 | 0
2018-08-26 06:00 | 0
2018-08-26 07:00 | 0
2018-08-26 08:00 | 0.11
2018-08-26 09:00 | 0.45
2018-08-26 10:00 | 0.52
2018-08-26 11:00 | 0.68
2018-08-26 12:00 | 0.7
2018-08-26 13:00 | 0.72
2018-08-26 14:00 | 0.67
2018-08-26 15:00 | 0.56
2018-08-26 16:00 | 0.4
2018-08-26 17:00 | 0.19
2018-08-26 18:00 | 0
2018-08-26 19:00 | 0
2018-08-26 20:00 | 0
2018-08-26 21:00 | 0
2018-08-26 22:00 | 0
2018-08-26 23:00 | 0
2018-08-27 | 0
2018-08-27 01:00 | 0
2018-08-27 02:00 | 0
2018-08-27 03:00 | 0
2018-08-27 04:00 | 0
2018-08-27 05:00 | 0
2018-08-27 06:00 | 0
2018-08-27 07:00 | 0.12
2018-08-27 08:00 | 0.24
2018-08-27 09:00 | 0.48
2018-08-27 10:00 | 0.6
2018-08-27 11:00 | 0.64
2018-08-27 12:00 | 0.65
2018-08-27 13:00 | 0.65
2018-08-27 14:00 | 0.62
2018-08-27 15:00 | 0.55
2018-08-27 16:00 | 0.37
2018-08-27 17:00 | 0.16
2018-08-27 18:00 | 0
2018-08-27 19:00 | 0
2018-08-27 20:00 | 0
2018-08-27 21:00 | 0
2018-08-27 22:00 | 0
2018-08-27 23:00 | 0
2018-08-28 | 0
2018-08-28 01:00 | 0
2018-08-28 02:00 | 0
2018-08-28 03:00 | 0
2018-08-28 04:00 | 0
2018-08-28 05:00 | 0
2018-08-28 06:00 | 0
2018-08-28 07:00 | 0.12
2018-08-28 08:00 | 0.11
2018-08-28 09:00 | 0.47
2018-08-28 10:00 | 0.5
2018-08-28 11:00 | 0.64
2018-08-28 12:00 | 0.72
2018-08-28 13:00 | 0.72
2018-08-28 14:00 | 0.67
2018-08-28 15:00 | 0.56
2018-08-28 16:00 | 0.39
2018-08-28 17:00 | 0.19
2018-08-28 18:00 | 0
2018-08-28 19:00 | 0
2018-08-28 20:00 | 0
2018-08-28 21:00 | 0
2018-08-28 22:00 | 0
2018-08-28 23:00 | 0
2018-08-29 | 0
2018-08-29 01:00 | 0
2018-08-29 02:00 | 0
2018-08-29 03:00 | 0
2018-08-29 04:00 | 0
2018-08-29 05:00 | 0
2018-08-29 06:00 | 0
2018-08-29 07:00 | 0.12
2018-08-29 08:00 | 0.18
2018-08-29 09:00 | 0.46
2018-08-29 10:00 | 0.4
2018-08-29 11:00 | 0.5
2018-08-29 12:00 | 0.71
2018-08-29 13:00 | 0.69
2018-08-29 14:00 | 0.61
2018-08-29 15:00 | 0.53
2018-08-29 16:00 | 0.39
2018-08-29 17:00 | 0.18
2018-08-29 18:00 | 0
2018-08-29 19:00 | 0
2018-08-29 20:00 | 0
2018-08-29 21:00 | 0
2018-08-29 22:00 | 0
2018-08-29 23:00 | 0
2018-08-30 | 0
2018-08-30 01:00 | 0
2018-08-30 02:00 | 0
2018-08-30 03:00 | 0
2018-08-30 04:00 | 0
2018-08-30 05:00 | 0
2018-08-30 06:00 | 0
2018-08-30 07:00 | 0.12
2018-08-30 08:00 | 0.01
2018-08-30 09:00 | 0.09
2018-08-30 10:00 | 0.21
2018-08-30 11:00 | 0.3
2018-08-30 12:00 | 0.48
2018-08-30 13:00 | 0.59
2018-08-30 14:00 | 0.51
2018-08-30 15:00 | 0.52
2018-08-30 16:00 | 0.39
2018-08-30 17:00 | 0.18
2018-08-30 18:00 | 0
2018-08-30 19:00 | 0
2018-08-30 20:00 | 0
2018-08-30 21:00 | 0
2018-08-30 22:00 | 0
2018-08-30 23:00 | 0
2018-08-31 | 0
2018-08-31 01:00 | 0
2018-08-31 02:00 | 0
2018-08-31 03:00 | 0
2018-08-31 04:00 | 0
2018-08-31 05:00 | 0
2018-08-31 06:00 | 0
2018-08-31 07:00 | 0.12
2018-08-31 08:00 | 0.05
2018-08-31 09:00 | 0.17
2018-08-31 10:00 | 0.4
2018-08-31 11:00 | 0.57
2018-08-31 12:00 | 0.51
2018-08-31 13:00 | 0.38
2018-08-31 14:00 | 0.63
2018-08-31 15:00 | 0.54
2018-08-31 16:00 | 0.38
2018-08-31 17:00 | 0.17
2018-08-31 18:00 | 0
2018-08-31 19:00 | 0
2018-08-31 20:00 | 0
2018-08-31 21:00 | 0
2018-08-31 22:00 | 0
2018-08-31 23:00 | 0
2018-09-01 | 0
2018-09-01 01:00 | 0
2018-09-01 02:00 | 0
2018-09-01 03:00 | 0
2018-09-01 04:00 | 0
2018-09-01 05:00 | 0
2018-09-01 06:00 | 0
2018-09-01 07:00 | 0.12
2018-09-01 08:00 | 0.29
2018-09-01 09:00 | 0.42
2018-09-01 10:00 | 0.58
2018-09-01 11:00 | 0.54
2018-09-01 12:00 | 0.61
2018-09-01 13:00 | 0.65
2018-09-01 14:00 | 0.59
2018-09-01 15:00 | 0.55
2018-09-01 16:00 | 0.37
2018-09-01 17:00 | 0.17
2018-09-01 18:00 | 0
2018-09-01 19:00 | 0
2018-09-01 20:00 | 0
2018-09-01 21:00 | 0
2018-09-01 22:00 | 0
2018-09-01 23:00 | 0
2018-09-02 | 0
2018-09-02 01:00 | 0
2018-09-02 02:00 | 0
2018-09-02 03:00 | 0
2018-09-02 04:00 | 0
2018-09-02 05:00 | 0
2018-09-02 06:00 | 0
2018-09-02 07:00 | 0.12
2018-09-02 08:00 | 0.31
2018-09-02 09:00 | 0.48
2018-09-02 10:00 | 0.61
2018-09-02 11:00 | 0.67
2018-09-02 12:00 | 0.71
2018-09-02 13:00 | 0.69
2018-09-02 14:00 | 0.6
2018-09-02 15:00 | 0.55
2018-09-02 16:00 | 0.37
2018-09-02 17:00 | 0.16
2018-09-02 18:00 | 0
2018-09-02 19:00 | 0
2018-09-02 20:00 | 0
2018-09-02 21:00 | 0
2018-09-02 22:00 | 0
2018-09-02 23:00 | 0
2018-09-03 | 0
2018-09-03 01:00 | 0
2018-09-03 02:00 | 0
2018-09-03 03:00 | 0
2018-09-03 04:00 | 0
2018-09-03 05:00 | 0
2018-09-03 06:00 | 0
2018-09-03 07:00 | 0.12
2018-09-03 08:00 | 0.31
2018-09-03 09:00 | 0.48
2018-09-03 10:00 | 0.61
2018-09-03 11:00 | 0.67
2018-09-03 12:00 | 0.71
2018-09-03 13:00 | 0.7
2018-09-03 14:00 | 0.64
2018-09-03 15:00 | 0.53
2018-09-03 16:00 | 0.37
2018-09-03 17:00 | 0.16
2018-09-03 18:00 | 0
2018-09-03 19:00 | 0
2018-09-03 20:00 | 0
2018-09-03 21:00 | 0
2018-09-03 22:00 | 0
2018-09-03 23:00 | 0
2018-09-04 | 0
2018-09-04 01:00 | 0
2018-09-04 02:00 | 0
2018-09-04 03:00 | 0
2018-09-04 04:00 | 0
2018-09-04 05:00 | 0
2018-09-04 06:00 | 0
2018-09-04 07:00 | 0.12
2018-09-04 08:00 | 0.31
2018-09-04 09:00 | 0.48
2018-09-04 10:00 | 0.58
2018-09-04 11:00 | 0.66
2018-09-04 12:00 | 0.66
2018-09-04 13:00 | 0.63
2018-09-04 14:00 | 0.56
2018-09-04 15:00 | 0.48
2018-09-04 16:00 | 0.33
2018-09-04 17:00 | 0.14
2018-09-04 18:00 | 0
2018-09-04 19:00 | 0
2018-09-04 20:00 | 0
2018-09-04 21:00 | 0
2018-09-04 22:00 | 0
2018-09-04 23:00 | 0
2018-09-05 | 0
2018-09-05 01:00 | 0
2018-09-05 02:00 | 0
2018-09-05 03:00 | 0
2018-09-05 04:00 | 0
2018-09-05 05:00 | 0
2018-09-05 06:00 | 0
2018-09-05 07:00 | 0.12
2018-09-05 08:00 | 0.3
2018-09-05 09:00 | 0.48
2018-09-05 10:00 | 0.59
2018-09-05 11:00 | 0.66
2018-09-05 12:00 | 0.7
2018-09-05 13:00 | 0.69
2018-09-05 14:00 | 0.64
2018-09-05 15:00 | 0.53
2018-09-05 16:00 | 0.36
2018-09-05 17:00 | 0.16
2018-09-05 18:00 | 0
2018-09-05 19:00 | 0
2018-09-05 20:00 | 0
2018-09-05 21:00 | 0
2018-09-05 22:00 | 0
2018-09-05 23:00 | 0
2018-09-06 | 0
2018-09-06 01:00 | 0
2018-09-06 02:00 | 0
2018-09-06 03:00 | 0
2018-09-06 04:00 | 0
2018-09-06 05:00 | 0
2018-09-06 06:00 | 0
2018-09-06 07:00 | 0.12
2018-09-06 08:00 | 0.3
2018-09-06 09:00 | 0.47
2018-09-06 10:00 | 0.59
2018-09-06 11:00 | 0.64
2018-09-06 12:00 | 0.63
2018-09-06 13:00 | 0.59
2018-09-06 14:00 | 0.53
2018-09-06 15:00 | 0.44
2018-09-06 16:00 | 0.29
2018-09-06 17:00 | 0.11
2018-09-06 18:00 | 0
2018-09-06 19:00 | 0
2018-09-06 20:00 | 0
2018-09-06 21:00 | 0
2018-09-06 22:00 | 0
2018-09-06 23:00 | 0
2018-09-07 | 0
2018-09-07 01:00 | 0
2018-09-07 02:00 | 0
2018-09-07 03:00 | 0
2018-09-07 04:00 | 0
2018-09-07 05:00 | 0
2018-09-07 06:00 | 0
2018-09-07 07:00 | 0.11
2018-09-07 08:00 | 0.3
2018-09-07 09:00 | 0.44
2018-09-07 10:00 | 0.54
2018-09-07 11:00 | 0.67
2018-09-07 12:00 | 0.71
2018-09-07 13:00 | 0.71
2018-09-07 14:00 | 0.64
2018-09-07 15:00 | 0.5
2018-09-07 16:00 | 0.36
2018-09-07 17:00 | 0.16
2018-09-07 18:00 | 0
2018-09-07 19:00 | 0
2018-09-07 20:00 | 0
2018-09-07 21:00 | 0
2018-09-07 22:00 | 0
2018-09-07 23:00 | 0
2018-09-08 | 0
2018-09-08 01:00 | 0
2018-09-08 02:00 | 0
2018-09-08 03:00 | 0
2018-09-08 04:00 | 0
2018-09-08 05:00 | 0
2018-09-08 06:00 | 0
2018-09-08 07:00 | 0
2018-09-08 08:00 | 0.01
2018-09-08 09:00 | 0.04
2018-09-08 10:00 | 0.19
2018-09-08 11:00 | 0.19
2018-09-08 12:00 | 0.31
2018-09-08 13:00 | 0.45
2018-09-08 14:00 | 0.61
2018-09-08 15:00 | 0.55
2018-09-08 16:00 | 0.38
2018-09-08 17:00 | 0.15
2018-09-08 18:00 | 0
2018-09-08 19:00 | 0
2018-09-08 20:00 | 0
2018-09-08 21:00 | 0
2018-09-08 22:00 | 0
2018-09-08 23:00 | 0
2018-09-09 | 0
2018-09-09 01:00 | 0
2018-09-09 02:00 | 0
2018-09-09 03:00 | 0
2018-09-09 04:00 | 0
2018-09-09 05:00 | 0
2018-09-09 06:00 | 0
2018-09-09 07:00 | 0
2018-09-09 08:00 | 0.01
2018-09-09 09:00 | 0.07
2018-09-09 10:00 | 0.23
2018-09-09 11:00 | 0.2
2018-09-09 12:00 | 0.35
2018-09-09 13:00 | 0.39
2018-09-09 14:00 | 0.54
2018-09-09 15:00 | 0.54
2018-09-09 16:00 | 0.36
2018-09-09 17:00 | 0.15
2018-09-09 18:00 | 0
2018-09-09 19:00 | 0
2018-09-09 20:00 | 0
2018-09-09 21:00 | 0
2018-09-09 22:00 | 0
2018-09-09 23:00 | 0
2018-09-10 | 0
2018-09-10 01:00 | 0
2018-09-10 02:00 | 0
2018-09-10 03:00 | 0
2018-09-10 04:00 | 0
2018-09-10 05:00 | 0
2018-09-10 06:00 | 0
2018-09-10 07:00 | 0.09
2018-09-10 08:00 | 0.28
2018-09-10 09:00 | 0.02
2018-09-10 10:00 | 0.3
2018-09-10 11:00 | 0.37
2018-09-10 12:00 | 0.53
2018-09-10 13:00 | 0.67
2018-09-10 14:00 | 0.65
2018-09-10 15:00 | 0.55
2018-09-10 16:00 | 0.37
2018-09-10 17:00 | 0.14
2018-09-10 18:00 | 0
2018-09-10 19:00 | 0
2018-09-10 20:00 | 0
2018-09-10 21:00 | 0
2018-09-10 22:00 | 0
2018-09-10 23:00 | 0
2018-09-11 | 0
2018-09-11 01:00 | 0
2018-09-11 02:00 | 0
2018-09-11 03:00 | 0
2018-09-11 04:00 | 0
2018-09-11 05:00 | 0
2018-09-11 06:00 | 0
2018-09-11 07:00 | 0.11
2018-09-11 08:00 | 0.31
2018-09-11 09:00 | 0.42
2018-09-11 10:00 | 0.56
2018-09-11 11:00 | 0.59
2018-09-11 12:00 | 0.68
2018-09-11 13:00 | 0.7
2018-09-11 14:00 | 0.62
2018-09-11 15:00 | 0.54
2018-09-11 16:00 | 0.35
2018-09-11 17:00 | 0.12
2018-09-11 18:00 | 0
2018-09-11 19:00 | 0
2018-09-11 20:00 | 0
2018-09-11 21:00 | 0
2018-09-11 22:00 | 0
2018-09-11 23:00 | 0
2018-09-12 | 0
2018-09-12 01:00 | 0
2018-09-12 02:00 | 0
2018-09-12 03:00 | 0
2018-09-12 04:00 | 0
2018-09-12 05:00 | 0
2018-09-12 06:00 | 0
2018-09-12 07:00 | 0.11
2018-09-12 08:00 | 0.31
2018-09-12 09:00 | 0.49
2018-09-12 10:00 | 0.45
2018-09-12 11:00 | 0.38
2018-09-12 12:00 | 0.52
2018-09-12 13:00 | 0.51
2018-09-12 14:00 | 0.47
2018-09-12 15:00 | 0.45
2018-09-12 16:00 | 0.34
2018-09-12 17:00 | 0.11
2018-09-12 18:00 | 0
2018-09-12 19:00 | 0
2018-09-12 20:00 | 0
2018-09-12 21:00 | 0
2018-09-12 22:00 | 0
2018-09-12 23:00 | 0
2018-09-13 | 0
2018-09-13 01:00 | 0
2018-09-13 02:00 | 0
2018-09-13 03:00 | 0
2018-09-13 04:00 | 0
2018-09-13 05:00 | 0
2018-09-13 06:00 | 0
2018-09-13 07:00 | 0.11
2018-09-13 08:00 | 0.3
2018-09-13 09:00 | 0.46
2018-09-13 10:00 | 0.31
2018-09-13 11:00 | 0.3
2018-09-13 12:00 | 0.38
2018-09-13 13:00 | 0.49
2018-09-13 14:00 | 0.52
2018-09-13 15:00 | 0.47
2018-09-13 16:00 | 0.33
2018-09-13 17:00 | 0.1
2018-09-13 18:00 | 0
2018-09-13 19:00 | 0
2018-09-13 20:00 | 0
2018-09-13 21:00 | 0
2018-09-13 22:00 | 0
2018-09-13 23:00 | 0
2018-09-14 | 0
2018-09-14 01:00 | 0
2018-09-14 02:00 | 0
2018-09-14 03:00 | 0
2018-09-14 04:00 | 0
2018-09-14 05:00 | 0
2018-09-14 06:00 | 0
2018-09-14 07:00 | 0
2018-09-14 08:00 | 0
2018-09-14 09:00 | 0.14
2018-09-14 10:00 | 0.21
2018-09-14 11:00 | 0.18
2018-09-14 12:00 | 0.23
2018-09-14 13:00 | 0.37
2018-09-14 14:00 | 0.26
2018-09-14 15:00 | 0.31
2018-09-14 16:00 | 0.24
2018-09-14 17:00 | 0.06
2018-09-14 18:00 | 0
2018-09-14 19:00 | 0
2018-09-14 20:00 | 0
2018-09-14 21:00 | 0
2018-09-14 22:00 | 0
2018-09-14 23:00 | 0
2018-09-15 | 0
2018-09-15 01:00 | 0
2018-09-15 02:00 | 0
2018-09-15 03:00 | 0
2018-09-15 04:00 | 0
2018-09-15 05:00 | 0
2018-09-15 06:00 | 0
2018-09-15 07:00 | 0
2018-09-15 08:00 | 0
2018-09-15 09:00 | 0.19
2018-09-15 10:00 | 0.38
2018-09-15 11:00 | 0.51
2018-09-15 12:00 | 0.53
2018-09-15 13:00 | 0.69
2018-09-15 14:00 | 0.65
2018-09-15 15:00 | 0.54
2018-09-15 16:00 | 0.36
2018-09-15 17:00 | 0.12
2018-09-15 18:00 | 0
2018-09-15 19:00 | 0
2018-09-15 20:00 | 0
2018-09-15 21:00 | 0
2018-09-15 22:00 | 0
2018-09-15 23:00 | 0
2018-09-16 | 0
2018-09-16 01:00 | 0
2018-09-16 02:00 | 0
2018-09-16 03:00 | 0
2018-09-16 04:00 | 0
2018-09-16 05:00 | 0
2018-09-16 06:00 | 0
2018-09-16 07:00 | 0
2018-09-16 08:00 | 0.15
2018-09-16 09:00 | 0.49
2018-09-16 10:00 | 0.58
2018-09-16 11:00 | 0.64
2018-09-16 12:00 | 0.65
2018-09-16 13:00 | 0.64
2018-09-16 14:00 | 0.6
2018-09-16 15:00 | 0.5
2018-09-16 16:00 | 0.33
2018-09-16 17:00 | 0.11
2018-09-16 18:00 | 0
2018-09-16 19:00 | 0
2018-09-16 20:00 | 0
2018-09-16 21:00 | 0
2018-09-16 22:00 | 0
2018-09-16 23:00 | 0
2018-09-17 | 0
2018-09-17 01:00 | 0
2018-09-17 02:00 | 0
2018-09-17 03:00 | 0
2018-09-17 04:00 | 0
2018-09-17 05:00 | 0
2018-09-17 06:00 | 0
2018-09-17 07:00 | 0.11
2018-09-17 08:00 | 0.29
2018-09-17 09:00 | 0.46
2018-09-17 10:00 | 0.59
2018-09-17 11:00 | 0.66
2018-09-17 12:00 | 0.69
2018-09-17 13:00 | 0.66
2018-09-17 14:00 | 0.63
2018-09-17 15:00 | 0.53
2018-09-17 16:00 | 0.34
2018-09-17 17:00 | 0.11
2018-09-17 18:00 | 0
2018-09-17 19:00 | 0
2018-09-17 20:00 | 0
2018-09-17 21:00 | 0
2018-09-17 22:00 | 0
2018-09-17 23:00 | 0
2018-09-18 | 0
2018-09-18 01:00 | 0
2018-09-18 02:00 | 0
2018-09-18 03:00 | 0
2018-09-18 04:00 | 0
2018-09-18 05:00 | 0
2018-09-18 06:00 | 0
2018-09-18 07:00 | 0.11
2018-09-18 08:00 | 0.29
2018-09-18 09:00 | 0.47
2018-09-18 10:00 | 0.59
2018-09-18 11:00 | 0.66
2018-09-18 12:00 | 0.7
2018-09-18 13:00 | 0.65
2018-09-18 14:00 | 0.62
2018-09-18 15:00 | 0.49
2018-09-18 16:00 | 0.31
2018-09-18 17:00 | 0.1
2018-09-18 18:00 | 0
2018-09-18 19:00 | 0
2018-09-18 20:00 | 0
2018-09-18 21:00 | 0
2018-09-18 22:00 | 0
2018-09-18 23:00 | 0
2018-09-19 | 0
2018-09-19 01:00 | 0
2018-09-19 02:00 | 0
2018-09-19 03:00 | 0
2018-09-19 04:00 | 0
2018-09-19 05:00 | 0
2018-09-19 06:00 | 0
2018-09-19 07:00 | 0.11
2018-09-19 08:00 | 0.29
2018-09-19 09:00 | 0.46
2018-09-19 10:00 | 0.57
2018-09-19 11:00 | 0.62
2018-09-19 12:00 | 0.63
2018-09-19 13:00 | 0.67
2018-09-19 14:00 | 0.61
2018-09-19 15:00 | 0.49
2018-09-19 16:00 | 0.33
2018-09-19 17:00 | 0.11
2018-09-19 18:00 | 0
2018-09-19 19:00 | 0
2018-09-19 20:00 | 0
2018-09-19 21:00 | 0
2018-09-19 22:00 | 0
2018-09-19 23:00 | 0
2018-09-20 | 0
2018-09-20 01:00 | 0
2018-09-20 02:00 | 0
2018-09-20 03:00 | 0
2018-09-20 04:00 | 0
2018-09-20 05:00 | 0
2018-09-20 06:00 | 0
2018-09-20 07:00 | 0.11
2018-09-20 08:00 | 0.28
2018-09-20 09:00 | 0.29
2018-09-20 10:00 | 0.53
2018-09-20 11:00 | 0.58
2018-09-20 12:00 | 0.66
2018-09-20 13:00 | 0.68
2018-09-20 14:00 | 0.63
2018-09-20 15:00 | 0.51
2018-09-20 16:00 | 0.34
2018-09-20 17:00 | 0.1
2018-09-20 18:00 | 0
2018-09-20 19:00 | 0
2018-09-20 20:00 | 0
2018-09-20 21:00 | 0
2018-09-20 22:00 | 0
2018-09-20 23:00 | 0
2018-09-21 | 0
2018-09-21 01:00 | 0
2018-09-21 02:00 | 0
2018-09-21 03:00 | 0
2018-09-21 04:00 | 0
2018-09-21 05:00 | 0
2018-09-21 06:00 | 0
2018-09-21 07:00 | 0.11
2018-09-21 08:00 | 0.29
2018-09-21 09:00 | 0.47
2018-09-21 10:00 | 0.54
2018-09-21 11:00 | 0.67
2018-09-21 12:00 | 0.7
2018-09-21 13:00 | 0.69
2018-09-21 14:00 | 0.64
2018-09-21 15:00 | 0.53
2018-09-21 16:00 | 0.33
2018-09-21 17:00 | 0.1
2018-09-21 18:00 | 0
2018-09-21 19:00 | 0
2018-09-21 20:00 | 0
2018-09-21 21:00 | 0
2018-09-21 22:00 | 0
2018-09-21 23:00 | 0
2018-09-22 | 0
2018-09-22 01:00 | 0
2018-09-22 02:00 | 0
2018-09-22 03:00 | 0
2018-09-22 04:00 | 0
2018-09-22 05:00 | 0
2018-09-22 06:00 | 0
2018-09-22 07:00 | 0.07
2018-09-22 08:00 | 0.15
2018-09-22 09:00 | 0.42
2018-09-22 10:00 | 0.24
2018-09-22 11:00 | 0.3
2018-09-22 12:00 | 0.36
2018-09-22 13:00 | 0.5
2018-09-22 14:00 | 0.43
2018-09-22 15:00 | 0.3
2018-09-22 16:00 | 0.19
2018-09-22 17:00 | 0.08
2018-09-22 18:00 | 0
2018-09-22 19:00 | 0
2018-09-22 20:00 | 0
2018-09-22 21:00 | 0
2018-09-22 22:00 | 0
2018-09-22 23:00 | 0
2018-09-23 | 0
2018-09-23 01:00 | 0
2018-09-23 02:00 | 0
2018-09-23 03:00 | 0
2018-09-23 04:00 | 0
2018-09-23 05:00 | 0
2018-09-23 06:00 | 0
2018-09-23 07:00 | 0.11
2018-09-23 08:00 | 0.29
2018-09-23 09:00 | 0.48
2018-09-23 10:00 | 0.57
2018-09-23 11:00 | 0.65
2018-09-23 12:00 | 0.66
2018-09-23 13:00 | 0.65
2018-09-23 14:00 | 0.61
2018-09-23 15:00 | 0.5
2018-09-23 16:00 | 0.3
2018-09-23 17:00 | 0.08
2018-09-23 18:00 | 0
2018-09-23 19:00 | 0
2018-09-23 20:00 | 0
2018-09-23 21:00 | 0
2018-09-23 22:00 | 0
2018-09-23 23:00 | 0
2018-09-24 | 0
2018-09-24 01:00 | 0
2018-09-24 02:00 | 0
2018-09-24 03:00 | 0
2018-09-24 04:00 | 0
2018-09-24 05:00 | 0
2018-09-24 06:00 | 0
2018-09-24 07:00 | 0
2018-09-24 08:00 | 0.02
2018-09-24 09:00 | 0.48
2018-09-24 10:00 | 0.58
2018-09-24 11:00 | 0.67
2018-09-24 12:00 | 0.71
2018-09-24 13:00 | 0.69
2018-09-24 14:00 | 0.63
2018-09-24 15:00 | 0.51
2018-09-24 16:00 | 0.32
2018-09-24 17:00 | 0.07
2018-09-24 18:00 | 0
2018-09-24 19:00 | 0
2018-09-24 20:00 | 0
2018-09-24 21:00 | 0
2018-09-24 22:00 | 0
2018-09-24 23:00 | 0
2018-09-25 | 0
2018-09-25 01:00 | 0
2018-09-25 02:00 | 0
2018-09-25 03:00 | 0
2018-09-25 04:00 | 0
2018-09-25 05:00 | 0
2018-09-25 06:00 | 0
2018-09-25 07:00 | 0.1
2018-09-25 08:00 | 0.27
2018-09-25 09:00 | 0.25
2018-09-25 10:00 | 0.6
2018-09-25 11:00 | 0.62
2018-09-25 12:00 | 0.56
2018-09-25 13:00 | 0.69
2018-09-25 14:00 | 0.63
2018-09-25 15:00 | 0.5
2018-09-25 16:00 | 0.29
2018-09-25 17:00 | 0.05
2018-09-25 18:00 | 0
2018-09-25 19:00 | 0
2018-09-25 20:00 | 0
2018-09-25 21:00 | 0
2018-09-25 22:00 | 0
2018-09-25 23:00 | 0
2018-09-26 | 0
2018-09-26 01:00 | 0
2018-09-26 02:00 | 0
2018-09-26 03:00 | 0
2018-09-26 04:00 | 0
2018-09-26 05:00 | 0
2018-09-26 06:00 | 0
2018-09-26 07:00 | 0.08
2018-09-26 08:00 | 0.26
2018-09-26 09:00 | 0.05
2018-09-26 10:00 | 0.22
2018-09-26 11:00 | 0.22
2018-09-26 12:00 | 0.28
2018-09-26 13:00 | 0.48
2018-09-26 14:00 | 0.56
2018-09-26 15:00 | 0.51
2018-09-26 16:00 | 0.31
2018-09-26 17:00 | 0.05
2018-09-26 18:00 | 0
2018-09-26 19:00 | 0
2018-09-26 20:00 | 0
2018-09-26 21:00 | 0
2018-09-26 22:00 | 0
2018-09-26 23:00 | 0
2018-09-27 | 0
2018-09-27 01:00 | 0
2018-09-27 02:00 | 0
2018-09-27 03:00 | 0
2018-09-27 04:00 | 0
2018-09-27 05:00 | 0
2018-09-27 06:00 | 0
2018-09-27 07:00 | 0.05
2018-09-27 08:00 | 0.27
2018-09-27 09:00 | 0.38
2018-09-27 10:00 | 0.37
2018-09-27 11:00 | 0.56
2018-09-27 12:00 | 0.68
2018-09-27 13:00 | 0.64
2018-09-27 14:00 | 0.57
2018-09-27 15:00 | 0.44
2018-09-27 16:00 | 0.25
2018-09-27 17:00 | 0.04
2018-09-27 18:00 | 0
2018-09-27 19:00 | 0
2018-09-27 20:00 | 0
2018-09-27 21:00 | 0
2018-09-27 22:00 | 0
2018-09-27 23:00 | 0
2018-09-28 | 0
2018-09-28 01:00 | 0
2018-09-28 02:00 | 0
2018-09-28 03:00 | 0
2018-09-28 04:00 | 0
2018-09-28 05:00 | 0
2018-09-28 06:00 | 0
2018-09-28 07:00 | 0.1
2018-09-28 08:00 | 0.27
2018-09-28 09:00 | 0.48
2018-09-28 10:00 | 0.6
2018-09-28 11:00 | 0.63
2018-09-28 12:00 | 0.47
2018-09-28 13:00 | 0.51
2018-09-28 14:00 | 0.47
2018-09-28 15:00 | 0.41
2018-09-28 16:00 | 0.15
2018-09-28 17:00 | 0.02
2018-09-28 18:00 | 0
2018-09-28 19:00 | 0
2018-09-28 20:00 | 0
2018-09-28 21:00 | 0
2018-09-28 22:00 | 0
2018-09-28 23:00 | 0
2018-09-29 | 0
2018-09-29 01:00 | 0
2018-09-29 02:00 | 0
2018-09-29 03:00 | 0
2018-09-29 04:00 | 0
2018-09-29 05:00 | 0
2018-09-29 06:00 | 0
2018-09-29 07:00 | 0.09
2018-09-29 08:00 | 0.27
2018-09-29 09:00 | 0.48
2018-09-29 10:00 | 0.39
2018-09-29 11:00 | 0.49
2018-09-29 12:00 | 0.53
2018-09-29 13:00 | 0.49
2018-09-29 14:00 | 0.62
2018-09-29 15:00 | 0.49
2018-09-29 16:00 | 0.28
2018-09-29 17:00 | 0.02
2018-09-29 18:00 | 0
2018-09-29 19:00 | 0
2018-09-29 20:00 | 0
2018-09-29 21:00 | 0
2018-09-29 22:00 | 0
2018-09-29 23:00 | 0
2018-09-30 | 0
2018-09-30 01:00 | 0
2018-09-30 02:00 | 0
2018-09-30 03:00 | 0
2018-09-30 04:00 | 0
2018-09-30 05:00 | 0
2018-09-30 06:00 | 0
2018-09-30 07:00 | 0.09
2018-09-30 08:00 | 0.26
2018-09-30 09:00 | 0.15
2018-09-30 10:00 | 0.43
2018-09-30 11:00 | 0.55
2018-09-30 12:00 | 0.43
2018-09-30 13:00 | 0.56
2018-09-30 14:00 | 0.46
2018-09-30 15:00 | 0.33
2018-09-30 16:00 | 0.12
2018-09-30 17:00 | 0.01
2018-09-30 18:00 | 0
2018-09-30 19:00 | 0
2018-09-30 20:00 | 0
2018-09-30 21:00 | 0
2018-09-30 22:00 | 0
2018-09-30 23:00 | 0
2018-10-01 | 0
2018-10-01 01:00 | 0
2018-10-01 02:00 | 0
2018-10-01 03:00 | 0
2018-10-01 04:00 | 0
2018-10-01 05:00 | 0
2018-10-01 06:00 | 0
2018-10-01 07:00 | 0.08
2018-10-01 08:00 | 0
2018-10-01 09:00 | 0.34
2018-10-01 10:00 | 0.4
2018-10-01 11:00 | 0.36
2018-10-01 12:00 | 0.66
2018-10-01 13:00 | 0.3
2018-10-01 14:00 | 0.18
2018-10-01 15:00 | 0.14
2018-10-01 16:00 | 0.2
2018-10-01 17:00 | 0.01
2018-10-01 18:00 | 0
2018-10-01 19:00 | 0
2018-10-01 20:00 | 0
2018-10-01 21:00 | 0
2018-10-01 22:00 | 0
2018-10-01 23:00 | 0
2018-10-02 | 0
2018-10-02 01:00 | 0
2018-10-02 02:00 | 0
2018-10-02 03:00 | 0
2018-10-02 04:00 | 0
2018-10-02 05:00 | 0
2018-10-02 06:00 | 0
2018-10-02 07:00 | 0.08
2018-10-02 08:00 | 0.25
2018-10-02 09:00 | 0.46
2018-10-02 10:00 | 0.59
2018-10-02 11:00 | 0.62
2018-10-02 12:00 | 0.59
2018-10-02 13:00 | 0.66
2018-10-02 14:00 | 0.59
2018-10-02 15:00 | 0.48
2018-10-02 16:00 | 0.28
2018-10-02 17:00 | 0.01
2018-10-02 18:00 | 0
2018-10-02 19:00 | 0
2018-10-02 20:00 | 0
2018-10-02 21:00 | 0
2018-10-02 22:00 | 0
2018-10-02 23:00 | 0
2018-10-03 | 0
2018-10-03 01:00 | 0
2018-10-03 02:00 | 0
2018-10-03 03:00 | 0
2018-10-03 04:00 | 0
2018-10-03 05:00 | 0
2018-10-03 06:00 | 0
2018-10-03 07:00 | 0.1
2018-10-03 08:00 | 0.27
2018-10-03 09:00 | 0.5
2018-10-03 10:00 | 0.59
2018-10-03 11:00 | 0.66
2018-10-03 12:00 | 0.69
2018-10-03 13:00 | 0.68
2018-10-03 14:00 | 0.62
2018-10-03 15:00 | 0.49
2018-10-03 16:00 | 0.29
2018-10-03 17:00 | 0.01
2018-10-03 18:00 | 0
2018-10-03 19:00 | 0
2018-10-03 20:00 | 0
2018-10-03 21:00 | 0
2018-10-03 22:00 | 0
2018-10-03 23:00 | 0
2018-10-04 | 0
2018-10-04 01:00 | 0
2018-10-04 02:00 | 0
2018-10-04 03:00 | 0
2018-10-04 04:00 | 0
2018-10-04 05:00 | 0
2018-10-04 06:00 | 0
2018-10-04 07:00 | 0
2018-10-04 08:00 | 0.02
2018-10-04 09:00 | 0.47
2018-10-04 10:00 | 0.56
2018-10-04 11:00 | 0.62
2018-10-04 12:00 | 0.64
2018-10-04 13:00 | 0.63
2018-10-04 14:00 | 0.6
2018-10-04 15:00 | 0.48
2018-10-04 16:00 | 0.26
2018-10-04 17:00 | 0.01
2018-10-04 18:00 | 0
2018-10-04 19:00 | 0
2018-10-04 20:00 | 0
2018-10-04 21:00 | 0
2018-10-04 22:00 | 0
2018-10-04 23:00 | 0
2018-10-05 | 0
2018-10-05 01:00 | 0
2018-10-05 02:00 | 0
2018-10-05 03:00 | 0
2018-10-05 04:00 | 0
2018-10-05 05:00 | 0
2018-10-05 06:00 | 0
2018-10-05 07:00 | 0.1
2018-10-05 08:00 | 0.25
2018-10-05 09:00 | 0.29
2018-10-05 10:00 | 0.61
2018-10-05 11:00 | 0.65
2018-10-05 12:00 | 0.49
2018-10-05 13:00 | 0.43
2018-10-05 14:00 | 0.49
2018-10-05 15:00 | 0.43
2018-10-05 16:00 | 0.25
2018-10-05 17:00 | 0.01
2018-10-05 18:00 | 0
2018-10-05 19:00 | 0
2018-10-05 20:00 | 0
2018-10-05 21:00 | 0
2018-10-05 22:00 | 0
2018-10-05 23:00 | 0
2018-10-06 | 0
2018-10-06 01:00 | 0
2018-10-06 02:00 | 0
2018-10-06 03:00 | 0
2018-10-06 04:00 | 0
2018-10-06 05:00 | 0
2018-10-06 06:00 | 0
2018-10-06 07:00 | 0
2018-10-06 08:00 | 0
2018-10-06 09:00 | 0.12
2018-10-06 10:00 | 0.45
2018-10-06 11:00 | 0.67
2018-10-06 12:00 | 0.67
2018-10-06 13:00 | 0.67
2018-10-06 14:00 | 0.62
2018-10-06 15:00 | 0.49
2018-10-06 16:00 | 0.28
2018-10-06 17:00 | 0.01
2018-10-06 18:00 | 0
2018-10-06 19:00 | 0
2018-10-06 20:00 | 0
2018-10-06 21:00 | 0
2018-10-06 22:00 | 0
2018-10-06 23:00 | 0
2018-10-07 | 0
2018-10-07 01:00 | 0
2018-10-07 02:00 | 0
2018-10-07 03:00 | 0
2018-10-07 04:00 | 0
2018-10-07 05:00 | 0
2018-10-07 06:00 | 0
2018-10-07 07:00 | 0.01
2018-10-07 08:00 | 0.13
2018-10-07 09:00 | 0.41
2018-10-07 10:00 | 0.6
2018-10-07 11:00 | 0.68
2018-10-07 12:00 | 0.55
2018-10-07 13:00 | 0.55
2018-10-07 14:00 | 0.4
2018-10-07 15:00 | 0.47
2018-10-07 16:00 | 0.27
2018-10-07 17:00 | 0
2018-10-07 18:00 | 0
2018-10-07 19:00 | 0
2018-10-07 20:00 | 0
2018-10-07 21:00 | 0
2018-10-07 22:00 | 0
2018-10-07 23:00 | 0
2018-10-08 | 0
2018-10-08 01:00 | 0
2018-10-08 02:00 | 0
2018-10-08 03:00 | 0
2018-10-08 04:00 | 0
2018-10-08 05:00 | 0
2018-10-08 06:00 | 0
2018-10-08 07:00 | 0
2018-10-08 08:00 | 0.21
2018-10-08 09:00 | 0.18
2018-10-08 10:00 | 0.5
2018-10-08 11:00 | 0.39
2018-10-08 12:00 | 0.5
2018-10-08 13:00 | 0.68
2018-10-08 14:00 | 0.61
2018-10-08 15:00 | 0.49
2018-10-08 16:00 | 0.27
2018-10-08 17:00 | 0
2018-10-08 18:00 | 0
2018-10-08 19:00 | 0
2018-10-08 20:00 | 0
2018-10-08 21:00 | 0
2018-10-08 22:00 | 0
2018-10-08 23:00 | 0
2018-10-09 | 0
2018-10-09 01:00 | 0
2018-10-09 02:00 | 0
2018-10-09 03:00 | 0
2018-10-09 04:00 | 0
2018-10-09 05:00 | 0
2018-10-09 06:00 | 0
2018-10-09 07:00 | 0
2018-10-09 08:00 | 0
2018-10-09 09:00 | 0.09
2018-10-09 10:00 | 0.35
2018-10-09 11:00 | 0.33
2018-10-09 12:00 | 0.34
2018-10-09 13:00 | 0.25
2018-10-09 14:00 | 0.19
2018-10-09 15:00 | 0.19
2018-10-09 16:00 | 0.14
2018-10-09 17:00 | 0
2018-10-09 18:00 | 0
2018-10-09 19:00 | 0
2018-10-09 20:00 | 0
2018-10-09 21:00 | 0
2018-10-09 22:00 | 0
2018-10-09 23:00 | 0
2018-10-10 | 0
2018-10-10 01:00 | 0
2018-10-10 02:00 | 0
2018-10-10 03:00 | 0
2018-10-10 04:00 | 0
2018-10-10 05:00 | 0
2018-10-10 06:00 | 0
2018-10-10 07:00 | 0.01
2018-10-10 08:00 | 0.12
2018-10-10 09:00 | 0.32
2018-10-10 10:00 | 0.55
2018-10-10 11:00 | 0.56
2018-10-10 12:00 | 0.47
2018-10-10 13:00 | 0.51
2018-10-10 14:00 | 0.6
2018-10-10 15:00 | 0.47
2018-10-10 16:00 | 0.27
2018-10-10 17:00 | 0
2018-10-10 18:00 | 0
2018-10-10 19:00 | 0
2018-10-10 20:00 | 0
2018-10-10 21:00 | 0
2018-10-10 22:00 | 0
2018-10-10 23:00 | 0
2018-10-11 | 0
2018-10-11 01:00 | 0
2018-10-11 02:00 | 0
2018-10-11 03:00 | 0
2018-10-11 04:00 | 0
2018-10-11 05:00 | 0
2018-10-11 06:00 | 0
2018-10-11 07:00 | 0.1
2018-10-11 08:00 | 0.29
2018-10-11 09:00 | 0.36
2018-10-11 10:00 | 0.5
2018-10-11 11:00 | 0.52
2018-10-11 12:00 | 0.65
2018-10-11 13:00 | 0.56
2018-10-11 14:00 | 0.57
2018-10-11 15:00 | 0.44
2018-10-11 16:00 | 0.23
2018-10-11 17:00 | 0
2018-10-11 18:00 | 0
2018-10-11 19:00 | 0
2018-10-11 20:00 | 0
2018-10-11 21:00 | 0
2018-10-11 22:00 | 0
2018-10-11 23:00 | 0
2018-10-12 | 0
2018-10-12 01:00 | 0
2018-10-12 02:00 | 0
2018-10-12 03:00 | 0
2018-10-12 04:00 | 0
2018-10-12 05:00 | 0
2018-10-12 06:00 | 0
2018-10-12 07:00 | 0.09
2018-10-12 08:00 | 0.26
2018-10-12 09:00 | 0.39
2018-10-12 10:00 | 0.59
2018-10-12 11:00 | 0.64
2018-10-12 12:00 | 0.67
2018-10-12 13:00 | 0.66
2018-10-12 14:00 | 0.58
2018-10-12 15:00 | 0.47
2018-10-12 16:00 | 0.26
2018-10-12 17:00 | 0
2018-10-12 18:00 | 0
2018-10-12 19:00 | 0
2018-10-12 20:00 | 0
2018-10-12 21:00 | 0
2018-10-12 22:00 | 0
2018-10-12 23:00 | 0
2018-10-13 | 0
2018-10-13 01:00 | 0
2018-10-13 02:00 | 0
2018-10-13 03:00 | 0
2018-10-13 04:00 | 0
2018-10-13 05:00 | 0
2018-10-13 06:00 | 0
2018-10-13 07:00 | 0
2018-10-13 08:00 | 0
2018-10-13 09:00 | 0.4
2018-10-13 10:00 | 0.6
2018-10-13 11:00 | 0.54
2018-10-13 12:00 | 0.29
2018-10-13 13:00 | 0.41
2018-10-13 14:00 | 0.4
2018-10-13 15:00 | 0.2
2018-10-13 16:00 | 0.09
2018-10-13 17:00 | 0
2018-10-13 18:00 | 0
2018-10-13 19:00 | 0
2018-10-13 20:00 | 0
2018-10-13 21:00 | 0
2018-10-13 22:00 | 0
2018-10-13 23:00 | 0
2018-10-14 | 0
2018-10-14 01:00 | 0
2018-10-14 02:00 | 0
2018-10-14 03:00 | 0
2018-10-14 04:00 | 0
2018-10-14 05:00 | 0
2018-10-14 06:00 | 0
2018-10-14 07:00 | 0
2018-10-14 08:00 | 0
2018-10-14 09:00 | 0.18
2018-10-14 10:00 | 0.32
2018-10-14 11:00 | 0.32
2018-10-14 12:00 | 0.38
2018-10-14 13:00 | 0.4
2018-10-14 14:00 | 0.46
2018-10-14 15:00 | 0.46
2018-10-14 16:00 | 0.25
2018-10-14 17:00 | 0
2018-10-14 18:00 | 0
2018-10-14 19:00 | 0
2018-10-14 20:00 | 0
2018-10-14 21:00 | 0
2018-10-14 22:00 | 0
2018-10-14 23:00 | 0
2018-10-15 | 0
2018-10-15 01:00 | 0
2018-10-15 02:00 | 0
2018-10-15 03:00 | 0
2018-10-15 04:00 | 0
2018-10-15 05:00 | 0
2018-10-15 06:00 | 0
2018-10-15 07:00 | 0.01
2018-10-15 08:00 | 0
2018-10-15 09:00 | 0.46
2018-10-15 10:00 | 0.42
2018-10-15 11:00 | 0.43
2018-10-15 12:00 | 0.5
2018-10-15 13:00 | 0.47
2018-10-15 14:00 | 0.38
2018-10-15 15:00 | 0.26
2018-10-15 16:00 | 0.09
2018-10-15 17:00 | 0
2018-10-15 18:00 | 0
2018-10-15 19:00 | 0
2018-10-15 20:00 | 0
2018-10-15 21:00 | 0
2018-10-15 22:00 | 0
2018-10-15 23:00 | 0
2018-10-16 | 0
2018-10-16 01:00 | 0
2018-10-16 02:00 | 0
2018-10-16 03:00 | 0
2018-10-16 04:00 | 0
2018-10-16 05:00 | 0
2018-10-16 06:00 | 0
2018-10-16 07:00 | 0
2018-10-16 08:00 | 0
2018-10-16 09:00 | 0.08
2018-10-16 10:00 | 0.42
2018-10-16 11:00 | 0.38
2018-10-16 12:00 | 0.59
2018-10-16 13:00 | 0.48
2018-10-16 14:00 | 0.34
2018-10-16 15:00 | 0.36
2018-10-16 16:00 | 0.17
2018-10-16 17:00 | 0
2018-10-16 18:00 | 0
2018-10-16 19:00 | 0
2018-10-16 20:00 | 0
2018-10-16 21:00 | 0
2018-10-16 22:00 | 0
2018-10-16 23:00 | 0
2018-10-17 | 0
2018-10-17 01:00 | 0
2018-10-17 02:00 | 0
2018-10-17 03:00 | 0
2018-10-17 04:00 | 0
2018-10-17 05:00 | 0
2018-10-17 06:00 | 0
2018-10-17 07:00 | 0.06
2018-10-17 08:00 | 0.23
2018-10-17 09:00 | 0.43
2018-10-17 10:00 | 0.58
2018-10-17 11:00 | 0.66
2018-10-17 12:00 | 0.67
2018-10-17 13:00 | 0.67
2018-10-17 14:00 | 0.59
2018-10-17 15:00 | 0.46
2018-10-17 16:00 | 0.21
2018-10-17 17:00 | 0
2018-10-17 18:00 | 0
2018-10-17 19:00 | 0
2018-10-17 20:00 | 0
2018-10-17 21:00 | 0
2018-10-17 22:00 | 0
2018-10-17 23:00 | 0
2018-10-18 | 0
2018-10-18 01:00 | 0
2018-10-18 02:00 | 0
2018-10-18 03:00 | 0
2018-10-18 04:00 | 0
2018-10-18 05:00 | 0
2018-10-18 06:00 | 0
2018-10-18 07:00 | 0.08
2018-10-18 08:00 | 0.26
2018-10-18 09:00 | 0.36
2018-10-18 10:00 | 0.54
2018-10-18 11:00 | 0.59
2018-10-18 12:00 | 0.65
2018-10-18 13:00 | 0.64
2018-10-18 14:00 | 0.57
2018-10-18 15:00 | 0.45
2018-10-18 16:00 | 0.22
2018-10-18 17:00 | 0
2018-10-18 18:00 | 0
2018-10-18 19:00 | 0
2018-10-18 20:00 | 0
2018-10-18 21:00 | 0
2018-10-18 22:00 | 0
2018-10-18 23:00 | 0
2018-10-19 | 0
2018-10-19 01:00 | 0
2018-10-19 02:00 | 0
2018-10-19 03:00 | 0
2018-10-19 04:00 | 0
2018-10-19 05:00 | 0
2018-10-19 06:00 | 0
2018-10-19 07:00 | 0.07
2018-10-19 08:00 | 0.26
2018-10-19 09:00 | 0.37
2018-10-19 10:00 | 0.56
2018-10-19 11:00 | 0.61
2018-10-19 12:00 | 0.63
2018-10-19 13:00 | 0.63
2018-10-19 14:00 | 0.56
2018-10-19 15:00 | 0.43
2018-10-19 16:00 | 0.22
2018-10-19 17:00 | 0
2018-10-19 18:00 | 0
2018-10-19 19:00 | 0
2018-10-19 20:00 | 0
2018-10-19 21:00 | 0
2018-10-19 22:00 | 0
2018-10-19 23:00 | 0
2018-10-20 | 0
2018-10-20 01:00 | 0
2018-10-20 02:00 | 0
2018-10-20 03:00 | 0
2018-10-20 04:00 | 0
2018-10-20 05:00 | 0
2018-10-20 06:00 | 0
2018-10-20 07:00 | 0.06
2018-10-20 08:00 | 0.25
2018-10-20 09:00 | 0.3
2018-10-20 10:00 | 0.55
2018-10-20 11:00 | 0.63
2018-10-20 12:00 | 0.66
2018-10-20 13:00 | 0.64
2018-10-20 14:00 | 0.56
2018-10-20 15:00 | 0.42
2018-10-20 16:00 | 0.21
2018-10-20 17:00 | 0
2018-10-20 18:00 | 0
2018-10-20 19:00 | 0
2018-10-20 20:00 | 0
2018-10-20 21:00 | 0
2018-10-20 22:00 | 0
2018-10-20 23:00 | 0
2018-10-21 | 0
2018-10-21 01:00 | 0
2018-10-21 02:00 | 0
2018-10-21 03:00 | 0
2018-10-21 04:00 | 0
2018-10-21 05:00 | 0
2018-10-21 06:00 | 0
2018-10-21 07:00 | 0.06
2018-10-21 08:00 | 0.25
2018-10-21 09:00 | 0.42
2018-10-21 10:00 | 0.53
2018-10-21 11:00 | 0.62
2018-10-21 12:00 | 0.67
2018-10-21 13:00 | 0.64
2018-10-21 14:00 | 0.56
2018-10-21 15:00 | 0.4
2018-10-21 16:00 | 0.21
2018-10-21 17:00 | 0
2018-10-21 18:00 | 0
2018-10-21 19:00 | 0
2018-10-21 20:00 | 0
2018-10-21 21:00 | 0
2018-10-21 22:00 | 0
2018-10-21 23:00 | 0
2018-10-22 | 0
2018-10-22 01:00 | 0
2018-10-22 02:00 | 0
2018-10-22 03:00 | 0
2018-10-22 04:00 | 0
2018-10-22 05:00 | 0
2018-10-22 06:00 | 0
2018-10-22 07:00 | 0.06
2018-10-22 08:00 | 0.26
2018-10-22 09:00 | 0.35
2018-10-22 10:00 | 0.55
2018-10-22 11:00 | 0.52
2018-10-22 12:00 | 0.48
2018-10-22 13:00 | 0.58
2018-10-22 14:00 | 0.55
2018-10-22 15:00 | 0.34
2018-10-22 16:00 | 0.14
2018-10-22 17:00 | 0
2018-10-22 18:00 | 0
2018-10-22 19:00 | 0
2018-10-22 20:00 | 0
2018-10-22 21:00 | 0
2018-10-22 22:00 | 0
2018-10-22 23:00 | 0
2018-10-23 | 0
2018-10-23 01:00 | 0
2018-10-23 02:00 | 0
2018-10-23 03:00 | 0
2018-10-23 04:00 | 0
2018-10-23 05:00 | 0
2018-10-23 06:00 | 0
2018-10-23 07:00 | 0
2018-10-23 08:00 | 0.24
2018-10-23 09:00 | 0.4
2018-10-23 10:00 | 0.39
2018-10-23 11:00 | 0.6
2018-10-23 12:00 | 0.62
2018-10-23 13:00 | 0.58
2018-10-23 14:00 | 0.5
2018-10-23 15:00 | 0.36
2018-10-23 16:00 | 0.18
2018-10-23 17:00 | 0
2018-10-23 18:00 | 0
2018-10-23 19:00 | 0
2018-10-23 20:00 | 0
2018-10-23 21:00 | 0
2018-10-23 22:00 | 0
2018-10-23 23:00 | 0
2018-10-24 | 0
2018-10-24 01:00 | 0
2018-10-24 02:00 | 0
2018-10-24 03:00 | 0
2018-10-24 04:00 | 0
2018-10-24 05:00 | 0
2018-10-24 06:00 | 0
2018-10-24 07:00 | 0.05
2018-10-24 08:00 | 0.24
2018-10-24 09:00 | 0.04
2018-10-24 10:00 | 0.41
2018-10-24 11:00 | 0.36
2018-10-24 12:00 | 0.58
2018-10-24 13:00 | 0.56
2018-10-24 14:00 | 0.49
2018-10-24 15:00 | 0.39
2018-10-24 16:00 | 0.15
2018-10-24 17:00 | 0
2018-10-24 18:00 | 0
2018-10-24 19:00 | 0
2018-10-24 20:00 | 0
2018-10-24 21:00 | 0
2018-10-24 22:00 | 0
2018-10-24 23:00 | 0
2018-10-25 | 0
2018-10-25 01:00 | 0
2018-10-25 02:00 | 0
2018-10-25 03:00 | 0
2018-10-25 04:00 | 0
2018-10-25 05:00 | 0
2018-10-25 06:00 | 0
2018-10-25 07:00 | 0.04
2018-10-25 08:00 | 0.24
2018-10-25 09:00 | 0.09
2018-10-25 10:00 | 0.36
2018-10-25 11:00 | 0.46
2018-10-25 12:00 | 0.52
2018-10-25 13:00 | 0.57
2018-10-25 14:00 | 0.51
2018-10-25 15:00 | 0.38
2018-10-25 16:00 | 0.19
2018-10-25 17:00 | 0
2018-10-25 18:00 | 0
2018-10-25 19:00 | 0
2018-10-25 20:00 | 0
2018-10-25 21:00 | 0
2018-10-25 22:00 | 0
2018-10-25 23:00 | 0
2018-10-26 | 0
2018-10-26 01:00 | 0
2018-10-26 02:00 | 0
2018-10-26 03:00 | 0
2018-10-26 04:00 | 0
2018-10-26 05:00 | 0
2018-10-26 06:00 | 0
2018-10-26 07:00 | 0.04
2018-10-26 08:00 | 0.24
2018-10-26 09:00 | 0.3
2018-10-26 10:00 | 0.52
2018-10-26 11:00 | 0.54
2018-10-26 12:00 | 0.54
2018-10-26 13:00 | 0.51
2018-10-26 14:00 | 0.46
2018-10-26 15:00 | 0.38
2018-10-26 16:00 | 0.18
2018-10-26 17:00 | 0
2018-10-26 18:00 | 0
2018-10-26 19:00 | 0
2018-10-26 20:00 | 0
2018-10-26 21:00 | 0
2018-10-26 22:00 | 0
2018-10-26 23:00 | 0
2018-10-27 | 0
2018-10-27 01:00 | 0
2018-10-27 02:00 | 0
2018-10-27 03:00 | 0
2018-10-27 04:00 | 0
2018-10-27 05:00 | 0
2018-10-27 06:00 | 0
2018-10-27 07:00 | 0.04
2018-10-27 08:00 | 0.24
2018-10-27 09:00 | 0.2
2018-10-27 10:00 | 0.54
2018-10-27 11:00 | 0.61
2018-10-27 12:00 | 0.62
2018-10-27 13:00 | 0.61
2018-10-27 14:00 | 0.54
2018-10-27 15:00 | 0.4
2018-10-27 16:00 | 0.19
2018-10-27 17:00 | 0
2018-10-27 18:00 | 0
2018-10-27 19:00 | 0
2018-10-27 20:00 | 0
2018-10-27 21:00 | 0
2018-10-27 22:00 | 0
2018-10-27 23:00 | 0
2018-10-28 | 0
2018-10-28 01:00 | 0
2018-10-28 02:00 | 0
2018-10-28 03:00 | 0
2018-10-28 04:00 | 0
2018-10-28 05:00 | 0
2018-10-28 06:00 | 0
2018-10-28 07:00 | 0.03
2018-10-28 08:00 | 0.24
2018-10-28 09:00 | 0.16
2018-10-28 10:00 | 0.35
2018-10-28 11:00 | 0.51
2018-10-28 12:00 | 0.57
2018-10-28 13:00 | 0.59
2018-10-28 14:00 | 0.52
2018-10-28 15:00 | 0.38
2018-10-28 16:00 | 0.16
2018-10-28 17:00 | 0
2018-10-28 18:00 | 0
2018-10-28 19:00 | 0
2018-10-28 20:00 | 0
2018-10-28 21:00 | 0
2018-10-28 22:00 | 0
2018-10-28 23:00 | 0
2018-10-29 | 0
2018-10-29 01:00 | 0
2018-10-29 02:00 | 0
2018-10-29 03:00 | 0
2018-10-29 04:00 | 0
2018-10-29 05:00 | 0
2018-10-29 06:00 | 0
2018-10-29 07:00 | 0.03
2018-10-29 08:00 | 0.21
2018-10-29 09:00 | 0.36
2018-10-29 10:00 | 0.5
2018-10-29 11:00 | 0.57
2018-10-29 12:00 | 0.52
2018-10-29 13:00 | 0.6
2018-10-29 14:00 | 0.54
2018-10-29 15:00 | 0.4
2018-10-29 16:00 | 0.19
2018-10-29 17:00 | 0
2018-10-29 18:00 | 0
2018-10-29 19:00 | 0
2018-10-29 20:00 | 0
2018-10-29 21:00 | 0
2018-10-29 22:00 | 0
2018-10-29 23:00 | 0
2018-10-30 | 0
2018-10-30 01:00 | 0
2018-10-30 02:00 | 0
2018-10-30 03:00 | 0
2018-10-30 04:00 | 0
2018-10-30 05:00 | 0
2018-10-30 06:00 | 0
2018-10-30 07:00 | 0
2018-10-30 08:00 | 0
2018-10-30 09:00 | 0.07
2018-10-30 10:00 | 0.26
2018-10-30 11:00 | 0.27
2018-10-30 12:00 | 0.31
2018-10-30 13:00 | 0.14
2018-10-30 14:00 | 0.15
2018-10-30 15:00 | 0.22
2018-10-30 16:00 | 0.16
2018-10-30 17:00 | 0
2018-10-30 18:00 | 0
2018-10-30 19:00 | 0
2018-10-30 20:00 | 0
2018-10-30 21:00 | 0
2018-10-30 22:00 | 0
2018-10-30 23:00 | 0
2018-10-31 | 0
2018-10-31 01:00 | 0
2018-10-31 02:00 | 0
2018-10-31 03:00 | 0
2018-10-31 04:00 | 0
2018-10-31 05:00 | 0
2018-10-31 06:00 | 0
2018-10-31 07:00 | 0
2018-10-31 08:00 | 0.01
2018-10-31 09:00 | 0.1
2018-10-31 10:00 | 0.44
2018-10-31 11:00 | 0.47
2018-10-31 12:00 | 0.37
2018-10-31 13:00 | 0.41
2018-10-31 14:00 | 0.13
2018-10-31 15:00 | 0.19
2018-10-31 16:00 | 0.15
2018-10-31 17:00 | 0
2018-10-31 18:00 | 0
2018-10-31 19:00 | 0
2018-10-31 20:00 | 0
2018-10-31 21:00 | 0
2018-10-31 22:00 | 0
2018-10-31 23:00 | 0
2018-11-01 | 0
2018-11-01 01:00 | 0
2018-11-01 02:00 | 0
2018-11-01 03:00 | 0
2018-11-01 04:00 | 0
2018-11-01 05:00 | 0
2018-11-01 06:00 | 0
2018-11-01 07:00 | 0.02
2018-11-01 08:00 | 0.25
2018-11-01 09:00 | 0.16
2018-11-01 10:00 | 0.4
2018-11-01 11:00 | 0.43
2018-11-01 12:00 | 0.43
2018-11-01 13:00 | 0.44
2018-11-01 14:00 | 0.51
2018-11-01 15:00 | 0.39
2018-11-01 16:00 | 0.17
2018-11-01 17:00 | 0
2018-11-01 18:00 | 0
2018-11-01 19:00 | 0
2018-11-01 20:00 | 0
2018-11-01 21:00 | 0
2018-11-01 22:00 | 0
2018-11-01 23:00 | 0
2018-11-02 | 0
2018-11-02 01:00 | 0
2018-11-02 02:00 | 0
2018-11-02 03:00 | 0
2018-11-02 04:00 | 0
2018-11-02 05:00 | 0
2018-11-02 06:00 | 0
2018-11-02 07:00 | 0.02
2018-11-02 08:00 | 0.24
2018-11-02 09:00 | 0.18
2018-11-02 10:00 | 0.44
2018-11-02 11:00 | 0.58
2018-11-02 12:00 | 0.55
2018-11-02 13:00 | 0.52
2018-11-02 14:00 | 0.39
2018-11-02 15:00 | 0.34
2018-11-02 16:00 | 0.15
2018-11-02 17:00 | 0
2018-11-02 18:00 | 0
2018-11-02 19:00 | 0
2018-11-02 20:00 | 0
2018-11-02 21:00 | 0
2018-11-02 22:00 | 0
2018-11-02 23:00 | 0
2018-11-03 | 0
2018-11-03 01:00 | 0
2018-11-03 02:00 | 0
2018-11-03 03:00 | 0
2018-11-03 04:00 | 0
2018-11-03 05:00 | 0
2018-11-03 06:00 | 0
2018-11-03 07:00 | 0
2018-11-03 08:00 | 0
2018-11-03 09:00 | 0.03
2018-11-03 10:00 | 0.25
2018-11-03 11:00 | 0.2
2018-11-03 12:00 | 0.26
2018-11-03 13:00 | 0.27
2018-11-03 14:00 | 0.16
2018-11-03 15:00 | 0.21
2018-11-03 16:00 | 0.05
2018-11-03 17:00 | 0
2018-11-03 18:00 | 0
2018-11-03 19:00 | 0
2018-11-03 20:00 | 0
2018-11-03 21:00 | 0
2018-11-03 22:00 | 0
2018-11-03 23:00 | 0
2018-11-04 | 0
2018-11-04 01:00 | 0
2018-11-04 02:00 | 0
2018-11-04 03:00 | 0
2018-11-04 04:00 | 0
2018-11-04 05:00 | 0
2018-11-04 06:00 | 0
2018-11-04 07:00 | 0
2018-11-04 08:00 | 0
2018-11-04 09:00 | 0.29
2018-11-04 10:00 | 0.45
2018-11-04 11:00 | 0.58
2018-11-04 12:00 | 0.64
2018-11-04 13:00 | 0.62
2018-11-04 14:00 | 0.54
2018-11-04 15:00 | 0.4
2018-11-04 16:00 | 0.16
2018-11-04 17:00 | 0
2018-11-04 18:00 | 0
2018-11-04 19:00 | 0
2018-11-04 20:00 | 0
2018-11-04 21:00 | 0
2018-11-04 22:00 | 0
2018-11-04 23:00 | 0
2018-11-05 | 0
2018-11-05 01:00 | 0
2018-11-05 02:00 | 0
2018-11-05 03:00 | 0
2018-11-05 04:00 | 0
2018-11-05 05:00 | 0
2018-11-05 06:00 | 0
2018-11-05 07:00 | 0.01
2018-11-05 08:00 | 0.24
2018-11-05 09:00 | 0.25
2018-11-05 10:00 | 0.51
2018-11-05 11:00 | 0.56
2018-11-05 12:00 | 0.58
2018-11-05 13:00 | 0.59
2018-11-05 14:00 | 0.53
2018-11-05 15:00 | 0.39
2018-11-05 16:00 | 0.14
2018-11-05 17:00 | 0
2018-11-05 18:00 | 0
2018-11-05 19:00 | 0
2018-11-05 20:00 | 0
2018-11-05 21:00 | 0
2018-11-05 22:00 | 0
2018-11-05 23:00 | 0
2018-11-06 | 0
2018-11-06 01:00 | 0
2018-11-06 02:00 | 0
2018-11-06 03:00 | 0
2018-11-06 04:00 | 0
2018-11-06 05:00 | 0
2018-11-06 06:00 | 0
2018-11-06 07:00 | 0.01
2018-11-06 08:00 | 0.24
2018-11-06 09:00 | 0.25
2018-11-06 10:00 | 0.51
2018-11-06 11:00 | 0.59
2018-11-06 12:00 | 0.61
2018-11-06 13:00 | 0.59
2018-11-06 14:00 | 0.52
2018-11-06 15:00 | 0.38
2018-11-06 16:00 | 0.14
2018-11-06 17:00 | 0
2018-11-06 18:00 | 0
2018-11-06 19:00 | 0
2018-11-06 20:00 | 0
2018-11-06 21:00 | 0
2018-11-06 22:00 | 0
2018-11-06 23:00 | 0
2018-11-07 | 0
2018-11-07 01:00 | 0
2018-11-07 02:00 | 0
2018-11-07 03:00 | 0
2018-11-07 04:00 | 0
2018-11-07 05:00 | 0
2018-11-07 06:00 | 0
2018-11-07 07:00 | 0.01
2018-11-07 08:00 | 0.23
2018-11-07 09:00 | 0.22
2018-11-07 10:00 | 0.5
2018-11-07 11:00 | 0.56
2018-11-07 12:00 | 0.59
2018-11-07 13:00 | 0.57
2018-11-07 14:00 | 0.49
2018-11-07 15:00 | 0.34
2018-11-07 16:00 | 0.12
2018-11-07 17:00 | 0
2018-11-07 18:00 | 0
2018-11-07 19:00 | 0
2018-11-07 20:00 | 0
2018-11-07 21:00 | 0
2018-11-07 22:00 | 0
2018-11-07 23:00 | 0
2018-11-08 | 0
2018-11-08 01:00 | 0
2018-11-08 02:00 | 0
2018-11-08 03:00 | 0
2018-11-08 04:00 | 0
2018-11-08 05:00 | 0
2018-11-08 06:00 | 0
2018-11-08 07:00 | 0.01
2018-11-08 08:00 | 0.23
2018-11-08 09:00 | 0.23
2018-11-08 10:00 | 0.51
2018-11-08 11:00 | 0.56
2018-11-08 12:00 | 0.59
2018-11-08 13:00 | 0.59
2018-11-08 14:00 | 0.51
2018-11-08 15:00 | 0.34
2018-11-08 16:00 | 0.13
2018-11-08 17:00 | 0
2018-11-08 18:00 | 0
2018-11-08 19:00 | 0
2018-11-08 20:00 | 0
2018-11-08 21:00 | 0
2018-11-08 22:00 | 0
2018-11-08 23:00 | 0
2018-11-09 | 0
2018-11-09 01:00 | 0
2018-11-09 02:00 | 0
2018-11-09 03:00 | 0
2018-11-09 04:00 | 0
2018-11-09 05:00 | 0
2018-11-09 06:00 | 0
2018-11-09 07:00 | 0.01
2018-11-09 08:00 | 0.24
2018-11-09 09:00 | 0.27
2018-11-09 10:00 | 0.51
2018-11-09 11:00 | 0.59
2018-11-09 12:00 | 0.64
2018-11-09 13:00 | 0.59
2018-11-09 14:00 | 0.53
2018-11-09 15:00 | 0.38
2018-11-09 16:00 | 0.15
2018-11-09 17:00 | 0
2018-11-09 18:00 | 0
2018-11-09 19:00 | 0
2018-11-09 20:00 | 0
2018-11-09 21:00 | 0
2018-11-09 22:00 | 0
2018-11-09 23:00 | 0
2018-11-10 | 0
2018-11-10 01:00 | 0
2018-11-10 02:00 | 0
2018-11-10 03:00 | 0
2018-11-10 04:00 | 0
2018-11-10 05:00 | 0
2018-11-10 06:00 | 0
2018-11-10 07:00 | 0.01
2018-11-10 08:00 | 0.23
2018-11-10 09:00 | 0.26
2018-11-10 10:00 | 0.52
2018-11-10 11:00 | 0.59
2018-11-10 12:00 | 0.61
2018-11-10 13:00 | 0.57
2018-11-10 14:00 | 0.51
2018-11-10 15:00 | 0.36
2018-11-10 16:00 | 0.13
2018-11-10 17:00 | 0
2018-11-10 18:00 | 0
2018-11-10 19:00 | 0
2018-11-10 20:00 | 0
2018-11-10 21:00 | 0
2018-11-10 22:00 | 0
2018-11-10 23:00 | 0
2018-11-11 | 0
2018-11-11 01:00 | 0
2018-11-11 02:00 | 0
2018-11-11 03:00 | 0
2018-11-11 04:00 | 0
2018-11-11 05:00 | 0
2018-11-11 06:00 | 0
2018-11-11 07:00 | 0.01
2018-11-11 08:00 | 0.22
2018-11-11 09:00 | 0.02
2018-11-11 10:00 | 0.18
2018-11-11 11:00 | 0.31
2018-11-11 12:00 | 0.42
2018-11-11 13:00 | 0.45
2018-11-11 14:00 | 0.54
2018-11-11 15:00 | 0.38
2018-11-11 16:00 | 0.14
2018-11-11 17:00 | 0
2018-11-11 18:00 | 0
2018-11-11 19:00 | 0
2018-11-11 20:00 | 0
2018-11-11 21:00 | 0
2018-11-11 22:00 | 0
2018-11-11 23:00 | 0
2018-11-12 | 0
2018-11-12 01:00 | 0
2018-11-12 02:00 | 0
2018-11-12 03:00 | 0
2018-11-12 04:00 | 0
2018-11-12 05:00 | 0
2018-11-12 06:00 | 0
2018-11-12 07:00 | 0.01
2018-11-12 08:00 | 0.22
2018-11-12 09:00 | 0.23
2018-11-12 10:00 | 0.5
2018-11-12 11:00 | 0.45
2018-11-12 12:00 | 0.43
2018-11-12 13:00 | 0.54
2018-11-12 14:00 | 0.52
2018-11-12 15:00 | 0.37
2018-11-12 16:00 | 0.13
2018-11-12 17:00 | 0
2018-11-12 18:00 | 0
2018-11-12 19:00 | 0
2018-11-12 20:00 | 0
2018-11-12 21:00 | 0
2018-11-12 22:00 | 0
2018-11-12 23:00 | 0
2018-11-13 | 0
2018-11-13 01:00 | 0
2018-11-13 02:00 | 0
2018-11-13 03:00 | 0
2018-11-13 04:00 | 0
2018-11-13 05:00 | 0
2018-11-13 06:00 | 0
2018-11-13 07:00 | 0
2018-11-13 08:00 | 0.22
2018-11-13 09:00 | 0.24
2018-11-13 10:00 | 0.52
2018-11-13 11:00 | 0.59
2018-11-13 12:00 | 0.61
2018-11-13 13:00 | 0.58
2018-11-13 14:00 | 0.5
2018-11-13 15:00 | 0.37
2018-11-13 16:00 | 0.13
2018-11-13 17:00 | 0
2018-11-13 18:00 | 0
2018-11-13 19:00 | 0
2018-11-13 20:00 | 0
2018-11-13 21:00 | 0
2018-11-13 22:00 | 0
2018-11-13 23:00 | 0
2018-11-14 | 0
2018-11-14 01:00 | 0
2018-11-14 02:00 | 0
2018-11-14 03:00 | 0
2018-11-14 04:00 | 0
2018-11-14 05:00 | 0
2018-11-14 06:00 | 0
2018-11-14 07:00 | 0
2018-11-14 08:00 | 0.21
2018-11-14 09:00 | 0.09
2018-11-14 10:00 | 0.44
2018-11-14 11:00 | 0.31
2018-11-14 12:00 | 0.31
2018-11-14 13:00 | 0.35
2018-11-14 14:00 | 0.21
2018-11-14 15:00 | 0.23
2018-11-14 16:00 | 0.11
2018-11-14 17:00 | 0
2018-11-14 18:00 | 0
2018-11-14 19:00 | 0
2018-11-14 20:00 | 0
2018-11-14 21:00 | 0
2018-11-14 22:00 | 0
2018-11-14 23:00 | 0
2018-11-15 | 0
2018-11-15 01:00 | 0
2018-11-15 02:00 | 0
2018-11-15 03:00 | 0
2018-11-15 04:00 | 0
2018-11-15 05:00 | 0
2018-11-15 06:00 | 0
2018-11-15 07:00 | 0
2018-11-15 08:00 | 0.21
2018-11-15 09:00 | 0.23
2018-11-15 10:00 | 0.51
2018-11-15 11:00 | 0.57
2018-11-15 12:00 | 0.59
2018-11-15 13:00 | 0.58
2018-11-15 14:00 | 0.51
2018-11-15 15:00 | 0.36
2018-11-15 16:00 | 0.12
2018-11-15 17:00 | 0
2018-11-15 18:00 | 0
2018-11-15 19:00 | 0
2018-11-15 20:00 | 0
2018-11-15 21:00 | 0
2018-11-15 22:00 | 0
2018-11-15 23:00 | 0
2018-11-16 | 0
2018-11-16 01:00 | 0
2018-11-16 02:00 | 0
2018-11-16 03:00 | 0
2018-11-16 04:00 | 0
2018-11-16 05:00 | 0
2018-11-16 06:00 | 0
2018-11-16 07:00 | 0
2018-11-16 08:00 | 0.2
2018-11-16 09:00 | 0.22
2018-11-16 10:00 | 0.51
2018-11-16 11:00 | 0.56
2018-11-16 12:00 | 0.56
2018-11-16 13:00 | 0.54
2018-11-16 14:00 | 0.46
2018-11-16 15:00 | 0.3
2018-11-16 16:00 | 0.09
2018-11-16 17:00 | 0
2018-11-16 18:00 | 0
2018-11-16 19:00 | 0
2018-11-16 20:00 | 0
2018-11-16 21:00 | 0
2018-11-16 22:00 | 0
2018-11-16 23:00 | 0
2018-11-17 | 0
2018-11-17 01:00 | 0
2018-11-17 02:00 | 0
2018-11-17 03:00 | 0
2018-11-17 04:00 | 0
2018-11-17 05:00 | 0
2018-11-17 06:00 | 0
2018-11-17 07:00 | 0
2018-11-17 08:00 | 0.21
2018-11-17 09:00 | 0.39
2018-11-17 10:00 | 0.51
2018-11-17 11:00 | 0.54
2018-11-17 12:00 | 0.47
2018-11-17 13:00 | 0.42
2018-11-17 14:00 | 0.48
2018-11-17 15:00 | 0.23
2018-11-17 16:00 | 0.07
2018-11-17 17:00 | 0
2018-11-17 18:00 | 0
2018-11-17 19:00 | 0
2018-11-17 20:00 | 0
2018-11-17 21:00 | 0
2018-11-17 22:00 | 0
2018-11-17 23:00 | 0
2018-11-18 | 0
2018-11-18 01:00 | 0
2018-11-18 02:00 | 0
2018-11-18 03:00 | 0
2018-11-18 04:00 | 0
2018-11-18 05:00 | 0
2018-11-18 06:00 | 0
2018-11-18 07:00 | 0
2018-11-18 08:00 | 0.2
2018-11-18 09:00 | 0.39
2018-11-18 10:00 | 0.29
2018-11-18 11:00 | 0.51
2018-11-18 12:00 | 0.53
2018-11-18 13:00 | 0.42
2018-11-18 14:00 | 0.39
2018-11-18 15:00 | 0.29
2018-11-18 16:00 | 0.1
2018-11-18 17:00 | 0
2018-11-18 18:00 | 0
2018-11-18 19:00 | 0
2018-11-18 20:00 | 0
2018-11-18 21:00 | 0
2018-11-18 22:00 | 0
2018-11-18 23:00 | 0
2018-11-19 | 0
2018-11-19 01:00 | 0
2018-11-19 02:00 | 0
2018-11-19 03:00 | 0
2018-11-19 04:00 | 0
2018-11-19 05:00 | 0
2018-11-19 06:00 | 0
2018-11-19 07:00 | 0
2018-11-19 08:00 | 0.2
2018-11-19 09:00 | 0.38
2018-11-19 10:00 | 0.51
2018-11-19 11:00 | 0.57
2018-11-19 12:00 | 0.6
2018-11-19 13:00 | 0.58
2018-11-19 14:00 | 0.5
2018-11-19 15:00 | 0.36
2018-11-19 16:00 | 0.11
2018-11-19 17:00 | 0
2018-11-19 18:00 | 0
2018-11-19 19:00 | 0
2018-11-19 20:00 | 0
2018-11-19 21:00 | 0
2018-11-19 22:00 | 0
2018-11-19 23:00 | 0
2018-11-20 | 0
2018-11-20 01:00 | 0
2018-11-20 02:00 | 0
2018-11-20 03:00 | 0
2018-11-20 04:00 | 0
2018-11-20 05:00 | 0
2018-11-20 06:00 | 0
2018-11-20 07:00 | 0
2018-11-20 08:00 | 0.19
2018-11-20 09:00 | 0.36
2018-11-20 10:00 | 0.45
2018-11-20 11:00 | 0.55
2018-11-20 12:00 | 0.58
2018-11-20 13:00 | 0.57
2018-11-20 14:00 | 0.49
2018-11-20 15:00 | 0.35
2018-11-20 16:00 | 0.11
2018-11-20 17:00 | 0
2018-11-20 18:00 | 0
2018-11-20 19:00 | 0
2018-11-20 20:00 | 0
2018-11-20 21:00 | 0
2018-11-20 22:00 | 0
2018-11-20 23:00 | 0
2018-11-21 | 0
2018-11-21 01:00 | 0
2018-11-21 02:00 | 0
2018-11-21 03:00 | 0
2018-11-21 04:00 | 0
2018-11-21 05:00 | 0
2018-11-21 06:00 | 0
2018-11-21 07:00 | 0
2018-11-21 08:00 | 0.2
2018-11-21 09:00 | 0.4
2018-11-21 10:00 | 0.28
2018-11-21 11:00 | 0.22
2018-11-21 12:00 | 0.21
2018-11-21 13:00 | 0.3
2018-11-21 14:00 | 0.32
2018-11-21 15:00 | 0.16
2018-11-21 16:00 | 0.09
2018-11-21 17:00 | 0
2018-11-21 18:00 | 0
2018-11-21 19:00 | 0
2018-11-21 20:00 | 0
2018-11-21 21:00 | 0
2018-11-21 22:00 | 0
2018-11-21 23:00 | 0
2018-11-22 | 0
2018-11-22 01:00 | 0
2018-11-22 02:00 | 0
2018-11-22 03:00 | 0
2018-11-22 04:00 | 0
2018-11-22 05:00 | 0
2018-11-22 06:00 | 0
2018-11-22 07:00 | 0
2018-11-22 08:00 | 0
2018-11-22 09:00 | 0
2018-11-22 10:00 | 0.17
2018-11-22 11:00 | 0.33
2018-11-22 12:00 | 0.49
2018-11-22 13:00 | 0.46
2018-11-22 14:00 | 0.33
2018-11-22 15:00 | 0.17
2018-11-22 16:00 | 0.05
2018-11-22 17:00 | 0
2018-11-22 18:00 | 0
2018-11-22 19:00 | 0
2018-11-22 20:00 | 0
2018-11-22 21:00 | 0
2018-11-22 22:00 | 0
2018-11-22 23:00 | 0
2018-11-23 | 0
2018-11-23 01:00 | 0
2018-11-23 02:00 | 0
2018-11-23 03:00 | 0
2018-11-23 04:00 | 0
2018-11-23 05:00 | 0
2018-11-23 06:00 | 0
2018-11-23 07:00 | 0
2018-11-23 08:00 | 0.14
2018-11-23 09:00 | 0.37
2018-11-23 10:00 | 0.29
2018-11-23 11:00 | 0.36
2018-11-23 12:00 | 0.48
2018-11-23 13:00 | 0.51
2018-11-23 14:00 | 0.46
2018-11-23 15:00 | 0.29
2018-11-23 16:00 | 0.07
2018-11-23 17:00 | 0
2018-11-23 18:00 | 0
2018-11-23 19:00 | 0
2018-11-23 20:00 | 0
2018-11-23 21:00 | 0
2018-11-23 22:00 | 0
2018-11-23 23:00 | 0
2018-11-24 | 0
2018-11-24 01:00 | 0
2018-11-24 02:00 | 0
2018-11-24 03:00 | 0
2018-11-24 04:00 | 0
2018-11-24 05:00 | 0
2018-11-24 06:00 | 0
2018-11-24 07:00 | 0
2018-11-24 08:00 | 0.19
2018-11-24 09:00 | 0.38
2018-11-24 10:00 | 0.42
2018-11-24 11:00 | 0.4
2018-11-24 12:00 | 0.39
2018-11-24 13:00 | 0.34
2018-11-24 14:00 | 0.17
2018-11-24 15:00 | 0.14
2018-11-24 16:00 | 0.09
2018-11-24 17:00 | 0
2018-11-24 18:00 | 0
2018-11-24 19:00 | 0
2018-11-24 20:00 | 0
2018-11-24 21:00 | 0
2018-11-24 22:00 | 0
2018-11-24 23:00 | 0
2018-11-25 | 0
2018-11-25 01:00 | 0
2018-11-25 02:00 | 0
2018-11-25 03:00 | 0
2018-11-25 04:00 | 0
2018-11-25 05:00 | 0
2018-11-25 06:00 | 0
2018-11-25 07:00 | 0
2018-11-25 08:00 | 0
2018-11-25 09:00 | 0
2018-11-25 10:00 | 0.51
2018-11-25 11:00 | 0.51
2018-11-25 12:00 | 0.55
2018-11-25 13:00 | 0.52
2018-11-25 14:00 | 0.44
2018-11-25 15:00 | 0.31
2018-11-25 16:00 | 0.1
2018-11-25 17:00 | 0
2018-11-25 18:00 | 0
2018-11-25 19:00 | 0
2018-11-25 20:00 | 0
2018-11-25 21:00 | 0
2018-11-25 22:00 | 0
2018-11-25 23:00 | 0
2018-11-26 | 0
2018-11-26 01:00 | 0
2018-11-26 02:00 | 0
2018-11-26 03:00 | 0
2018-11-26 04:00 | 0
2018-11-26 05:00 | 0
2018-11-26 06:00 | 0
2018-11-26 07:00 | 0
2018-11-26 08:00 | 0.12
2018-11-26 09:00 | 0.19
2018-11-26 10:00 | 0.42
2018-11-26 11:00 | 0.5
2018-11-26 12:00 | 0.58
2018-11-26 13:00 | 0.56
2018-11-26 14:00 | 0.44
2018-11-26 15:00 | 0.36
2018-11-26 16:00 | 0.11
2018-11-26 17:00 | 0
2018-11-26 18:00 | 0
2018-11-26 19:00 | 0
2018-11-26 20:00 | 0
2018-11-26 21:00 | 0
2018-11-26 22:00 | 0
2018-11-26 23:00 | 0
2018-11-27 | 0
2018-11-27 01:00 | 0
2018-11-27 02:00 | 0
2018-11-27 03:00 | 0
2018-11-27 04:00 | 0
2018-11-27 05:00 | 0
2018-11-27 06:00 | 0
2018-11-27 07:00 | 0
2018-11-27 08:00 | 0.01
2018-11-27 09:00 | 0
2018-11-27 10:00 | 0.32
2018-11-27 11:00 | 0.36
2018-11-27 12:00 | 0.33
2018-11-27 13:00 | 0.31
2018-11-27 14:00 | 0.16
2018-11-27 15:00 | 0.3
2018-11-27 16:00 | 0.09
2018-11-27 17:00 | 0
2018-11-27 18:00 | 0
2018-11-27 19:00 | 0
2018-11-27 20:00 | 0
2018-11-27 21:00 | 0
2018-11-27 22:00 | 0
2018-11-27 23:00 | 0
2018-11-28 | 0
2018-11-28 01:00 | 0
2018-11-28 02:00 | 0
2018-11-28 03:00 | 0
2018-11-28 04:00 | 0
2018-11-28 05:00 | 0
2018-11-28 06:00 | 0
2018-11-28 07:00 | 0
2018-11-28 08:00 | 0.18
2018-11-28 09:00 | 0.38
2018-11-28 10:00 | 0.48
2018-11-28 11:00 | 0.55
2018-11-28 12:00 | 0.54
2018-11-28 13:00 | 0.55
2018-11-28 14:00 | 0.49
2018-11-28 15:00 | 0.34
2018-11-28 16:00 | 0.1
2018-11-28 17:00 | 0
2018-11-28 18:00 | 0
2018-11-28 19:00 | 0
2018-11-28 20:00 | 0
2018-11-28 21:00 | 0
2018-11-28 22:00 | 0
2018-11-28 23:00 | 0
2018-11-29 | 0
2018-11-29 01:00 | 0
2018-11-29 02:00 | 0
2018-11-29 03:00 | 0
2018-11-29 04:00 | 0
2018-11-29 05:00 | 0
2018-11-29 06:00 | 0
2018-11-29 07:00 | 0
2018-11-29 08:00 | 0.18
2018-11-29 09:00 | 0.38
2018-11-29 10:00 | 0.51
2018-11-29 11:00 | 0.57
2018-11-29 12:00 | 0.59
2018-11-29 13:00 | 0.57
2018-11-29 14:00 | 0.48
2018-11-29 15:00 | 0.35
2018-11-29 16:00 | 0.09
2018-11-29 17:00 | 0
2018-11-29 18:00 | 0
2018-11-29 19:00 | 0
2018-11-29 20:00 | 0
2018-11-29 21:00 | 0
2018-11-29 22:00 | 0
2018-11-29 23:00 | 0
2018-11-30 | 0
2018-11-30 01:00 | 0
2018-11-30 02:00 | 0
2018-11-30 03:00 | 0
2018-11-30 04:00 | 0
2018-11-30 05:00 | 0
2018-11-30 06:00 | 0
2018-11-30 07:00 | 0
2018-11-30 08:00 | 0.18
2018-11-30 09:00 | 0.37
2018-11-30 10:00 | 0.5
2018-11-30 11:00 | 0.57
2018-11-30 12:00 | 0.58
2018-11-30 13:00 | 0.57
2018-11-30 14:00 | 0.5
2018-11-30 15:00 | 0.34
2018-11-30 16:00 | 0.1
2018-11-30 17:00 | 0
2018-11-30 18:00 | 0
2018-11-30 19:00 | 0
2018-11-30 20:00 | 0
2018-11-30 21:00 | 0
2018-11-30 22:00 | 0
2018-11-30 23:00 | 0
2018-12-01 | 0
2018-12-01 01:00 | 0
2018-12-01 02:00 | 0
2018-12-01 03:00 | 0
2018-12-01 04:00 | 0
2018-12-01 05:00 | 0
2018-12-01 06:00 | 0
2018-12-01 07:00 | 0
2018-12-01 08:00 | 0.19
2018-12-01 09:00 | 0.38
2018-12-01 10:00 | 0.49
2018-12-01 11:00 | 0.57
2018-12-01 12:00 | 0.59
2018-12-01 13:00 | 0.57
2018-12-01 14:00 | 0.47
2018-12-01 15:00 | 0.29
2018-12-01 16:00 | 0.09
2018-12-01 17:00 | 0
2018-12-01 18:00 | 0
2018-12-01 19:00 | 0
2018-12-01 20:00 | 0
2018-12-01 21:00 | 0
2018-12-01 22:00 | 0
2018-12-01 23:00 | 0
2018-12-02 | 0
2018-12-02 01:00 | 0
2018-12-02 02:00 | 0
2018-12-02 03:00 | 0
2018-12-02 04:00 | 0
2018-12-02 05:00 | 0
2018-12-02 06:00 | 0
2018-12-02 07:00 | 0
2018-12-02 08:00 | 0.18
2018-12-02 09:00 | 0.37
2018-12-02 10:00 | 0.48
2018-12-02 11:00 | 0.54
2018-12-02 12:00 | 0.56
2018-12-02 13:00 | 0.54
2018-12-02 14:00 | 0.48
2018-12-02 15:00 | 0.35
2018-12-02 16:00 | 0.1
2018-12-02 17:00 | 0
2018-12-02 18:00 | 0
2018-12-02 19:00 | 0
2018-12-02 20:00 | 0
2018-12-02 21:00 | 0
2018-12-02 22:00 | 0
2018-12-02 23:00 | 0
2018-12-03 | 0
2018-12-03 01:00 | 0
2018-12-03 02:00 | 0
2018-12-03 03:00 | 0
2018-12-03 04:00 | 0
2018-12-03 05:00 | 0
2018-12-03 06:00 | 0
2018-12-03 07:00 | 0
2018-12-03 08:00 | 0.18
2018-12-03 09:00 | 0.37
2018-12-03 10:00 | 0.49
2018-12-03 11:00 | 0.55
2018-12-03 12:00 | 0.57
2018-12-03 13:00 | 0.56
2018-12-03 14:00 | 0.48
2018-12-03 15:00 | 0.34
2018-12-03 16:00 | 0.11
2018-12-03 17:00 | 0
2018-12-03 18:00 | 0
2018-12-03 19:00 | 0
2018-12-03 20:00 | 0
2018-12-03 21:00 | 0
2018-12-03 22:00 | 0
2018-12-03 23:00 | 0
2018-12-04 | 0
2018-12-04 01:00 | 0
2018-12-04 02:00 | 0
2018-12-04 03:00 | 0
2018-12-04 04:00 | 0
2018-12-04 05:00 | 0
2018-12-04 06:00 | 0
2018-12-04 07:00 | 0
2018-12-04 08:00 | 0.17
2018-12-04 09:00 | 0.37
2018-12-04 10:00 | 0.47
2018-12-04 11:00 | 0.53
2018-12-04 12:00 | 0.54
2018-12-04 13:00 | 0.53
2018-12-04 14:00 | 0.47
2018-12-04 15:00 | 0.33
2018-12-04 16:00 | 0.1
2018-12-04 17:00 | 0
2018-12-04 18:00 | 0
2018-12-04 19:00 | 0
2018-12-04 20:00 | 0
2018-12-04 21:00 | 0
2018-12-04 22:00 | 0
2018-12-04 23:00 | 0
2018-12-05 | 0
2018-12-05 01:00 | 0
2018-12-05 02:00 | 0
2018-12-05 03:00 | 0
2018-12-05 04:00 | 0
2018-12-05 05:00 | 0
2018-12-05 06:00 | 0
2018-12-05 07:00 | 0
2018-12-05 08:00 | 0.17
2018-12-05 09:00 | 0.35
2018-12-05 10:00 | 0.47
2018-12-05 11:00 | 0.51
2018-12-05 12:00 | 0.53
2018-12-05 13:00 | 0.55
2018-12-05 14:00 | 0.49
2018-12-05 15:00 | 0.33
2018-12-05 16:00 | 0.09
2018-12-05 17:00 | 0
2018-12-05 18:00 | 0
2018-12-05 19:00 | 0
2018-12-05 20:00 | 0
2018-12-05 21:00 | 0
2018-12-05 22:00 | 0
2018-12-05 23:00 | 0
2018-12-06 | 0
2018-12-06 01:00 | 0
2018-12-06 02:00 | 0
2018-12-06 03:00 | 0
2018-12-06 04:00 | 0
2018-12-06 05:00 | 0
2018-12-06 06:00 | 0
2018-12-06 07:00 | 0
2018-12-06 08:00 | 0.17
2018-12-06 09:00 | 0.34
2018-12-06 10:00 | 0.46
2018-12-06 11:00 | 0.54
2018-12-06 12:00 | 0.57
2018-12-06 13:00 | 0.54
2018-12-06 14:00 | 0.48
2018-12-06 15:00 | 0.31
2018-12-06 16:00 | 0.1
2018-12-06 17:00 | 0
2018-12-06 18:00 | 0
2018-12-06 19:00 | 0
2018-12-06 20:00 | 0
2018-12-06 21:00 | 0
2018-12-06 22:00 | 0
2018-12-06 23:00 | 0
2018-12-07 | 0
2018-12-07 01:00 | 0
2018-12-07 02:00 | 0
2018-12-07 03:00 | 0
2018-12-07 04:00 | 0
2018-12-07 05:00 | 0
2018-12-07 06:00 | 0
2018-12-07 07:00 | 0
2018-12-07 08:00 | 0.16
2018-12-07 09:00 | 0.34
2018-12-07 10:00 | 0.47
2018-12-07 11:00 | 0.53
2018-12-07 12:00 | 0.58
2018-12-07 13:00 | 0.57
2018-12-07 14:00 | 0.5
2018-12-07 15:00 | 0.35
2018-12-07 16:00 | 0.11
2018-12-07 17:00 | 0
2018-12-07 18:00 | 0
2018-12-07 19:00 | 0
2018-12-07 20:00 | 0
2018-12-07 21:00 | 0
2018-12-07 22:00 | 0
2018-12-07 23:00 | 0
2018-12-08 | 0
2018-12-08 01:00 | 0
2018-12-08 02:00 | 0
2018-12-08 03:00 | 0
2018-12-08 04:00 | 0
2018-12-08 05:00 | 0
2018-12-08 06:00 | 0
2018-12-08 07:00 | 0
2018-12-08 08:00 | 0.16
2018-12-08 09:00 | 0.33
2018-12-08 10:00 | 0.44
2018-12-08 11:00 | 0.51
2018-12-08 12:00 | 0.54
2018-12-08 13:00 | 0.51
2018-12-08 14:00 | 0.46
2018-12-08 15:00 | 0.33
2018-12-08 16:00 | 0.06
2018-12-08 17:00 | 0
2018-12-08 18:00 | 0
2018-12-08 19:00 | 0
2018-12-08 20:00 | 0
2018-12-08 21:00 | 0
2018-12-08 22:00 | 0
2018-12-08 23:00 | 0
2018-12-09 | 0
2018-12-09 01:00 | 0
2018-12-09 02:00 | 0
2018-12-09 03:00 | 0
2018-12-09 04:00 | 0
2018-12-09 05:00 | 0
2018-12-09 06:00 | 0
2018-12-09 07:00 | 0
2018-12-09 08:00 | 0
2018-12-09 09:00 | 0
2018-12-09 10:00 | 0.48
2018-12-09 11:00 | 0.5
2018-12-09 12:00 | 0.29
2018-12-09 13:00 | 0.39
2018-12-09 14:00 | 0.33
2018-12-09 15:00 | 0.15
2018-12-09 16:00 | 0.07
2018-12-09 17:00 | 0
2018-12-09 18:00 | 0
2018-12-09 19:00 | 0
2018-12-09 20:00 | 0
2018-12-09 21:00 | 0
2018-12-09 22:00 | 0
2018-12-09 23:00 | 0
2018-12-10 | 0
2018-12-10 01:00 | 0
2018-12-10 02:00 | 0
2018-12-10 03:00 | 0
2018-12-10 04:00 | 0
2018-12-10 05:00 | 0
2018-12-10 06:00 | 0
2018-12-10 07:00 | 0
2018-12-10 08:00 | 0.16
2018-12-10 09:00 | 0.36
2018-12-10 10:00 | 0.48
2018-12-10 11:00 | 0.54
2018-12-10 12:00 | 0.54
2018-12-10 13:00 | 0.51
2018-12-10 14:00 | 0.43
2018-12-10 15:00 | 0.31
2018-12-10 16:00 | 0.09
2018-12-10 17:00 | 0
2018-12-10 18:00 | 0
2018-12-10 19:00 | 0
2018-12-10 20:00 | 0
2018-12-10 21:00 | 0
2018-12-10 22:00 | 0
2018-12-10 23:00 | 0
2018-12-11 | 0
2018-12-11 01:00 | 0
2018-12-11 02:00 | 0
2018-12-11 03:00 | 0
2018-12-11 04:00 | 0
2018-12-11 05:00 | 0
2018-12-11 06:00 | 0
2018-12-11 07:00 | 0
2018-12-11 08:00 | 0.12
2018-12-11 09:00 | 0.21
2018-12-11 10:00 | 0.44
2018-12-11 11:00 | 0.41
2018-12-11 12:00 | 0.36
2018-12-11 13:00 | 0.49
2018-12-11 14:00 | 0.47
2018-12-11 15:00 | 0.31
2018-12-11 16:00 | 0.11
2018-12-11 17:00 | 0
2018-12-11 18:00 | 0
2018-12-11 19:00 | 0
2018-12-11 20:00 | 0
2018-12-11 21:00 | 0
2018-12-11 22:00 | 0
2018-12-11 23:00 | 0
2018-12-12 | 0
2018-12-12 01:00 | 0
2018-12-12 02:00 | 0
2018-12-12 03:00 | 0
2018-12-12 04:00 | 0
2018-12-12 05:00 | 0
2018-12-12 06:00 | 0
2018-12-12 07:00 | 0
2018-12-12 08:00 | 0.16
2018-12-12 09:00 | 0.34
2018-12-12 10:00 | 0.36
2018-12-12 11:00 | 0.49
2018-12-12 12:00 | 0.57
2018-12-12 13:00 | 0.56
2018-12-12 14:00 | 0.49
2018-12-12 15:00 | 0.35
2018-12-12 16:00 | 0.11
2018-12-12 17:00 | 0
2018-12-12 18:00 | 0
2018-12-12 19:00 | 0
2018-12-12 20:00 | 0
2018-12-12 21:00 | 0
2018-12-12 22:00 | 0
2018-12-12 23:00 | 0
2018-12-13 | 0
2018-12-13 01:00 | 0
2018-12-13 02:00 | 0
2018-12-13 03:00 | 0
2018-12-13 04:00 | 0
2018-12-13 05:00 | 0
2018-12-13 06:00 | 0
2018-12-13 07:00 | 0
2018-12-13 08:00 | 0.15
2018-12-13 09:00 | 0.34
2018-12-13 10:00 | 0.38
2018-12-13 11:00 | 0.51
2018-12-13 12:00 | 0.53
2018-12-13 13:00 | 0.49
2018-12-13 14:00 | 0.43
2018-12-13 15:00 | 0.33
2018-12-13 16:00 | 0.1
2018-12-13 17:00 | 0
2018-12-13 18:00 | 0
2018-12-13 19:00 | 0
2018-12-13 20:00 | 0
2018-12-13 21:00 | 0
2018-12-13 22:00 | 0
2018-12-13 23:00 | 0
2018-12-14 | 0
2018-12-14 01:00 | 0
2018-12-14 02:00 | 0
2018-12-14 03:00 | 0
2018-12-14 04:00 | 0
2018-12-14 05:00 | 0
2018-12-14 06:00 | 0
2018-12-14 07:00 | 0
2018-12-14 08:00 | 0.15
2018-12-14 09:00 | 0.34
2018-12-14 10:00 | 0.38
2018-12-14 11:00 | 0.5
2018-12-14 12:00 | 0.48
2018-12-14 13:00 | 0.45
2018-12-14 14:00 | 0.37
2018-12-14 15:00 | 0.31
2018-12-14 16:00 | 0.09
2018-12-14 17:00 | 0
2018-12-14 18:00 | 0
2018-12-14 19:00 | 0
2018-12-14 20:00 | 0
2018-12-14 21:00 | 0
2018-12-14 22:00 | 0
2018-12-14 23:00 | 0
2018-12-15 | 0
2018-12-15 01:00 | 0
2018-12-15 02:00 | 0
2018-12-15 03:00 | 0
2018-12-15 04:00 | 0
2018-12-15 05:00 | 0
2018-12-15 06:00 | 0
2018-12-15 07:00 | 0
2018-12-15 08:00 | 0.14
2018-12-15 09:00 | 0.32
2018-12-15 10:00 | 0.01
2018-12-15 11:00 | 0.06
2018-12-15 12:00 | 0.02
2018-12-15 13:00 | 0.1
2018-12-15 14:00 | 0.08
2018-12-15 15:00 | 0.07
2018-12-15 16:00 | 0.01
2018-12-15 17:00 | 0
2018-12-15 18:00 | 0
2018-12-15 19:00 | 0
2018-12-15 20:00 | 0
2018-12-15 21:00 | 0
2018-12-15 22:00 | 0
2018-12-15 23:00 | 0
2018-12-16 | 0
2018-12-16 01:00 | 0
2018-12-16 02:00 | 0
2018-12-16 03:00 | 0
2018-12-16 04:00 | 0
2018-12-16 05:00 | 0
2018-12-16 06:00 | 0
2018-12-16 07:00 | 0
2018-12-16 08:00 | 0.13
2018-12-16 09:00 | 0.34
2018-12-16 10:00 | 0
2018-12-16 11:00 | 0.14
2018-12-16 12:00 | 0.02
2018-12-16 13:00 | 0.06
2018-12-16 14:00 | 0.13
2018-12-16 15:00 | 0.16
2018-12-16 16:00 | 0.04
2018-12-16 17:00 | 0
2018-12-16 18:00 | 0
2018-12-16 19:00 | 0
2018-12-16 20:00 | 0
2018-12-16 21:00 | 0
2018-12-16 22:00 | 0
2018-12-16 23:00 | 0
2018-12-17 | 0
2018-12-17 01:00 | 0
2018-12-17 02:00 | 0
2018-12-17 03:00 | 0
2018-12-17 04:00 | 0
2018-12-17 05:00 | 0
2018-12-17 06:00 | 0
2018-12-17 07:00 | 0
2018-12-17 08:00 | 0.14
2018-12-17 09:00 | 0.34
2018-12-17 10:00 | 0.36
2018-12-17 11:00 | 0.4
2018-12-17 12:00 | 0.52
2018-12-17 13:00 | 0.31
2018-12-17 14:00 | 0.4
2018-12-17 15:00 | 0.21
2018-12-17 16:00 | 0.11
2018-12-17 17:00 | 0
2018-12-17 18:00 | 0
2018-12-17 19:00 | 0
2018-12-17 20:00 | 0
2018-12-17 21:00 | 0
2018-12-17 22:00 | 0
2018-12-17 23:00 | 0
2018-12-18 | 0
2018-12-18 01:00 | 0
2018-12-18 02:00 | 0
2018-12-18 03:00 | 0
2018-12-18 04:00 | 0
2018-12-18 05:00 | 0
2018-12-18 06:00 | 0
2018-12-18 07:00 | 0
2018-12-18 08:00 | 0.14
2018-12-18 09:00 | 0.34
2018-12-18 10:00 | 0.37
2018-12-18 11:00 | 0.52
2018-12-18 12:00 | 0.52
2018-12-18 13:00 | 0.51
2018-12-18 14:00 | 0.44
2018-12-18 15:00 | 0.32
2018-12-18 16:00 | 0.11
2018-12-18 17:00 | 0
2018-12-18 18:00 | 0
2018-12-18 19:00 | 0
2018-12-18 20:00 | 0
2018-12-18 21:00 | 0
2018-12-18 22:00 | 0
2018-12-18 23:00 | 0
2018-12-19 | 0
2018-12-19 01:00 | 0
2018-12-19 02:00 | 0
2018-12-19 03:00 | 0
2018-12-19 04:00 | 0
2018-12-19 05:00 | 0
2018-12-19 06:00 | 0
2018-12-19 07:00 | 0
2018-12-19 08:00 | 0.14
2018-12-19 09:00 | 0.34
2018-12-19 10:00 | 0.4
2018-12-19 11:00 | 0.55
2018-12-19 12:00 | 0.58
2018-12-19 13:00 | 0.56
2018-12-19 14:00 | 0.51
2018-12-19 15:00 | 0.37
2018-12-19 16:00 | 0.12
2018-12-19 17:00 | 0
2018-12-19 18:00 | 0
2018-12-19 19:00 | 0
2018-12-19 20:00 | 0
2018-12-19 21:00 | 0
2018-12-19 22:00 | 0
2018-12-19 23:00 | 0
2018-12-20 | 0
2018-12-20 01:00 | 0
2018-12-20 02:00 | 0
2018-12-20 03:00 | 0
2018-12-20 04:00 | 0
2018-12-20 05:00 | 0
2018-12-20 06:00 | 0
2018-12-20 07:00 | 0
2018-12-20 08:00 | 0.14
2018-12-20 09:00 | 0.32
2018-12-20 10:00 | 0.4
2018-12-20 11:00 | 0.34
2018-12-20 12:00 | 0.53
2018-12-20 13:00 | 0.56
2018-12-20 14:00 | 0.51
2018-12-20 15:00 | 0.37
2018-12-20 16:00 | 0.13
2018-12-20 17:00 | 0
2018-12-20 18:00 | 0
2018-12-20 19:00 | 0
2018-12-20 20:00 | 0
2018-12-20 21:00 | 0
2018-12-20 22:00 | 0
2018-12-20 23:00 | 0
2018-12-21 | 0
2018-12-21 01:00 | 0
2018-12-21 02:00 | 0
2018-12-21 03:00 | 0
2018-12-21 04:00 | 0
2018-12-21 05:00 | 0
2018-12-21 06:00 | 0
2018-12-21 07:00 | 0
2018-12-21 08:00 | 0.14
2018-12-21 09:00 | 0.33
2018-12-21 10:00 | 0.38
2018-12-21 11:00 | 0.52
2018-12-21 12:00 | 0.46
2018-12-21 13:00 | 0.51
2018-12-21 14:00 | 0.49
2018-12-21 15:00 | 0.37
2018-12-21 16:00 | 0.1
2018-12-21 17:00 | 0
2018-12-21 18:00 | 0
2018-12-21 19:00 | 0
2018-12-21 20:00 | 0
2018-12-21 21:00 | 0
2018-12-21 22:00 | 0
2018-12-21 23:00 | 0
2018-12-22 | 0
2018-12-22 01:00 | 0
2018-12-22 02:00 | 0
2018-12-22 03:00 | 0
2018-12-22 04:00 | 0
2018-12-22 05:00 | 0
2018-12-22 06:00 | 0
2018-12-22 07:00 | 0
2018-12-22 08:00 | 0.14
2018-12-22 09:00 | 0.34
2018-12-22 10:00 | 0.39
2018-12-22 11:00 | 0.55
2018-12-22 12:00 | 0.53
2018-12-22 13:00 | 0.52
2018-12-22 14:00 | 0.46
2018-12-22 15:00 | 0.31
2018-12-22 16:00 | 0.1
2018-12-22 17:00 | 0
2018-12-22 18:00 | 0
2018-12-22 19:00 | 0
2018-12-22 20:00 | 0
2018-12-22 21:00 | 0
2018-12-22 22:00 | 0
2018-12-22 23:00 | 0
2018-12-23 | 0
2018-12-23 01:00 | 0
2018-12-23 02:00 | 0
2018-12-23 03:00 | 0
2018-12-23 04:00 | 0
2018-12-23 05:00 | 0
2018-12-23 06:00 | 0
2018-12-23 07:00 | 0
2018-12-23 08:00 | 0.13
2018-12-23 09:00 | 0.33
2018-12-23 10:00 | 0.39
2018-12-23 11:00 | 0.53
2018-12-23 12:00 | 0.55
2018-12-23 13:00 | 0.54
2018-12-23 14:00 | 0.48
2018-12-23 15:00 | 0.33
2018-12-23 16:00 | 0.12
2018-12-23 17:00 | 0
2018-12-23 18:00 | 0
2018-12-23 19:00 | 0
2018-12-23 20:00 | 0
2018-12-23 21:00 | 0
2018-12-23 22:00 | 0
2018-12-23 23:00 | 0
2018-12-24 | 0
2018-12-24 01:00 | 0
2018-12-24 02:00 | 0
2018-12-24 03:00 | 0
2018-12-24 04:00 | 0
2018-12-24 05:00 | 0
2018-12-24 06:00 | 0
2018-12-24 07:00 | 0
2018-12-24 08:00 | 0.13
2018-12-24 09:00 | 0.31
2018-12-24 10:00 | 0.37
2018-12-24 11:00 | 0.49
2018-12-24 12:00 | 0.53
2018-12-24 13:00 | 0.49
2018-12-24 14:00 | 0.41
2018-12-24 15:00 | 0.29
2018-12-24 16:00 | 0.1
2018-12-24 17:00 | 0
2018-12-24 18:00 | 0
2018-12-24 19:00 | 0
2018-12-24 20:00 | 0
2018-12-24 21:00 | 0
2018-12-24 22:00 | 0
2018-12-24 23:00 | 0
2018-12-25 | 0
2018-12-25 01:00 | 0
2018-12-25 02:00 | 0
2018-12-25 03:00 | 0
2018-12-25 04:00 | 0
2018-12-25 05:00 | 0
2018-12-25 06:00 | 0
2018-12-25 07:00 | 0
2018-12-25 08:00 | 0.12
2018-12-25 09:00 | 0.3
2018-12-25 10:00 | 0.34
2018-12-25 11:00 | 0.47
2018-12-25 12:00 | 0.51
2018-12-25 13:00 | 0.52
2018-12-25 14:00 | 0.45
2018-12-25 15:00 | 0.32
2018-12-25 16:00 | 0.13
2018-12-25 17:00 | 0
2018-12-25 18:00 | 0
2018-12-25 19:00 | 0
2018-12-25 20:00 | 0
2018-12-25 21:00 | 0
2018-12-25 22:00 | 0
2018-12-25 23:00 | 0
2018-12-26 | 0
2018-12-26 01:00 | 0
2018-12-26 02:00 | 0
2018-12-26 03:00 | 0
2018-12-26 04:00 | 0
2018-12-26 05:00 | 0
2018-12-26 06:00 | 0
2018-12-26 07:00 | 0
2018-12-26 08:00 | 0.12
2018-12-26 09:00 | 0.29
2018-12-26 10:00 | 0.02
2018-12-26 11:00 | 0.24
2018-12-26 12:00 | 0.14
2018-12-26 13:00 | 0.02
2018-12-26 14:00 | 0.06
2018-12-26 15:00 | 0.17
2018-12-26 16:00 | 0.08
2018-12-26 17:00 | 0
2018-12-26 18:00 | 0
2018-12-26 19:00 | 0
2018-12-26 20:00 | 0
2018-12-26 21:00 | 0
2018-12-26 22:00 | 0
2018-12-26 23:00 | 0
2018-12-27 | 0
2018-12-27 01:00 | 0
2018-12-27 02:00 | 0
2018-12-27 03:00 | 0
2018-12-27 04:00 | 0
2018-12-27 05:00 | 0
2018-12-27 06:00 | 0
2018-12-27 07:00 | 0
2018-12-27 08:00 | 0
2018-12-27 09:00 | 0
2018-12-27 10:00 | 0.11
2018-12-27 11:00 | 0.31
2018-12-27 12:00 | 0.42
2018-12-27 13:00 | 0.56
2018-12-27 14:00 | 0.48
2018-12-27 15:00 | 0.33
2018-12-27 16:00 | 0.12
2018-12-27 17:00 | 0
2018-12-27 18:00 | 0
2018-12-27 19:00 | 0
2018-12-27 20:00 | 0
2018-12-27 21:00 | 0
2018-12-27 22:00 | 0
2018-12-27 23:00 | 0
2018-12-28 | 0
2018-12-28 01:00 | 0
2018-12-28 02:00 | 0
2018-12-28 03:00 | 0
2018-12-28 04:00 | 0
2018-12-28 05:00 | 0
2018-12-28 06:00 | 0
2018-12-28 07:00 | 0
2018-12-28 08:00 | 0.13
2018-12-28 09:00 | 0.33
2018-12-28 10:00 | 0.39
2018-12-28 11:00 | 0.54
2018-12-28 12:00 | 0.54
2018-12-28 13:00 | 0.54
2018-12-28 14:00 | 0.48
2018-12-28 15:00 | 0.37
2018-12-28 16:00 | 0.13
2018-12-28 17:00 | 0
2018-12-28 18:00 | 0
2018-12-28 19:00 | 0
2018-12-28 20:00 | 0
2018-12-28 21:00 | 0
2018-12-28 22:00 | 0
2018-12-28 23:00 | 0
2018-12-29 | 0
2018-12-29 01:00 | 0
2018-12-29 02:00 | 0
2018-12-29 03:00 | 0
2018-12-29 04:00 | 0
2018-12-29 05:00 | 0
2018-12-29 06:00 | 0
2018-12-29 07:00 | 0
2018-12-29 08:00 | 0.13
2018-12-29 09:00 | 0.31
2018-12-29 10:00 | 0.37
2018-12-29 11:00 | 0.53
2018-12-29 12:00 | 0.56
2018-12-29 13:00 | 0.56
2018-12-29 14:00 | 0.47
2018-12-29 15:00 | 0.35
2018-12-29 16:00 | 0.13
2018-12-29 17:00 | 0
2018-12-29 18:00 | 0
2018-12-29 19:00 | 0
2018-12-29 20:00 | 0
2018-12-29 21:00 | 0
2018-12-29 22:00 | 0
2018-12-29 23:00 | 0
2018-12-30 | 0
2018-12-30 01:00 | 0
2018-12-30 02:00 | 0
2018-12-30 03:00 | 0
2018-12-30 04:00 | 0
2018-12-30 05:00 | 0
2018-12-30 06:00 | 0
2018-12-30 07:00 | 0
2018-12-30 08:00 | 0.12
2018-12-30 09:00 | 0.31
2018-12-30 10:00 | 0.39
2018-12-30 11:00 | 0.54
2018-12-30 12:00 | 0.58
2018-12-30 13:00 | 0.57
2018-12-30 14:00 | 0.52
2018-12-30 15:00 | 0.38
2018-12-30 16:00 | 0.14
2018-12-30 17:00 | 0
2018-12-30 18:00 | 0
2018-12-30 19:00 | 0
2018-12-30 20:00 | 0
2018-12-30 21:00 | 0
2018-12-30 22:00 | 0
2018-12-30 23:00 | 0
2018-12-31 | 0
2018-12-31 01:00 | 0
2018-12-31 02:00 | 0
2018-12-31 03:00 | 0
2018-12-31 04:00 | 0
2018-12-31 05:00 | 0
2018-12-31 06:00 | 0
2018-12-31 07:00 | 0
2018-12-31 08:00 | 0.12
2018-12-31 09:00 | 0.31
2018-12-31 10:00 | 0.33
2018-12-31 11:00 | 0.53
2018-12-31 12:00 | 0.6
2018-12-31 13:00 | 0.57
2018-12-31 14:00 | 0.51
2018-12-31 15:00 | 0.36
2018-12-31 16:00 | 0.11
2018-12-31 17:00 | 0
2018-12-31 18:00 | 0
2018-12-31 19:00 | 0
2018-12-31 20:00 | 0
2018-12-31 21:00 | 0
2018-12-31 22:00 | 0
2018-12-31 23:00 | 0
2019-01-01 | 0
Note:
Solar profile generated from the NREL PVWatts program for a fixed (open rack) array facing south with a 20 degree tilt angle located at the Port of Los Angeles. The profile is normalized such that the maximum output for the array is 1.0 (e.g., a 2 kW array is normalized by 2 kW so the power can be scaled to a 2 MW array). For MASCORE, the software will automatically scale it to the PV array size (as it optimizes it). Column B here would be copied into column B of the "Generation_default.csv" file downloaded from MASCORE.